## Summary UH
Summary for UH
Roughly :
Device Types | 605
Assets | 18920
Departments | 166

## pivot
Facility: Account Name | UNIVERSITY NEW MEXICO HOSPITAL
Department: Department Name | (All)
Row Labels | Count of Legacy Asset #
ABLATION SYSTEM | 2
ACRYLIC CURING UNITS/ DENTAL | 1
AIR CLEANERS/ PARTICULATE/GAS/VAPOR | 1
AIR PURIFIER | 6
AIRWAYS/ OROPHARYNGEAL | 1
AMALGAMATORS | 1
ANALGESIA UNITS | 4
ANALYZERS | 1
ANALYZERS/ ENVIRONMENTAL/GAS SYSTEM/ HALOGENATED A
ANALYZERS/ HEMATOLOGY/ COAGULATION/ AUTOMATED | 5
ANALYZERS/ LABORATORY/ BLOOD GAS | 3
ANALYZERS/ LABORATORY/ BODY FLUIDS/ ALCOHOL | 5
ANALYZERS/ LABORATORY/ HEMATOLOGY | 7
ANALYZERS/ LABORATORY/ HEMATOLOGY/ PLATELET AGGREG | 1
ANALYZERS/ LABORATORY/ IMMUNOASSAY | 3
ANALYZERS/ LABORATORY/ URINE | 1
ANALYZERS/ PHYSIOLOGIC/ MIDDLE EAR | 8
ANALYZERS/ PHYSIOLOGIC/ PULMONARY FUNCTION | 1
ANALYZERS/ PHYSIOLOGIC/ VISUAL FUNCTION | 9
ANALYZERS/ POINT-OF-CARE/ BREATH/ ALCOHOL | 13
ANALYZERS/ POINT-OF-CARE/ URINE | 15
ANALYZERS/ POINT-OF-CARE/ WHOLE BLOOD | 13
ANALYZERS/ POINT-OF-CARE/ WHOLE BLOOD/ COAGULATION | 21
ANALYZERS/ POINT-OF-CARE/ WHOLE BLOOD/ GAS/PH | 1
ANALYZERS/ POINT-OF-CARE/ WHOLE BLOOD/ GLUCOSE | 54
ANALYZERS/ POINT-OF-CARE/ WHOLE BLOOD/ HEMATOLOGY | 12
ANALYZERS/ POINT-OF-CARE/ WHOLE BLOOD/ HEMATOLOGY/ HEMOGLOBIN | 26
ANALYZERS/MIDDLE EAR/ IMPEDANCE TYMPANOMETER | 2
ANALYZERS/PERISTALTIC MOTILITY/ESOPHAGEAL | 3
ANALYZERS/PHYSIOLOGIC/VISUAL FUNCTION/EYE MOVEMENT | 1
ANALYZERS/POCWHOLE BLOOD/COAGULATION (HEMACUE) | 1
ANESTHESIA UNIT VAPORIZERS | 128
ANESTHESIA UNITS | 45
ANGIOPLASTY SYSTEMS | 1
ARTHROSCOPIC SHAVER SYSTEMS | 3
ASPIRATORS | 145
ASPIRATORS/ EMERGENCY | 47
ASPIRATORS/ ENDOSCOPIC IRRIGATION | 2
ASPIRATORS/ SURGICAL | 8
ASPIRATORS/ TRACHEAL | 5
ASPIRATORS/ ULTRASONIC | 2
AUDIOMETERS | 36
AUDITORY FUNCTION SCREENING DEVICES | 10
AUDITORY FUNCTION SCREENING DEVICES/ NEWBORN | 5
AUTOTRANSFUSION UNITS/ BLOOD PROCESSING | 5
BALANCES/ MECHANICAL | 4
BATHS | 2
BATHS/ PARAFFIN/ PHYSICAL THERAPY | 1
BATHS/ WATER | 12
BATHS/ WHIRLPOOL | 1
BATTERY CHARGERS | 52
BILIRUBINOMETERS | 23
BIOFEEDBACK SYSTEMS | 4
BLOOD-FLOW DETECTORS/ ULTRASONIC | 174
BRONCHOSCOPES | 8
CABINETS/ DRYING | 1
CABINETS/ TREATMENT/ ULTRAVIOLET | 1
CALIBRATORS | 4
CAMERA/ MULTI-IMAGE | 1
CAMERAS | 7
CAMERAS/ ENDOSCOPIC | 15
CAMERAS/ GAMMA/ STATIONARY | 1
CAMERAS/ IDENTIFICATION | 3
CAMERAS/ OPHTHALMIC | 12
CAMERAS/ VIDEO | 12
CAMERAS/ VIDEO/ ENDOSCOPE | 20
CAPNOGRAPHS | 9
CARDIAC OUTPUT UNITS | 1
CARTS | 8
CARTS/ INSTRUMENT | 15
CARTS/ MEDICATION | 1
CARTS/ OTHER | 6
CAST CUTTER VACUUMS | 2
CAST CUTTERS | 43
CAST CUTTERS/ ELECTRIC | 20
CATARACT EXTRACTION UNITS/ PHACOEMULSIFICATION | 4
CATHETERS/ FLOTATION BALLOON/ PULMONARY ARTERY | 2
CATHETERS/ VASCULAR/ EMBOLECTOMY/ THROMBECTOMY/ FR | 2
CENTRIFUGES | 15
CENTRIFUGES/ FLOOR/ LOW-SPEED/ REFRIGERATED | 2
CENTRIFUGES/ TABLETOP | 11
CENTRIFUGES/ TABLETOP/ HIGH-SPEED | 1
CENTRIFUGES/ TABLETOP/ LOW-SPEED/ REFRIGERATED | 2
CENTRIFUGES182 | 1
CHAIRS/ EXAMINATION/ TREATMENT | 42
CHAIRS/ EXAMINATION/ TREATMENT/ DENTISTRY | 2
CHAIRS/ EXAMINATION/ TREATMENT/ OPHTHALMOLOGY | 13
CHAIRS/ MAMMOGRAPHY | 1
CHAIRS/ PATIENT TRANSFER | 3
CHAIRS/ RADIOGRAPHY/ FLUOROSCOPY | 1
CHARTS/ EYE | 1
CIRCULATORY ASSIST UNITS | 2
CIRCULATORY ASSIST UNITS/ INTRA-AORTIC BALLOON | 4
COAGULATORS/ TIMER/ BLOOD | 1
COLONOSCOPES | 10
COLPOSCOPES | 15
COMMUNICATION AIDS | 1
COMPRESSION UNITS/ INTERMITTENT | 536
COMPRESSORS | 18
COMPRESSORS/ MEDICAL-AIR | 5
COMPUTER AIDED DETECTION SYSTEMS/ MAMMOGRAPHIC | 1
COMPUTERS | 60
COMPUTERS/ ECG INTERPRETATION | 2
CONDUCTIVITY METERS | 2
CONTINUOUS POSITIVE AIRWAY PRESSURE UNITS | 10
CONTROLLERS | 43
CONTROLLERS/ TEMPERATURE | 2
COOLING UNITS | 11
CORNEAL TOPOGRAPHY SYSTEMS | 1
COUNTERS/ SCINTILLATION/ LIQUID | 1
COUNTERS/ SPONGE | 32
CRYOSURGICAL UNITS | 6
CUFF INFLATORS | 2
DATA MANAGEMENT SYSTEMS | 15
DATA MANAGEMENT SYSTEMS/ ECG | 113
DEFIBRILLATOR/ MONITOR/ PACEMAKERS | 132
DEFIBRILLATORS/ EXTERNAL/ AUTOMATED | 88
DENSITOMETERS | 7
DENSITOMETERS/ BONE/ X-RAY | 2
DENTAL DELIVERY UNITS | 2
DENTAL ENGINES | 1
DENTAL HAND INSTRUMENTS/ ENDODONTIC | 2
DEPARTMENT | 120
DETECTORS/ METALLIC FOREIGN BODY | 1
DIGITAL IMAGING SYSTEM/ ANGIOGRAPHIC/ CARDIOVASCULAR | 1
DIGITAL IMAGING SYSTEMS | 4
DIGITAL IMAGING SYSTEMS/ COMPUTED RADIOGRAPHY | 17
DIGITAL IMAGING SYSTEMS/ PORTAL | 2
DIGITAL MULTIMETERS | 2
DIGITIZER/ RECORDER/ VIDEO | 4
DISINFECTING UNITS/ LIQUID/ FLEXIBLE ENDOSCOPE | 5
DISINFECTORS | 1
DOPPLERS/ SURGICAL | 10
DOPPLERS/ TRANSCRANIAL | 2
DRILLS | 4
DRILLS/ BONE | 1
DRILLS/ SURGICAL | 2
DRILL-SAW SYSTEMS | 8
DRYERS | 2
DUODENOSCOPES | 3
DYNAMOMETERS | 1
DYNAMOMETERS/ SQUEEZE | 1
EAR/ NOSE/ THROAT TREATMENT UNITS | 4
ELECTROCARDIOGRAPHS/ MULTICHANNEL | 51
ELECTROCAUTERY UNITS | 1
ELECTROENCEPHALOGRAPHS | 59
ELECTROMAGNETIC MAPPING SYSTEMS | 3
ELECTROMYOGRAPHS | 9
ELECTROSURGICAL UNIT/ MONO/ BI-POLAR/ ARGON-ENHANCED | 12
ELECTROSURGICAL UNITS | 67
ELECTROSURGICAL UNITS/ BIPOLAR | 7
ELECTROSURGICAL UNITS/ MONOPOLAR/ BIPOLAR | 33
ENDOSCOPE/ CAMERA ADAPTERS | 1
ENDOSCOPES | 5
ENDOSCOPIC TELESCOPES | 6
EQUIPMENT BOOM ARMS | 64
ERGOMETERS | 7
ERGOMETERS/ BICYCLE | 2
ERGOMETERS/ OTHER | 3
EXAMINATION/ TREATMENT STANDS/ OPHTHALMIC | 18
EXERCISERS | 11
EXERCISERS/ BICYCLE | 22
EXERCISERS/ CLIMBING | 3
EXERCISERS/ CONTINUOUS PASSIVE MOTION | 1
EXERCISERS/ HAND | 1
EXERCISERS/ UPPER/ LOWER LIMB/ CYCLE | 1
FETAL HEART DETECTORS | 4
FETAL HEART DETECTORS/ ULTRASONIC | 75
FILTERS/ HEPA | 2
FILTRATION SYSTEMS
FLOWMETERS
FLOWMETERS/ BLOOD/ ULTRASONIC | 2
FLOWMETERS/ GAS | 1
FLUIDOTHERAPY UNITS | 1
FREEZERS | 1
FREEZERS/ BLOOD | 2
FREEZERS/ LABORATORY | 4
GASTROSCOPES | 16
GENERATORS/ FREQUENCY | 3
GENERATORS/ RADIO-FREQUENCY | 9
HANDPIECES/ DENTAL | 1
HEADLIGHTS | 1
HEART-LUNG BYPASS UNITS | 4
HEAT EXCHANGERS | 1
HEAT GUNS | 1
HEATING BLOCKS | 1
HEIGHT MEASURMENT INSTRUMENTS/ WALL MOUNTED | 8
HEMODIALYSIS UNITS | 21
HOLTER MONITORING SYSTEMS | 109
HOODS | 6
HOODS/ CHEMICAL FUME | 2
HOODS/ ISOLATION/ LAMINAR AIR FLOW | 7
HOT PLATES/ STIRRING | 3
HUMIDIFIERS | 10
HUMIDIFIERS/ HEATED | 180
HUMIDIFIERS/ ULTRASONIC/ MOISTURE EXCHANGE | 3
HYDROCOLLATORS | 11
HYFRECATORS | 9
IDENTIFICATION AND SECURITY SYSTEMS | 12
IMAGE STORAGE DEVICES/ FLUOROSCOPIC | 1
IMPEDANCE CARDIOGRAPHS | 1
INCUBATORS | 1
INCUBATORS/ DRY HEAT | 1
INCUBATORS/ INFANT | 24
INCUBATORS/ INFANT/ TRANSPORT | 8
INCUBATORS/ LABORATORY/ PLATELET | 1
INCUBATORS/ TEST TUBE | 2
INFORMATION SYSTEMS/ CARDIOLOGY | 1
INFUSION CONTROLLERS | 4
INFUSION PUMPS | 2065
INFUSION PUMPS/ GENERAL-PURPOSE | 121
INFUSION PUMPS/ PATIENT-CONTROLLED ANALGESIC | 190
INFUSION PUMPS/ SYRINGE | 21
INJECTORS/ CONTRAST MEDIA | 11
INJECTORS/ CONTRAST MEDIA/ COMPUTED TOMOGRAPHY | 8
INJECTORS/ CONTRAST MEDIA/ MAGNETIC RESONANCE IMAG | 4
INSUFFLATORS | 41
IONTOPHORESIS UNITS | 2
IRRADIATORS/ BLOOD | 1
IRRIGATION KITS | 2
IRRIGATION/ DISTENTION SYSTEMS | 13
IRRIGATION/DISTENTION SYSTEMS/ ARTHROSCOPIC | 8
KERATOMES | 1
KERATOMETERS | 1
KERATOSCOPES | 2
LARYNGOSCOPES | 32
LARYNGOSCOPES/ FLEXIBLE | 9
LARYNGOSTROBOSCOPES | 3
LASER IMAGERS | 1
LASERS | 5
LASERS/ CARBON DIOXIDE | 2
LASERS/ DIODE | 1
LASERS/ DIODE/ OPHTHALMIC | 2
LASERS/ DIODE/ SURGICAL | 2
LASERS/ DYE | 1
LASERS/ ER:YAG/ OPHTHALMIC | 1
LASERS/ KRYPTON | 1
LASERS/ ND:YAG | 3
LENSOMETERS | 5
LIFTS/ PATIENT TRANSFER | 37
LIGHT SOURCES | 70
LIGHT SOURCES/ FIBEROPTIC | 40
LIGHT SOURCES/ FIBEROPTIC/ FLEXIBLE ENDOSCOPIC | 5
LIGHTS | 5
LIGHTS/ DENTAL
LIGHTS/ EXAMINATION | 410
LIGHTS/ EXAMINATION/ CEILING-MOUNTED | 1
LIGHTS/ INFRARED | 3
LIGHTS/ PERINEAL HEAT | 13
LIGHTS/ SURGICAL | 89
LIGHTS/ ULTRAVIOLET | 18
LITHOTRIPTERS/ EXTRACORPOREAL/ SPARK-GAP | 1
LITHOTRIPTERS/ INTRACORPOREAL/ ELECTROHYDRAULIC | 1
MAGNIFIERS/ OPERATING | 1
MEMBRANE PEELERS | 1
METABOLIC CARTS | 3
MICROELECTRODE AMPLIFIERS | 14
MICROSCOPE/ LABORATORY | 1
MICROSCOPES | 49
MICROSCOPES LIGHT/ LABORATORY/ BRIGHTFIELD | 1
MICROSCOPES/ LIGHT/ EXAMINATION/ OTORHINOLARYNGOLO | 5
MICROSCOPES/ LIGHT/ OPERATING | 12
MICROSCOPES/ LIGHT/ OPERATING/ NEUROSURGERY | 2
MICROSCOPES/ LIGHT/ OPERATING/ OPHTHALMOLOGY | 5
MICROTOMES/ CRYOSTAT | 2
MICROTYMPANOMETER | 1
MIXERS | 4
MIXERS/ CLINICAL LABORATORY | 5
MODULES/ ANESTHETIC GAS | 26
MODULES/ BISPECTRAL INDEX | 10
MODULES/ BLOOD PRESSURE | 8
MODULES/ CAPNOGRAPH | 1
MODULES/ CARBON DIOXIDE/OXYGEN | 21
MODULES/ DATA/ TRANSFER | 115
MODULES/ ELECTROENCEPHALOGRAPHY | 5
MODULES/ EXHALED CARBON DIOXIDE | 2
MODULES/ MULTIPARAMETERS | 278
MODULES/ OXIMETERS/ INTRAVASCULAR | 1
MODULES/ RECORDERS | 32
MONITOR/BEDSIDE/RESPIRATION/EXHALED CARBON DIOXIDE | 48
MONITORING SYSTEMS/ PHYSIOLOGIC | 923
MONITORING SYSTEMS/ PHYSIOLOGIC/ ACUTE CARE | 77
MONITORING SYSTEMS/ PHYSIOLOGIC/ STRESS EXERCISE | 6
MONITORING SYSTEMS/PHYSIOLOGIC/CARDIAC CATH | 2
MONITORS | 90
MONITORS/ BEDSIDE | 2
MONITORS/ BEDSIDE/ ANESTHETIC GAS
MONITORS/ BEDSIDE/ BLOOD GAS | 6
MONITORS/ BEDSIDE/ BLOOD GAS/ TRANSCUTANEOUS | 9
MONITORS/ BEDSIDE/ BLOOD PRESSURE | 69
MONITORS/ BEDSIDE/ CARDIAC OUTPUT | 25
MONITORS/ BEDSIDE/ ELECTROENCEPHALOGRAPHY | 11
MONITORS/ BEDSIDE/ FETAL | 47
MONITORS/ BEDSIDE/ INTRACRANIAL PRESSURE | 9
MONITORS/ BEDSIDE/ NEUROLOGY | 2
MONITORS/ BEDSIDE/ RESPIRATION | 1
MONITORS/ BEDSIDE/ RESPIRATION/ INSPIRED OXYGEN | 2
MONITORS/ BEDSIDE/ RESPIRATION/ VENTILATION/APNEA | 1
MONITORS/ BISPECTRAL INDEX | 17
MONITORS/ CENTRAL STATION | 78
MONITORS/ CEREBRAL FUNCTIONS | 1
MONITORS/ ELECTROSURGERY/ RETURN ELECTRODE | 1
MONITORS/ EMG | 1
MONITORS/ GRAPHIC | 14
MONITORS/ MEDICAL GRADE DISPLAY | 50
MONITORS/ NIBP | 1
MONITORS/ PATIENT TRANSPORT | 33
MONITORS/ PERSONAL/ GLUCOSE | 3
MONITORS/ PHYSIOLOGIC/ VITAL SIGNS | 54
MONITORS/ VIDEO | 167
MONITORS/BEDSIDE/RESPIRATION/CARBON DIOXIDE/OXYGEN | 8
MONITORS/CONTROLLERS/ OXYGEN | 18
MUCUS CLEARANCE DEVICES | 20
NEBULIZERS | 36
NEBULIZERS/ HEATED | 34
NEBULIZERS/ NONHEATED | 22
NEBULIZERS/ ULTRASONIC | 3
NERVE LOCATORS | 6
NIBP ANALYZER | 1
NURSE CALL SYSTEMS | 24
OPHTHALMIC FIXATION UNITS | 4
OPHTHALMOSCOPE/OTOSCOPES | 676
OPHTHALMOSCOPES | 4
OPHTHALMOSCOPES/ INDIRECT | 6
OSCILLOSCOPES
OVENS/ LABORATORY | 1
OXIMETERS | 5
OXIMETERS/ CEREBRAL | 16
OXIMETERS/ IN VITRO | 2
OXIMETERS/ PULSE | 230
OXIMETERS/ PULSE (9500 ONYX) | 1
OXYGEN CONCENTRATORS | 9
OXYGEN METERS | 8
OXYGEN-AIR PROPORTIONERS | 218
PACEMAKERS/ CARDIAC/ EXTERNAL | 18
PACHYMETERS | 1
PACKAGE SEALERS | 6
PARALLEL BARS | 1
PERCUSSORS | 10
PERITONEAL DIALYSIS UNITS | 6
PH METERS | 9
PHANTOMS/ ULTRASOUND
PHOROMETERS | 18
PHOTOTACHOMETERS
PHOTOTHERAPY UNIT/VISIBLE LIGHT/HYPERBILIRUBINEMIA | 39
PHOTOTHERAPY UNITS | 5
PHOTOTHERAPY UNITS/ VISIBLE LIGHT/ HYPERBILIRUBINE | 30
PHYSIOLOGICAL/ MRI COMPATABLE | 1
PIGMENTATION SYSTEMS/ MICRO | 2
PLASMA THAWERS | 3
PLETHYSMOGRAPHS | 2
PLETHYSMOGRAPHS/ BODY | 2
POCKET DOPPLER | 1
POLYSOMNOGRAPHS | 17
POSITIVE AIRWAY PRESSURE UNITS/ BI-LEVEL | 10
POWER METERS/ ULTRASOUND
POWER SUPPLIES | 26
POWER SUPPLIES/ LINE-VOLTAGE STABILIZATION | 4
POWER SUPPLIES/ REGULATED | 1
POWER SYSTEMS/ ISOLATED | 2
POWER SYSTEMS/ UNINTERRUPTIBLE | 106
PRESSURE MEASURING UNITS | 2
PRESSURE METERS/ DIGITAL | 3
PRINTERS | 35
PRINTERS/ DIGITAL WRITER | 1
PRINTERS/ DRY-PROCESSING | 4
PRINTERS/ INKJET | 2
PRINTERS/ LASER | 1
PRINTERS/ VIDEO | 37
PROBES | 9
PROBES/ GAMMA RADIATION DETECTION/ ABDOMINAL | 4
PROBES/ ULTRASONIC | 4
PROBES/ULTRASONIC/TEE
PROCESSORS/ ELECTRONIC IMAGE | 3
PROCESSORS/ VIDEO | 2
PROGRAMMER/TESTERS/IMPLANTABLE CARDIAC PACEMAKER | 9
PROJECTORS/ CHART/ EYE | 13
PUMPS | 9
PUMPS/ AIR MATTRESS | 4
PUMPS/ ASPIRATOR/ PORTABLE | 1
PUMPS/ BREAST | 101
PUMPS/ CIRCULATING-FLUID | 5
PUMPS/ COMPRESSOR/ AIR | 1
PUMPS/ ENTERAL FEEDING | 140
PUMPS/ EXTRACORPOREAL PERFUSION | 2
PUMPS/ ROLLER | 15
Pupillometers | 11
RACKS/ MODULE | 566
RADIATION COUNTERS | 1
RADIOFREQUENCY THERAPY SYSTEMS/ TISSUE ABLATION | 9
RADIOGRAPHIC SYSTEMS | 10
RADIOGRAPHIC SYSTEMS/ DIGITAL | 9
RADIOGRAPHIC SYSTEMS/ DIGITAL/ MAMMOGRAPHIC | 4
RADIOGRAPHIC UNITS/ DENTAL/ EXTRAORAL | 2
RADIOGRAPHIC UNITS/ MOBILE | 9
RADIOGRAPHIC UNITS/ SPECIMEN | 2
RADIOGRAPHIC UNITS/MAMMOGRAPHIC | 1
RADIOGRAPHIC/FLUOROSCOPIC SYSTEMS | 6
RADIOGRAPHIC/FLUOROSCOPIC SYSTEMS/ CARDIOVASCULAR | 9
RADIOGRAPHIC/FLUOROSCOPIC UNITS | 3
RADIOGRAPHIC/FLUOROSCOPIC UNITS/ MOBILE | 22
RADIOMETERS | 9
RADIOMETERS/ LASER
RADIOMETERS/ PHOTOTHERAPY | 8
RECEIVERS/ TELEMETRIC | 8
RECORDERS | 62
RECORDERS/ DIGITAL VERSATILE DISK | 5
RECORDERS/ ELECTRONIC STORAGE/ DATA | 127
RECORDERS/ ELECTRONIC STORAGE/ DATA/ SLEEP/AWAKE | 8
RECORDERS/ GRAPHIC | 20
RECORDERS/ TAPE/ DATA/ ELECTROCARDIOGRAPHY/ EVENT | 16
RECORDERS/ TAPE/ VIDEO | 13
RECORDERS/ELECTRONIC STORAGE/ELECTROCARDIOGRAPHY | 53
RECORDERS/TAPE/DATA/ELECTROCARDIOGRAPHY/CONTINUOUS | 1
REFRACTOMETERS | 1
REFRACTORS/ OPHTHALMOLOGIC | 6
REFRIGERATORS | 1
REFRIGERATORS/ BLOOD BANK | 12
REFRIGERATORS/ LABORATORY | 1
REGULATORS | 2
REGULATORS/ HIGH-PRESSURE GAS | 7
REGULATORS/ SUCTION | 1827
RESPIRATORS | 6
RESUSCITATORS | 115
RETINOSCOPES | 2
ROBOTIC ARMS | 1
ROBOTIC SURGICAL SYSTEMS | 1
ROTATORS | 2
ROUTER/ SWITCH/ HUB | 5
ROWING UNITS | 2
SCALE/ CLINICAL/ BLOOD COLLECTION | 2
SCALE/ WEIGHT | 2
SCALES | 8
SCALES/ CLINICAL/ LABORATORY | 20
SCALES/ DIAPER | 41
SCALES/ INFANT | 117
SCALES/ LIFT | 2
SCALES/ PATIENT | 30
SCALES/ PATIENT/ BEDSIDE | 1
SCALES/ PATIENT/ BEDSIDE/ SLING | 9
SCALES/ PATIENT/ FLOOR | 3
SCALES/ PATIENT/ PLATFORM/ ELECTRONIC | 105
SCALES/ PATIENT/ PLATFORM/ MECHANICAL | 129
SCALES/ PATIENT/ WHEELCHAIR | 18
SCANNING SYSTEMS/ COMPUTED TOMOGRAPHY | 6
SCANNING SYSTEMS/ GAMMA CAMERA | 3
SCANNING SYSTEMS/ LASER/ OPTICAL TOMOGRAPHY | 5
SCANNING SYSTEMS/ MAGNETIC RESONANCE IMAGING121 | 3
SCANNING SYSTEMS/ MAGNETIC RESONANCE IMAGING91 | 2
SCANNING SYSTEMS/ POSITRON EMISSION TOMOGRAPHY | 2
SCANNING SYSTEMS/ ULTRASONIC | 18
SCANNING SYSTEMS/ ULTRASONIC/ OPHTHALMIC | 2
SCANNING SYSTEMS/ ULTRASONIC/ PORTABLE | 58
SCANNING SYSTEMS/ ULTRASONIC/ VASCULAR | 5
SCANNING SYSTEMS/ULTRASONIC/DIAGNOSTIC (BIOMED) | 40
SCANNING SYSTEMS/ULTRASONIC/DIAGNOSTIC (DI) | 57
SCANNING SYSTEMS/ULTRASONIC/DIAGNOSTIC(365) | 3
SCOPE/ RIGID | 2
SENSITOMETERS/ RADIOGRAPHIC | 1
SENSORS
SERVERS | 2
SHAKERS/ LABORATORY | 2
SHAVERS | 7
SIGMOIDOSCOPES | 1
SIMULATORS
SIMULATORS/ MULTIPARAMETER
SIMULATORS/ NONINVASIVE BLOOD PRESSURE
SIMULATORS/ TEMPERATURE
SLIDE STAINERS/ HEMATOLOGY | 1
SLIT LAMPS | 34
SMOKE EVACUATION SYSTEMS/ SURGICAL | 9
SPEECH DIAGNOSIS UNITS | 2
SPEECH THERAPY UNITS | 3
SPHYGMOMANOMETER/ ANERIOD | 7
SPHYGMOMANOMETERS | 30
SPHYGMOMANOMETERS/ ANEROID | 3
SPHYGMOMANOMETERS/ ELECTRONIC | 12
SPHYGMOMANOMETERS/ ELECTRONIC/ AUTOMATIC | 2
SPHYGMOMANOMETERS/ MERCURY | 1
SPIROMETERS | 6
STADIOMETER | 2
STEREOTACTIC SYSTEMS | 7
STEREOTACTIC SYSTEMS/ BIOPSY/ MAMMOGRAPHIC | 2
STERILE TUBING WELDER | 1
STERILIZATION PROCESS INDICATORS | 13
STERILIZING UNITS/ PLASMA | 5
STERILIZING UNITS/ STEAM | 17
STERILIZING UNITS/ STEAM/ TABLETOP | 1
STIMULATOR/ELECTRICAL/PERIPHERAL NERVE/ACUPUNCTURE | 1
STIMULATORS | 8
STIMULATORS/ CALORIC/ PHYSICAL THERAPY/ FLUIDIZED | 1
STIMULATORS/ ELECTRICAL/ BRAIN/ ANALGESIC | 1
STIMULATORS/ ELECTRICAL/ BRAIN/ CONVULSIVE THERAPY | 2
STIMULATORS/ ELECTRICAL/ CARDIAC/ DIAGNOSTIC | 2
STIMULATORS/ ELECTRICAL/ NEUROMUSCULAR | 60
STIMULATORS/ ELECTRICAL/ PERIPHERAL NERVE | 8
STIMULATORS/ ELECTRICAL/ PERIPHERAL NERVE/ BLOCK M | 2
STIMULATORS/ ELECTROMAGNETIC
STIMULATORS/ PHOTIC | 1
STIMULATORS/ PHOTIC/ VISUAL | 6
STIMULATORS/ELECTRICAL/BRAIN/CONVULSIVE THERAPY | 2
STIMULATORS/ELECTRICAL/PERIPHERAL NERVE/ANALGESIC | 3
STIMULATORS/NEUROMUSCULAR/MUSCLE STRENGTHEN | 1
STIRRERS | 2
STOOLS | 6
STRETCHERS/ MOBILE/ HOSPITAL/ PATIENT TRANSFER | 1
SUCTION IRRIGATORS | 11
SURGICAL SLUSH UNITS | 13
SYRINGES/ PLUNGER/ CALIBRATION | 17
TABLES | 3
TABLES/ EXAMINATION/TREATMENT | 545
TABLES/ EXAMINATION/TREATMENT/ ADJUSTABLE/ PHYSICAL THERAPY | 1
TABLES/ EXAMINATION/TREATMENT/ PHYSICAL THERAPY | 6
TABLES/ EXAMINATION/TREATMENT/ORTHOPEDIC/TRACTION | 6
TABLES/ IMAGING | 14
TABLES/ INSTRUMENT/ SURGERY | 1
TABLES/ OPERATING | 32
TABLES/ OPERATING/ SPINAL | 2
TABLES/EXAM/TREATMENT/ADJUSTABLE/OBSTETRICAL | 2
TELEVISION SETS/ HOSPITAL | 1
TESTERS | 1
TESTERS/ DEFIBRILLATOR
TESTERS/ ELECTRICAL SAFETY | 1
TESTERS/ ELECTROSURGICAL UNIT
TESTERS/ EXTERNAL CARDIAC PACEMAKER
TESTERS/ HEARING AID | 2
TESTERS/ HEMODIALYSIS DIALYSATE
TESTERS/ IMPEDANCE | 2
TESTERS/ IMPEDANCE/LEAD/ELECTROENCEPHALOGRAPHY | 2
TESTERS/ LEAKAGE CURRENT | 3
TESTERS/ PNEUMATIC | 4
TESTERS/ PULSE OXIMETRY MONITOR
TESTERS/ VENTILATOR
THERMOMETERS | 1
THERMOMETERS/ ELECTRONIC | 390
THERMOMETERS/ ELECTRONIC/ INFRARED | 1079
THERMOMETERS/ ELECTRONIC/ INFRARED/ EAR | 473
THERMOMETERS/ ELECTRONIC/ THERMISTOR/ THERMOCOUPLE/ | 9
THERMOMETERS/ ELECTRONIC/ THERMISTOR/THERMOCOUPLE/
THYROID UPTAKE SYSTEMS | 1
TIMERS/ COAGULATION | 7
TONOMETERS | 10
TONOMETERS/ OPHTHALMIC | 6
TOPOGRAPHIC DISPLAY UNITS/ EEG/EVOKED-POTENTIAL | 2
TOURNIQUETS/ PNEUMATIC/ AUTOMATIC ROTATING | 18
TRACTION UNITS | 1
TRAINERS/ DEFIBRILLATORS/ EXTERNAL/ AUTOMATED | 1
TRANSDUCERS/ PRESSURE | 6
TRANSDUCERS/ ULTRASONIC | 3
TRANSFORMERS | 3
TRANSFORMERS/ ISOLATION | 2
TRANSILLUMINATORS | 28
TRANSMITTER/RECEIVER SYSTEMS/ TELEPHONE/ ECG | 5
TRANSMITTER/RECEIVER SYSTEMS/ECG/ MULTICHANNE | 8
TRANSMITTERS/ TELEMETRIC | 22
TREADMILLS | 18
TUBE SEALERS | 2
TYPOSCOPES | 2
ULTRASOUND CLEANING SYSTEMS | 11
ULTRASOUND THERAPY SYSTEMS/ PHYSICAL THERAPY | 6
ULTRASOUND THERAPY/NEUROMUSCULAR STIMULATION SYSTEM | 1
URETEROSCOPES | 2
URODYNAMIC MEASUREMENT SYSTEMS | 4
VACUUM PUMPS/ CENTRAL | 4
VENTILATORS | 137
VENTILATORS/ INTENSIVE CARE/ ADULT/ HIGH-FREQUENCY | 3
VENTILATORS/ INTENSIVE CARE/ NEONATAL/PEDIATRIC | 6
VENTILATORS/ TRANSPORT | 4
VENTILATORS/INTENSIVE CARE/ADULT/HIGH-FREQUENCY | 1
VIDEO IMAGE PROCESSORS | 18
VIDEO IMAGE PROCESSORS/ ENDOSCOPIC | 43
VIDEO INTUBATION SYSTEM | 1
VIDEO SYSTEMS | 8
VIDEO SYSTEMS/ ENDOSCOPIC | 26
VIDEO SYSTEMS/ ENDOSCOPIC/ CHIP CAMERA/ LARYNGOSCOPIC INTUBATION | 8
VIEW BOXES | 2
VIEW BOXES/ X-RAY | 2
VIEW BOXES/ X-RAY/ MOTORIZED | 4
VIEWERS/ FILM | 2
VITRECTOMY UNITS | 2
WARMING UNITS | 94
WARMING UNITS/ BLANKET | 51
WARMING UNITS/ BLOOD/SOLUTION | 111
WARMING UNITS/ BLOOD/SOLUTION (FLUID) | 24
WARMING UNITS/ CONTRAST MEDIA | 2
WARMING UNITS/ GEL | 29
WARMING UNITS/ MICROSCOPE SLIDE | 1
WARMING UNITS/ MULTIPURPOSE | 52
WARMING UNITS/ PATIENT | 15
WARMING UNITS/ PATIENT/ CIRCULATING-FLUID | 32
WARMING UNITS/ PATIENT/ FORCED-AIR | 94
WARMING UNITS/ PATIENT/ FORCED-AIR (BAIR HUGGER) | 28
WARMING UNITS/ PATIENT/ RADIANT/ INFANT | 78
WASHER/DECONTAMINATORS | 28
WASHERS | 5
WASHERS/ CART | 1
WASHERS/ FLEXIBLE ENDOSCOPE | 12
WASTE-DISPOSAL UNITS | 27
WATER PURIFICATION SYSTEMS/ REVERSE OSMOSIS | 9
WATER-JET SURGICAL UNITS | 1
WEIGHTS/ BALANCE/ PRECISION | 1
WORKSTATION | 2
WORKSTATIONS/ DIGITAL RADIOGRAPHY | 22
XENON SYSTEMS | 2
X-RAY FILM DUPLICATORS | 3
Grand Total | 18920

## report1500664007259
Legacy Asset # | Device Number | Manufacturer | Model Name: Model Name | Model Number | Device Type | Acquisition PO# | Legacy PO Number | Serial Number | Last Completed PM Date | Next PM Date | Primary Cost Center | Department: Department Name | Installed Date | Acquisition Purchase Price Currency | Acquisition Purchase Price | Status | Facility: Account Name
105243 | 1446927 | EXERGEN CORP | TAT-5000 | TAT-5000 | THERMOMETERS/ ELECTRONIC/ INFRARED |  |  | A637815 |  | 2017-07-15 | 12250 | ORTHOPEDICS (3-S) | 2017-07-21 | USD |  | Active | UNIVERSITY NEW MEXICO HOSPITAL
105239 | 1446920 | EXERGEN CORP | TAT-5000 | TAT-5000 | THERMOMETERS/ ELECTRONIC/ INFRARED | REPLACEMENT/MFG |  | A837621 |  | 2017-07-15 | 12320 | GENERAL MEDICINE (5-W) | 2017-07-21 | USD |  | Active | UNIVERSITY NEW MEXICO HOSPITAL
105516 | 1446983 | EXERGEN CORP | TAT-5000 | TAT-5000 | THERMOMETERS/ ELECTRONIC/ INFRARED | 1220946 |  | A6321576 |  | 2017-07-15 | 12240 | GENERAL SURGERY (6-S) | 2017-07-21 | USD | 700 | Active | UNIVERSITY NEW MEXICO HOSPITAL
105699 | 1447939 | MEDELA INC | 87115 | 87115 | WARMING UNITS/ MULTIPURPOSE | REPACN: 84756 |  | 1439390 | 2017-07-17 | 2018-02-15 | 12455 | NEWBORN ICU | 2017-07-17 | USD |  | Active | UNIVERSITY NEW MEXICO HOSPITAL
105648 | 1447134 | EXERGEN CORP | TAT-5000 | TAT-5000 | THERMOMETERS/ ELECTRONIC/ INFRARED | REPLACN89896 |  | A643066 | 2017-07-15 | 2017-07-15 | 12210 | CORONARY CARE SUBACUTE | 2017-07-14 | USD |  | Active | UNIVERSITY NEW MEXICO HOSPITAL
105646 | 1447132 | EXERGEN CORP | TAT-5000 | TAT-5000 | THERMOMETERS/ ELECTRONIC/ INFRARED | REPLACN89893 |  | A643014 | 2017-07-14 | 2017-07-15 | 12210 | CORONARY CARE SUBACUTE | 2017-07-14 | USD |  | Active | UNIVERSITY NEW MEXICO HOSPITAL
105633 | 1447110 | NELLCOR PURITAN BENNETT INC | PB 980 | 980 | VENTILATORS | 2001345-0-MCAP |  | 35B1701425 | 2017-07-13 | 2017-09-15 | 71510 | PULMONARY SERVICES | 2017-07-13 | USD | 33700 | Active | UNIVERSITY NEW MEXICO HOSPITAL
105632 | 1447111 | NELLCOR PURITAN BENNETT INC | PB 980 | 980 | VENTILATORS | 2001345-0-MCAP |  | 35B1701437 | 2017-07-13 | 2017-09-15 | 71510 | PULMONARY SERVICES | 2017-07-13 | USD | 33700 | Active | UNIVERSITY NEW MEXICO HOSPITAL
105631 | 1447112 | NELLCOR PURITAN BENNETT INC | PB 980 | 980 | VENTILATORS | 2001345-0-MCAP |  | 35B1701241 | 2017-07-13 | 2017-09-15 | 71510 | PULMONARY SERVICES | 2017-07-13 | USD | 33700 | Active | UNIVERSITY NEW MEXICO HOSPITAL
105630 | 1447113 | NELLCOR PURITAN BENNETT INC | PB 980 | 980 | VENTILATORS | 2001345-0-MCAP |  | 35B1701521 | 2017-07-13 | 2017-09-15 | 71510 | PULMONARY SERVICES | 2017-07-13 | USD | 33700 | Active | UNIVERSITY NEW MEXICO HOSPITAL
105623 | 1447987 | NELLCOR PURITAN BENNETT INC | PB 980 | 980 | VENTILATORS | 2001345-0-MCAP |  | 35B1701519 | 2017-07-13 | 2017-09-15 | 71510 | PULMONARY SERVICES | 2017-07-13 | USD | 33700 | Active | UNIVERSITY NEW MEXICO HOSPITAL
105645 | 1447131 | PHYSIO-CONTROL INC | LUCAS | 100774-00 | BATTERY CHARGERS | 1225945-0-MCAP |  | 3217B953 | 2017-07-17 | 2017-07-15 | 12130 | TRAUMA/SURGICAL ICU | 2017-07-12 | USD | 878.9 | Active | UNIVERSITY NEW MEXICO HOSPITAL
105369 | 1447130 | PHYSIO-CONTROL INC | LUCAS | 100774-00 | BATTERY CHARGERS | 1225945-0-MCAP |  | 3217B954 | 2017-07-17 | 2017-07-15 | 12130 | TRAUMA/SURGICAL ICU | 2017-07-12 | USD | 878.9 | Active | UNIVERSITY NEW MEXICO HOSPITAL
105629 | 1447114 | NELLCOR PURITAN BENNETT INC | PB 980 | 980 | VENTILATORS | 1220113-0-MCAP |  | 35B1701019 | 2017-07-13 | 2017-09-15 | 71510 | PULMONARY SERVICES | 2017-07-11 | USD | 34200 | Active | UNIVERSITY NEW MEXICO HOSPITAL
105628 | 1447115 | NELLCOR PURITAN BENNETT INC | PB 980 | 980 | VENTILATORS | 1220113-0-MCAP |  | 35B1701037 | 2017-07-13 | 2017-09-15 | 71510 | PULMONARY SERVICES | 2017-07-11 | USD | 34200 | Active | UNIVERSITY NEW MEXICO HOSPITAL
105627 | 1447116 | NELLCOR PURITAN BENNETT INC | PB 980 | 980 | VENTILATORS | 1220113-0-MCAP |  | 35B1701018 | 2017-07-13 | 2017-09-15 | 71510 | PULMONARY SERVICES | 2017-07-11 | USD | 34200 | Active | UNIVERSITY NEW MEXICO HOSPITAL
105626 | 1447117 | NELLCOR PURITAN BENNETT INC | PB 980 | 980 | VENTILATORS | 1220113-0-MCAP |  | 35B1701041 | 2017-07-13 | 2017-09-15 | 71510 | PULMONARY SERVICES | 2017-07-11 | USD | 34200 | Active | UNIVERSITY NEW MEXICO HOSPITAL
105625 | 1447118 | NELLCOR PURITAN BENNETT INC | PB 980 | 980 | VENTILATORS | 1220113-0-MCAP |  | 35B1701046 | 2017-07-13 | 2017-09-15 | 71510 | PULMONARY SERVICES | 2017-07-11 | USD | 34200 | Active | UNIVERSITY NEW MEXICO HOSPITAL
105624 | 1447119 | NELLCOR PURITAN BENNETT INC | PB 980 | 980 | VENTILATORS | 1220113-0-MCAP |  | 35B1701040 | 2017-07-13 | 2017-09-15 | 71510 | PULMONARY SERVICES | 2017-07-11 | USD | 34200 | Active | UNIVERSITY NEW MEXICO HOSPITAL
98831 | 1447988 | NELLCOR PURITAN BENNETT INC | PB 980 | 980 | VENTILATORS | 1220113-0-MCAP |  | 35B1700961 | 2017-07-13 | 2017-09-15 | 71510 | PULMONARY SERVICES | 2017-07-11 | USD | 34200 | Active | UNIVERSITY NEW MEXICO HOSPITAL
105365 | 1446836 | EDWARDS LIFESCIENCES CORP | EVPMP | EV1000 | PUMPS | 1222281 |  | 600153013391 | 2017-07-15 | 2018-07-15 | 15055 | ANESTHESIA | 2017-07-10 | USD | 0 | Active | UNIVERSITY NEW MEXICO HOSPITAL
105364 | 1446835 | EDWARDS LIFESCIENCES CORP | EVPMP | EV1000 | PUMPS | 1222281 |  | 600153013388 | 2017-07-15 | 2018-06-15 | 15055 | ANESTHESIA | 2017-07-10 | USD | 0 | Active | UNIVERSITY NEW MEXICO HOSPITAL
105363 | 1446834 | EDWARDS LIFESCIENCES CORP | EVPMP | EV1000 | PUMPS | 1222281 |  | 600153013390 | 2017-07-15 | 2018-06-15 | 15055 | ANESTHESIA | 2017-07-10 | USD | 0 | Active | UNIVERSITY NEW MEXICO HOSPITAL
105366 | 1446837 | STRYKER CORP | AHTO | 250-070-601 | SUCTION IRRIGATORS | REPLACN91637 |  | 16G035684 | 2017-07-17 | 2017-06-15 | 15000 | OPERATING ROOM | 2017-07-10 | USD |  | Active | UNIVERSITY NEW MEXICO HOSPITAL
105362 | 1446833 | INSTROMEDIX INC | KING OF HEARTS EXPRESS AF | LR080A-02 | RECORDERS/ ELECTRONIC STORAGE/ DATA | 1221360 |  | 5151531 | 2017-07-17 | 2017-07-15 | 71030 | HEART STATION | 2017-07-06 | USD | 595 | Active | UNIVERSITY NEW MEXICO HOSPITAL
105361 | 1446832 | INSTROMEDIX INC | KING OF HEARTS EXPRESS AF | LR080A-02 | RECORDERS/ ELECTRONIC STORAGE/ DATA | 1221360 |  | 5151537 | 2017-07-17 | 2017-07-15 | 71030 | HEART STATION | 2017-07-06 | USD | 595 | Active | UNIVERSITY NEW MEXICO HOSPITAL
105360 | 1446831 | INSTROMEDIX INC | KING OF HEARTS EXPRESS AF | LR080A-02 | RECORDERS/ ELECTRONIC STORAGE/ DATA | 1221360 |  | 5151536 | 2017-07-17 | 2017-07-15 | 71030 | HEART STATION | 2017-07-06 | USD | 595 | Active | UNIVERSITY NEW MEXICO HOSPITAL
105359 | 1446830 | INSTROMEDIX INC | KING OF HEARTS EXPRESS AF | LR080A-02 | RECORDERS/ ELECTRONIC STORAGE/ DATA | 1221360 |  | 5151540 | 2017-07-17 | 2017-07-15 | 71030 | HEART STATION | 2017-07-06 | USD | 595 | Active | UNIVERSITY NEW MEXICO HOSPITAL
105358 | 1446829 | INSTROMEDIX INC | KING OF HEARTS EXPRESS AF | LR080A-02 | RECORDERS/ ELECTRONIC STORAGE/ DATA | 1221360 |  | 5151542 | 2017-07-17 | 2017-07-15 | 71030 | HEART STATION | 2017-07-06 | USD | 595 | Active | UNIVERSITY NEW MEXICO HOSPITAL
105357 | 1446828 | INSTROMEDIX INC | KING OF HEARTS EXPRESS AF | LR080A-02 | RECORDERS/ ELECTRONIC STORAGE/ DATA | 1221360 |  | 5151539 | 2017-07-17 | 2017-07-15 | 71030 | HEART STATION | 2017-07-06 | USD | 595 | Active | UNIVERSITY NEW MEXICO HOSPITAL
105356 | 1446827 | INSTROMEDIX INC | KING OF HEARTS EXPRESS AF | LR080A-02 | RECORDERS/ ELECTRONIC STORAGE/ DATA | 1221360 |  | 5151538 | 2017-07-17 | 2017-07-15 | 71030 | HEART STATION | 2017-07-06 | USD | 595 | Active | UNIVERSITY NEW MEXICO HOSPITAL
105355 | 1446826 | INSTROMEDIX INC | KING OF HEARTS EXPRESS AF | LR080A-02 | RECORDERS/ ELECTRONIC STORAGE/ DATA | 1221360 |  | 5151535 | 2017-07-17 | 2017-07-15 | 71030 | HEART STATION | 2017-07-06 | USD | 595 | Active | UNIVERSITY NEW MEXICO HOSPITAL
105353 | 1446824 | INSTROMEDIX INC | KING OF HEARTS EXPRESS AF | LR080A-02 | RECORDERS/ ELECTRONIC STORAGE/ DATA | 1221360 |  | 5151541 | 2017-07-17 | 2017-07-15 | 71030 | HEART STATION | 2017-07-06 | USD | 595 | Active | UNIVERSITY NEW MEXICO HOSPITAL
105354 | 1446825 | INSTROMEDIX INC | KING OF HEARTS EXPRESS AF | LR080A-02 | RECORDERS/ ELECTRONIC STORAGE/ DATA | 1221360 |  | 5151543 | 2017-07-17 | 2017-07-15 | 71030 | HEART STATION | 2017-07-06 | USD | 595 | Active | UNIVERSITY NEW MEXICO HOSPITAL
105352 | 1446823 | VITAL SIGNS INC | ENFLOW WARMER | 100 | WARMING UNITS/ BLOOD/SOLUTION | REPLACN91777 |  | 70382222 | 2017-07-17 | 2018-06-15 | 15055 | ANESTHESIA | 2017-07-05 | USD |  | Active | UNIVERSITY NEW MEXICO HOSPITAL
105351 | 1446822 | VITAL SIGNS INC | ENFLOW WARMER | 100 | WARMING UNITS/ BLOOD/SOLUTION | REPLACN91558 |  | 70382248 | 2017-07-17 | 2018-06-15 | 15055 | ANESTHESIA | 2017-07-05 | USD |  | Active | UNIVERSITY NEW MEXICO HOSPITAL
105350 | 1446821 | VITAL SIGNS INC | ENFLOW WARMER | 100 | WARMING UNITS/ BLOOD/SOLUTION | REPLACN83540 |  | 70382242 | 2017-07-17 | 2018-06-15 | 15055 | ANESTHESIA | 2017-07-05 | USD |  | Active | UNIVERSITY NEW MEXICO HOSPITAL
105486 | 1449606 | INTUITIVE SURGICAL INC | DA VINCI XI | IS 4000 | ROBOTIC SURGICAL SYSTEMS | 1223065-0-MCAP |  | 534604 | 2017-07-03 | 2018-01-15 | 12000 | LABOR AND DELIVERY | 2017-07-03 | USD | 2289000 | Active | UNIVERSITY NEW MEXICO HOSPITAL
98596 | 1399674 | KIMBERLY-CLARK | TDA-PPU-1 | TDA-PPU-1 | PUMPS/ CIRCULATING-FLUID | 1178397-CAP |  | ST6032-002 | 2017-07-03 | 2017-10-15 | 34315 | CLINICAL NEUROSCIENCE CENTER | 2017-07-03 | USD | 28995 | Active | UNIVERSITY NEW MEXICO HOSPITAL
98597 | 1399675 | KIMBERLY-CLARK | TDA-PPU-1 | TDA-PPU-1 | PUMPS/ CIRCULATING-FLUID | 1178397 |  | NS6113041 | 2017-07-03 | 2017-10-15 | 34315 | CLINICAL NEUROSCIENCE CENTER | 2017-07-03 | USD | 3995 | Active | UNIVERSITY NEW MEXICO HOSPITAL
| 1446960 | OLYMPUS AMERICA INC | CV-180 | CV-180 | VIDEO IMAGE PROCESSORS |  |  | 7007245 | 2017-07-03 | 2017-07-15 | 32047 | UNMH WOMEN'S PRIMARY CARE CTR | 2017-07-03 | USD |  | Active | UNIVERSITY NEW MEXICO HOSPITAL
105498 | 1446955 | SCALE-TRONIX INC | 4302 | 4302 | SCALES/ DIAPER | 2001357 |  | 107245161487 | 2017-07-20 | 2018-04-15 | 12410 | PEDIATRIC SPECIALTY CARE | 2017-06-30 | USD |  | Active | UNIVERSITY NEW MEXICO HOSPITAL
105497 | 1446952 | MED-STIM ASA | VERIQ-4122 | VERIQ-4122 | DOPPLERS/ SURGICAL | 1226761 |  | AD 0998 |  | 2018-06-15 | 15000 | OPERATING ROOM | 2017-06-30 | USD |  | Active | UNIVERSITY NEW MEXICO HOSPITAL
105511 | 1446953 | PENTAX MEDICAL CO | 9310HD | 9310HD | VIDEO IMAGE PROCESSORS | Found |  | 81341-09 |  | 2017-07-15 | 76020 | SPEECH/LANGUAGE PATHOLOGY | 2017-06-30 | USD |  | Active | UNIVERSITY NEW MEXICO HOSPITAL
105512 | 1446954 | PENTAX MEDICAL CO | 9310HD | 9310HD | VIDEO IMAGE PROCESSORS | Found |  | 81341-11 |  | 2017-07-15 | 76020 | SPEECH/LANGUAGE PATHOLOGY | 2017-06-30 | USD |  | Active | UNIVERSITY NEW MEXICO HOSPITAL
105492 | 1447973 | SECA CORP | SECA 264 | 2641900009 | STADIOMETER | Found |  | 880315216 |  | 2017-07-15 | 35010 | UNM CARE - HOME SERVICES | 2017-06-29 | USD |  | Active | UNIVERSITY NEW MEXICO HOSPITAL
105494 | 1447974 | SECA CORP | SECA 264 | 2641900009 | STADIOMETER | Found |  | 880315216 |  | 2017-07-15 | 35010 | UNM CARE - HOME SERVICES | 2017-06-29 | USD |  | Active | UNIVERSITY NEW MEXICO HOSPITAL
105496 | 1446942 | EXERGEN CORP | TAT-5000 | TAT-5000 | THERMOMETERS/ ELECTRONIC/ INFRARED | 1226688 |  | A638989 |  | 2017-07-15 | 12210 | CORONARY CARE SUBACUTE | 2017-06-29 | USD | 316 | Active | UNIVERSITY NEW MEXICO HOSPITAL
105495 | 1446941 | EXERGEN CORP | TAT-5000 | TAT-5000 | THERMOMETERS/ ELECTRONIC/ INFRARED | 1226688 |  | A634761 |  | 2017-07-15 | 12210 | CORONARY CARE SUBACUTE | 2017-06-29 | USD | 316 | Active | UNIVERSITY NEW MEXICO HOSPITAL
105493 | 1446940 | TYCO HEALTHCARE GROUP | GENIUS II | GENIUS II | THERMOMETERS/ ELECTRONIC/ INFRARED/ EAR | Found |  | N16609007 |  | 2017-07-15 | 35010 | UNM CARE - HOME SERVICES | 2017-06-28 | USD |  | Active | UNIVERSITY NEW MEXICO HOSPITAL
105491 | 1446924 | TYCO HEALTHCARE GROUP | GENIUS II | GENIUS II | THERMOMETERS/ ELECTRONIC/ INFRARED/ EAR | Found |  | N16599025 |  | 2017-07-15 | 35010 | UNM CARE - HOME SERVICES | 2017-06-28 | USD |  | Active | UNIVERSITY NEW MEXICO HOSPITAL
105482 | 1449602 | SIEMENS HEALTHCARE | DCA VANTAGE | DCA VANTAGE | ANALYZERS/ POINT-OF-CARE/ WHOLE BLOOD/ GLUCOSE | 1224118 |  | S062739 | 2017-06-23 | 2017-06-15 | 34150 | PEDIATRICS CLINIC | 2017-06-23 | USD |  | Active | UNIVERSITY NEW MEXICO HOSPITAL
105480 | 1449600 | ALCON INC | CENTURION VISION SYSTEM | 215-0000-501 | CATARACT EXTRACTION UNITS/ PHACOEMULSIFICATION |  |  | 1701541201X | 2017-06-23 | 2017-11-15 | 15500 | OSIS OPERATING ROOM | 2017-06-23 | USD |  | Active | UNIVERSITY NEW MEXICO HOSPITAL
105347 | 1447133 | RF SURGICAL SYSTEMS INC | RF ASSURE | 200 | COUNTERS/ SPONGE | REPLACN95940 |  | 165D1 | 2017-07-15 | 2017-07-15 | 12000 | LABOR AND DELIVERY | 2017-06-21 | USD |  | Active | UNIVERSITY NEW MEXICO HOSPITAL
105348 | 1446820 | RF SURGICAL SYSTEMS INC | RF ASSURE | 200 | COUNTERS/ SPONGE | REPLACEMENT |  | 15F97 | 2017-07-15 | 2017-07-15 | 15000 | OPERATING ROOM | 2017-06-21 | USD |  | Active | UNIVERSITY NEW MEXICO HOSPITAL
95939 | 1478471 | RF SURGICAL SYSTEMS INC | RF ASSURE | 200 | COUNTERS/ SPONGE |  |  | 1636E |  | 2017-04-15 | 12000 | LABOR AND DELIVERY | 2017-06-20 | USD |  | Active | UNIVERSITY NEW MEXICO HOSPITAL
98700 | 1447391 | SONY CORP OF AMERICA | UP-DR80MD | UP-DR80MD | PRINTERS | 1219129 |  | 721715 | 2017-06-16 | 2017-06-15 | 15500 | OSIS OPERATING ROOM | 2017-06-16 | USD |  | Active | UNIVERSITY NEW MEXICO HOSPITAL
98913 | 1447395 | SONY CORP OF AMERICA | UP-DR80MD | UP-DR80MD | PRINTERS | 1219129 |  | 722524 | 2017-06-16 | 2017-06-15 | 15500 | OSIS OPERATING ROOM | 2017-06-16 | USD |  | Active | UNIVERSITY NEW MEXICO HOSPITAL
98914 | 1447396 | SONY CORP OF AMERICA | UP-DR80MD | UP-DR80MD | PRINTERS | 1219129 |  | 722544 | 2017-06-16 | 2017-06-15 | 15500 | OSIS OPERATING ROOM | 2017-06-16 | USD |  | Active | UNIVERSITY NEW MEXICO HOSPITAL
98912 | 1447394 | SONY CORP OF AMERICA | UP-DR80MD | UP-DR80MD | PRINTERS | 1219129 |  | 722546 | 2017-06-16 | 2017-06-15 | 15500 | OSIS OPERATING ROOM | 2017-06-16 | USD |  | Active | UNIVERSITY NEW MEXICO HOSPITAL
105425 | 1447404 | SONY CORP OF AMERICA | UP-DR80MD | UP-DR80MD | PRINTERS | 1219129 |  | 722592 | 2017-06-16 | 2017-06-15 | 15500 | OSIS OPERATING ROOM | 2017-06-16 | USD |  | Active | UNIVERSITY NEW MEXICO HOSPITAL
| 1447401 | ARMEDICA MFG CORP | AM-300 | AM-300 | TABLES/ EXAMINATION/TREATMENT/ ADJUSTABLE/ PHYSICAL THERAPY |  |  | 61269 | 2017-06-16 | 2017-06-15 | 76015 | REHABILITATION OUTPATIENT 1025 | 2017-06-16 | USD |  | Active | UNIVERSITY NEW MEXICO HOSPITAL
98915 | 1447397 | BARCO INC | MDSC-2226 | MDSC-2226 | MONITORS/ MEDICAL GRADE DISPLAY | 1219129 |  | AN011636002790 | 2017-06-16 | 2017-06-15 | 15500 | OSIS OPERATING ROOM | 2017-06-16 | USD |  | Active | UNIVERSITY NEW MEXICO HOSPITAL
95900 | 1478286 | BARCO INC | MDSC-2226 | MDSC-2226 | MONITORS/ MEDICAL GRADE DISPLAY | 1219129 |  | AN011636002700 | 2017-06-16 | 2017-06-15 | 15500 | OSIS OPERATING ROOM | 2017-06-16 | USD |  | Active | UNIVERSITY NEW MEXICO HOSPITAL
95898 | 1477909 | BARCO INC | MDSC-2226 | MDSC-2226 | MONITORS/ MEDICAL GRADE DISPLAY | 1219129 |  | AN011636002719 | 2017-06-16 | 2017-06-15 | 15500 | OSIS OPERATING ROOM | 2017-06-16 | USD |  | Active | UNIVERSITY NEW MEXICO HOSPITAL
98701 | 1447392 | BARCO INC | MDSC-2226 | MDSC-2226 | MONITORS/ MEDICAL GRADE DISPLAY | 1219129 |  | AN011636002710 | 2017-06-16 | 2017-06-15 | 15500 | OSIS OPERATING ROOM | 2017-06-16 | USD |  | Active | UNIVERSITY NEW MEXICO HOSPITAL
98911 | 1447393 | BARCO INC | MDSC-2226 | MDSC-2226 | MONITORS/ MEDICAL GRADE DISPLAY | 1219129 |  | AN011636002715 | 2017-06-16 | 2017-06-15 | 15500 | OSIS OPERATING ROOM | 2017-06-16 | USD |  | Active | UNIVERSITY NEW MEXICO HOSPITAL
98916 | 1447398 | BARCO INC | MDSC-2226 | MDSC-2226 | MONITORS/ MEDICAL GRADE DISPLAY | 1219129 |  | AN011636002718 | 2017-06-16 | 2017-06-15 | 15500 | OSIS OPERATING ROOM | 2017-06-16 | USD |  | Active | UNIVERSITY NEW MEXICO HOSPITAL
98917 | 1447399 | BARCO INC | MDSC-2226 | MDSC-2226 | MONITORS/ MEDICAL GRADE DISPLAY | 1219129 |  | AN011636002694 | 2017-06-16 | 2017-06-15 | 15500 | OSIS OPERATING ROOM | 2017-06-16 | USD |  | Active | UNIVERSITY NEW MEXICO HOSPITAL
98918 | 1447400 | BARCO INC | MDSC-2226 | MDSC-2226 | MONITORS/ MEDICAL GRADE DISPLAY | 1219129 |  | AN011636002713 | 2017-06-16 | 2017-06-15 | 15500 | OSIS OPERATING ROOM | 2017-06-16 | USD |  | Active | UNIVERSITY NEW MEXICO HOSPITAL
98921 | 1447402 | NIHON KOHDEN CORP | NOMAD | PMU800 | RECORDERS/ ELECTRONIC STORAGE/ DATA/ SLEEP/AWAKE | 1222014 |  | NMD-800011041 | 2017-06-16 | 2017-06-15 | 34015 | SLEEP DISORDERS CENTER 1101-2 | 2017-06-15 | USD |  | Active | UNIVERSITY NEW MEXICO HOSPITAL
98920 | 1447403 | NIHON KOHDEN CORP | NOMAD | PMU800 | RECORDERS/ ELECTRONIC STORAGE/ DATA/ SLEEP/AWAKE | 1222014 |  | NMD-800012002 | 2017-06-16 | 2017-06-15 | 34015 | SLEEP DISORDERS CENTER 1101-2 | 2017-06-15 | USD |  | Active | UNIVERSITY NEW MEXICO HOSPITAL
105078 | 1448069 | TYCO HEALTHCARE GROUP | GENIUS II | GENIUS II | THERMOMETERS/ ELECTRONIC/ INFRARED/ EAR | RPL. ACN98115 |  | N16622968 | 2017-06-13 | 2017-06-15 | 30030 | CTH OUTPATIENT CLINIC | 2017-06-13 | USD | 150 | Active | UNIVERSITY NEW MEXICO HOSPITAL
105079 | 1446923 | TYCO HEALTHCARE GROUP | GENIUS II | GENIUS II | THERMOMETERS/ ELECTRONIC/ INFRARED/ EAR | RPL. ACN98115 |  | N17528377 | 2017-06-13 | 2017-06-15 | 30030 | CTH OUTPATIENT CLINIC | 2017-06-13 | USD | 150 | Active | UNIVERSITY NEW MEXICO HOSPITAL
105080 | 1446922 | TYCO HEALTHCARE GROUP | GENIUS II | GENIUS II | THERMOMETERS/ ELECTRONIC/ INFRARED/ EAR | RPL. ACN70686 |  | N17528624 | 2017-06-13 | 2017-06-15 | 30030 | CTH OUTPATIENT CLINIC | 2017-06-13 | USD | 150 | Active | UNIVERSITY NEW MEXICO HOSPITAL
105335 | 1446814 | Schaerer | AXIS 7300 | AXIS 7300 | TABLES/ OPERATING | 1220741-0-MCAP |  | TFX-1658 | 2017-07-17 | 2018-01-15 | 15000 | OPERATING ROOM | 2017-06-13 | USD | 74848.96 | Active | UNIVERSITY NEW MEXICO HOSPITAL
105334 | 1446813 | NEOPROBE CORP | NEO-2300 | NEO-2300 | PROBES/ GAMMA RADIATION DETECTION/ ABDOMINAL | 1221316-0-MCAP |  | 164768824 | 2017-07-15 | 2018-06-15 | 15000 | OPERATING ROOM | 2017-06-12 | USD | 40351.2 | Active | UNIVERSITY NEW MEXICO HOSPITAL
105330 | 1446809 | SONOSITE INC | iVIZ | iVIZ | SCANNING SYSTEMS/ ULTRASONIC | 1215689-0-MCAP |  | Q4HXVB | 2017-07-15 | 2018-07-15 | 34350 | MEDICINE CLINIC | 2017-06-12 | USD | 13676.4 | Active | UNIVERSITY NEW MEXICO HOSPITAL
105333 | 1446812 | GE HEALTHCARE | CARESCAPE(V100) | CARESCAPE(V100) | MONITORING SYSTEMS/ PHYSIOLOGIC | 1219733 |  | SH617210014SA | 2017-07-15 | 2017-10-15 | 12520 | MOTHER & BABY UNIT (3-E) BBRP | 2017-06-12 | USD | 3213 | Active | UNIVERSITY NEW MEXICO HOSPITAL
105332 | 1446811 | GE HEALTHCARE | CARESCAPE(V100) | CARESCAPE(V100) | MONITORING SYSTEMS/ PHYSIOLOGIC | 1219733 |  | SH617210016SA | 2017-07-15 | 2017-10-15 | 12520 | MOTHER & BABY UNIT (3-E) BBRP | 2017-06-12 | USD | 3213 | Active | UNIVERSITY NEW MEXICO HOSPITAL
105331 | 1446810 | MEDELA INC | SYMPHONY (600837) | SYMPHONY (600837) | PUMPS/ BREAST | 1220352 |  | 1648211 | 2017-07-15 | 2017-10-15 | 12520 | MOTHER & BABY UNIT (3-E) BBRP | 2017-06-12 | USD | 1261 | Active | UNIVERSITY NEW MEXICO HOSPITAL
105368 | 1446839 | PHYSIO-CONTROL INC | LUCAS2 | LUCAS2 | RESUSCITATORS | 1225945-0-MCAP |  | 3017K096 | 2017-07-15 | 2018-07-15 | 12130 | TRAUMA/SURGICAL ICU | 2017-06-12 | USD | 13444.85 | Active | UNIVERSITY NEW MEXICO HOSPITAL
105367 | 1446838 | PHYSIO-CONTROL INC | LUCAS2 | LUCAS2 | RESUSCITATORS | 1225945-0-MCAP |  | 3017K095 | 2017-07-15 | 2018-05-15 | 12130 | TRAUMA/SURGICAL ICU | 2017-06-12 | USD | 13444.85 | Active | UNIVERSITY NEW MEXICO HOSPITAL
105329 | 1446808 | UNICO | G380 | G380 | MICROSCOPES | 1218707 |  | G38L20170125 | 2017-07-15 | 2017-10-15 | 32035 | SE HEIGHTS CLINIC-TEXAS | 2017-06-09 | USD | 775 | Active | UNIVERSITY NEW MEXICO HOSPITAL
105328 | 1446807 | MARCO | G5 ULTRA SLIP LAMP | G5 ULTRA SLIP LAMP | SLIT LAMPS | 2001339-0-MCAP |  | 2001144 | 2017-07-17 | 2017-07-15 | 21020 | PEDIATRIC EMERGENCY DEPARTMENT | 2017-06-09 | USD | 7406.6 | Active | UNIVERSITY NEW MEXICO HOSPITAL
105326 | 1446805 | UMF | EXAM401 | EXAM4101/404-650-100 | TABLES/EXAM/TREATMENT/ADJUSTABLE/OBSTETRICAL | 1218922 |  | 131574-0001 | 2017-07-17 | 2018-07-15 | 32050 | WESTSIDE FAMILY & SENIOR HLTH | 2017-06-09 | USD | 4811.05 | Active | UNIVERSITY NEW MEXICO HOSPITAL
105323 | 1446802 | PHYSIO-CONTROL INC | LUCAS2 | LUCAS2 | RESUSCITATORS | 1215520-0-MCAP |  | 3017K014 | 2017-07-15 | 2018-07-15 | 21015 | ED-NORTH | 2017-06-08 | USD | 13444.85 | Active | UNIVERSITY NEW MEXICO HOSPITAL
105318 | 1446793 | ARTHREX INC | SYNERGY UHD4 | AR-3200-0021 | CONTROLLERS | 1219129-0-MCAP |  | DBD170120 | 2017-07-15 | 2017-07-15 | 15500 | OSIS OPERATING ROOM | 2017-06-08 | USD | 26445.68 | Active | UNIVERSITY NEW MEXICO HOSPITAL
105322 | 1446801 | PHYSIO-CONTROL INC | LUCAS2 | LUCAS2 | RESUSCITATORS | 1215520-0-MCAP |  | 100582-20 | 2017-07-15 | 2018-07-15 | 21015 | ED-NORTH | 2017-06-08 | USD | 13444.85 | Active | UNIVERSITY NEW MEXICO HOSPITAL
105317 | 1446792 | ARTHREX INC | SYNERGY UHD4 | AR-3200-0021 | CONTROLLERS | 1219129-0-MCAP |  | DBE170003 | 2017-07-15 | 2017-07-15 | 15500 | OSIS OPERATING ROOM | 2017-06-08 | USD | 26445.68 | Active | UNIVERSITY NEW MEXICO HOSPITAL
105316 | 1446791 | ARTHREX INC | SYNERGY UHD4 | AR-3200-0021 | CONTROLLERS | 1219129-0-MCAP |  | DBD170063 | 2017-07-15 | 2017-07-15 | 15500 | OSIS OPERATING ROOM | 2017-06-08 | USD | 26445.68 | Active | UNIVERSITY NEW MEXICO HOSPITAL
105315 | 1446790 | ARTHREX INC | SYNERGY UHD4 | AR-3200-0021 | CONTROLLERS | 1219129-0-MCAP |  | DBE170001 | 2017-07-15 | 2017-07-15 | 15500 | OSIS OPERATING ROOM | 2017-06-08 | USD | 26445.68 | Active | UNIVERSITY NEW MEXICO HOSPITAL
105325 | 1446804 | PHYSIO-CONTROL INC | LUCAS | 100774-00 | BATTERY CHARGERS | 1215520-0-MCAP |  | 3216B476 | 2017-07-17 | 2017-07-15 | 21015 | ED-NORTH | 2017-06-08 | USD | 878.9 | Active | UNIVERSITY NEW MEXICO HOSPITAL
105324 | 1446803 | PHYSIO-CONTROL INC | LUCAS | 100774-00 | BATTERY CHARGERS | 1215520-0-MCAP |  | 3216b475 | 2017-07-17 | 2017-07-15 | 21015 | ED-NORTH | 2017-06-08 | USD | 878.9 | Active | UNIVERSITY NEW MEXICO HOSPITAL
105021 | 1446800 | EXERGEN CORP | TAT-5000 | TAT-5000 | THERMOMETERS/ ELECTRONIC/ INFRARED | 2001321 |  | A630897 | 2017-06-17 | 2017-06-15 | 34150 | PEDIATRICS CLINIC | 2017-06-08 | USD | 349.95 | Active | UNIVERSITY NEW MEXICO HOSPITAL
105020 | 1446799 | EXERGEN CORP | TAT-5000 | TAT-5000 | THERMOMETERS/ ELECTRONIC/ INFRARED | 2001321 |  | A630912 | 2017-06-17 | 2017-06-15 | 34150 | PEDIATRICS CLINIC | 2017-06-08 | USD | 349.95 | Active | UNIVERSITY NEW MEXICO HOSPITAL
105019 | 1446798 | EXERGEN CORP | TAT-5000 | TAT-5000 | THERMOMETERS/ ELECTRONIC/ INFRARED | 2001321 |  | A603496 | 2017-06-17 | 2017-06-15 | 34150 | PEDIATRICS CLINIC | 2017-06-08 | USD | 349.95 | Active | UNIVERSITY NEW MEXICO HOSPITAL
105017 | 1446797 | EXERGEN CORP | TAT-5000 | TAT-5000 | THERMOMETERS/ ELECTRONIC/ INFRARED | 2001321 |  | A630900 | 2017-06-17 | 2017-06-15 | 34150 | PEDIATRICS CLINIC | 2017-06-08 | USD | 349.95 | Active | UNIVERSITY NEW MEXICO HOSPITAL
105016 | 1446796 | EXERGEN CORP | TAT-5000 | TAT-5000 | THERMOMETERS/ ELECTRONIC/ INFRARED | 2001321 |  | A565600 | 2017-06-17 | 2017-06-15 | 34150 | PEDIATRICS CLINIC | 2017-06-08 | USD | 349.95 | Active | UNIVERSITY NEW MEXICO HOSPITAL
105015 | 1446795 | EXERGEN CORP | TAT-5000 | TAT-5000 | THERMOMETERS/ ELECTRONIC/ INFRARED | 2001321 |  | A630846 | 2017-06-17 | 2017-06-15 | 34150 | PEDIATRICS CLINIC | 2017-06-08 | USD | 349.95 | Active | UNIVERSITY NEW MEXICO HOSPITAL
105014 | 1446794 | EXERGEN CORP | TAT-5000 | TAT-5000 | THERMOMETERS/ ELECTRONIC/ INFRARED | 2001321 |  | A630901 | 2017-06-17 | 2017-06-15 | 34150 | PEDIATRICS CLINIC | 2017-06-08 | USD | 349.95 | Active | UNIVERSITY NEW MEXICO HOSPITAL
105321 | 1448289 | SCALE-TRONIX INC | 5202 | 5202 | SCALES/ PATIENT/ PLATFORM/ ELECTRONIC | 1219279 |  | (21)10220172592 | 2017-07-15 | 2018-07-15 | 21035 | URGENT CARE CENTER | 2017-06-08 | USD | 2280 | Active | UNIVERSITY NEW MEXICO HOSPITAL
105013 | 1448288 | EXERGEN CORP | TAT-5000 | TAT-5000 | THERMOMETERS/ ELECTRONIC/ INFRARED | REPLACN80733 |  | A621599 | 2017-07-14 | 2017-07-15 | 21015 | ED-NORTH | 2017-06-06 | USD |  | Active | UNIVERSITY NEW MEXICO HOSPITAL
105012 | 1448287 | EXERGEN CORP | TAT-5000 | TAT-5000 | THERMOMETERS/ ELECTRONIC/ INFRARED | REPLACN82995 |  | A621691 | 2017-07-14 | 2017-07-15 | 21015 | ED-NORTH | 2017-06-06 | USD |  | Active | UNIVERSITY NEW MEXICO HOSPITAL
105011 | 1448286 | EXERGEN CORP | TAT-5000 | TAT-5000 | THERMOMETERS/ ELECTRONIC/ INFRARED | REPLACN73094 |  | A621769 | 2017-07-14 | 2017-07-15 | 21015 | ED-NORTH | 2017-06-06 | USD |  | Active | UNIVERSITY NEW MEXICO HOSPITAL
105010 | 1448285 | EXERGEN CORP | TAT-5000 | TAT-5000 | THERMOMETERS/ ELECTRONIC/ INFRARED | REPLACN70863 |  | A621594 | 2017-07-14 | 2017-07-15 | 21015 | ED-NORTH | 2017-06-06 | USD |  | Active | UNIVERSITY NEW MEXICO HOSPITAL
105009 | 1448284 | EXERGEN CORP | TAT-5000 | TAT-5000 | THERMOMETERS/ ELECTRONIC/ INFRARED | REPLACN91667 |  | A621772 | 2017-07-14 | 2017-07-15 | 21015 | ED-NORTH | 2017-06-06 | USD |  | Active | UNIVERSITY NEW MEXICO HOSPITAL
105008 | 1448283 | EXERGEN CORP | TAT-5000 | TAT-5000 | THERMOMETERS/ ELECTRONIC/ INFRARED | 1218432 |  | A619628 | 2017-06-17 | 2017-06-15 | 12460 | PEDIATRIC ICU | 2017-06-06 | USD | 316 | Active | UNIVERSITY NEW MEXICO HOSPITAL
105007 | 1448282 | EXERGEN CORP | TAT-5000 | TAT-5000 | THERMOMETERS/ ELECTRONIC/ INFRARED | 1218432 |  | A618451 | 2017-06-17 | 2017-06-15 | 12460 | PEDIATRIC ICU | 2017-06-06 | USD | 316 | Active | UNIVERSITY NEW MEXICO HOSPITAL
105006 | 1448271 | EXERGEN CORP | TAT-5000 | TAT-5000 | THERMOMETERS/ ELECTRONIC/ INFRARED | 1218432 |  | A612799 | 2017-06-17 | 2017-06-15 | 12460 | PEDIATRIC ICU | 2017-06-06 | USD | 316 | Active | UNIVERSITY NEW MEXICO HOSPITAL
105005 | 1448280 | SUMMIT DOPPLER SYSTEMS INC | LIFEDOP MC150R | LIFEDOP MC150R | BLOOD-FLOW DETECTORS/ ULTRASONIC | 1218433 |  | 2016110002 | 2017-06-17 | 2017-06-15 | 12460 | PEDIATRIC ICU | 2017-06-06 | USD | 392.7 | Active | UNIVERSITY NEW MEXICO HOSPITAL
105090 | 1447826 | CONVERGENT LASER TECHNOLOGIES | VECTRA LITE TOUCH | T-1470 | LASERS/ DIODE |  |  | LTE- 27963 | 2017-06-02 | 2017-12-15 | 71520 | PULMONARY DIAGNOSTICS | 2017-06-02 | USD |  | Active | UNIVERSITY NEW MEXICO HOSPITAL
101969 | 1449577 | PRECISION MEDICAL INC | PM3300 | PM3300 | REGULATORS/ SUCTION |  |  | 250537 | 2017-06-02 | 2017-06-15 | 12110 | NEUROSCIENCE ICU | 2017-06-02 | USD |  | Active | UNIVERSITY NEW MEXICO HOSPITAL
105085 | 1447901 | PRECISION MEDICAL INC | PM3300 | PM3300 | REGULATORS/ SUCTION |  |  | 250540 | 2017-06-02 | 2017-06-15 | 12110 | NEUROSCIENCE ICU | 2017-06-02 | USD |  | Active | UNIVERSITY NEW MEXICO HOSPITAL
105087 | 1447907 | PRECISION MEDICAL INC | PM3300 | PM3300 | REGULATORS/ SUCTION |  |  | 250538 | 2017-06-02 | 2017-06-15 | 12110 | NEUROSCIENCE ICU | 2017-06-02 | USD |  | Active | UNIVERSITY NEW MEXICO HOSPITAL
105088 | 1449578 | PRECISION MEDICAL INC | PM3300 | PM3300 | REGULATORS/ SUCTION |  |  | 250544 | 2017-06-02 | 2017-06-15 | 12110 | NEUROSCIENCE ICU | 2017-06-02 | USD |  | Active | UNIVERSITY NEW MEXICO HOSPITAL
105086 | 1447909 | PRECISION MEDICAL INC | PM3300 | PM3300 | REGULATORS/ SUCTION |  |  | 250545 | 2017-06-02 | 2017-06-15 | 12110 | NEUROSCIENCE ICU | 2017-06-02 | USD |  | Active | UNIVERSITY NEW MEXICO HOSPITAL
105089 | 1449579 | PRECISION MEDICAL INC | PM3300 | PM3300 | REGULATORS/ SUCTION |  |  | 250535 | 2017-06-02 | 2017-06-15 | 12110 | NEUROSCIENCE ICU | 2017-06-02 | USD |  | Active | UNIVERSITY NEW MEXICO HOSPITAL
101965 | 1447905 | PRECISION MEDICAL INC | PM3300 | PM3300 | REGULATORS/ SUCTION |  |  | 250541 | 2017-06-02 | 2017-06-15 | 12110 | NEUROSCIENCE ICU | 2017-06-02 | USD |  | Active | UNIVERSITY NEW MEXICO HOSPITAL
101966 | 1447908 | PRECISION MEDICAL INC | PM3300 | PM3300 | REGULATORS/ SUCTION |  |  | 250539 | 2017-06-02 | 2017-06-15 | 12110 | NEUROSCIENCE ICU | 2017-06-02 | USD |  | Active | UNIVERSITY NEW MEXICO HOSPITAL
101964 | 1447906 | PRECISION MEDICAL INC | PM3300 | PM3300 | REGULATORS/ SUCTION |  |  | 250536 | 2017-06-02 | 2017-06-15 | 12110 | NEUROSCIENCE ICU | 2017-06-02 | USD |  | Active | UNIVERSITY NEW MEXICO HOSPITAL
101967 | 1447902 | PRECISION MEDICAL INC | PM3300 | PM3300 | REGULATORS/ SUCTION |  |  | 250546 | 2017-06-02 | 2017-06-15 | 12110 | NEUROSCIENCE ICU | 2017-06-02 | USD |  | Active | UNIVERSITY NEW MEXICO HOSPITAL
101963 | 1447903 | PRECISION MEDICAL INC | PM3300 | PM3300 | REGULATORS/ SUCTION |  |  | 250543 | 2017-06-02 | 2017-06-15 | 12110 | NEUROSCIENCE ICU | 2017-06-02 | USD |  | Active | UNIVERSITY NEW MEXICO HOSPITAL
101968 | 1447904 | PRECISION MEDICAL INC | PM3300 | PM3300 | REGULATORS/ SUCTION |  |  | 250542 | 2017-06-02 | 2017-06-15 | 12110 | NEUROSCIENCE ICU | 2017-06-02 | USD |  | Active | UNIVERSITY NEW MEXICO HOSPITAL
105188 | 1447980 | PRO-TECH SERVICES INC | PTAF2 | PTAF2 | POLYSOMNOGRAPHS | 1221747 |  | PP2001932 | 2017-06-01 | 2017-06-15 | 34015 | SLEEP DISORDERS CENTER 1101-2 | 2017-06-01 | USD | 495 | Active | UNIVERSITY NEW MEXICO HOSPITAL
105187 | 1447849 | PRO-TECH SERVICES INC | PTAF2 | PTAF2 | POLYSOMNOGRAPHS | 1221747 |  | PP2012998 | 2017-06-01 | 2017-06-15 | 34015 | SLEEP DISORDERS CENTER 1101-2 | 2017-06-01 | USD | 495 | Active | UNIVERSITY NEW MEXICO HOSPITAL
| 1449576 | HAMILTON MEDICAL INC | T1 | 161006 | VENTILATORS/ TRANSPORT | 1216776 |  | 6128 | 2017-06-01 | 2017-12-15 | 70071 | LIFEGUARD-ROTOR | 2017-06-01 | USD |  | Active | UNIVERSITY NEW MEXICO HOSPITAL
105018 | 1447752 | TRIPP LITE | SMART 1200XLHG | 1200XLHG | POWER SYSTEMS/ UNINTERRUPTIBLE | 1216546 |  |  | 2017-06-01 | 2018-06-15 | 15000 | OPERATING ROOM | 2017-06-01 | USD |  | Active | UNIVERSITY NEW MEXICO HOSPITAL
98932 | 1447751 | TRIPP LITE | SMART 1200XLHG | 1200XLHG | POWER SYSTEMS/ UNINTERRUPTIBLE | 1216546 |  | 2641BVHSM885F00261 | 2017-06-01 | 2018-06-15 | 15000 | OPERATING ROOM | 2017-06-01 | USD |  | Active | UNIVERSITY NEW MEXICO HOSPITAL
105249 | 1447912 | SCALE-TRONIX INC | 5702 | 5702 | SCALES/ PATIENT/ PLATFORM/ ELECTRONIC | 1219293 |  | 107250161978 | 2017-07-14 | 2018-07-15 | 21015 | ED-NORTH | 2017-05-26 | USD | 2859 | Active | UNIVERSITY NEW MEXICO HOSPITAL
| 1448101 | AMERICAN POWER CONVERSION (APC) | BACK-UPS PRO 1500 | BACK-UPS PRO 1500 | POWER SYSTEMS/ UNINTERRUPTIBLE |  |  | 3B1710X18571 | 2017-05-26 | 2017-10-15 | 15005 | OPERATING ROOM - BBRP | 2017-05-26 | USD |  | Active | UNIVERSITY NEW MEXICO HOSPITAL
105261 | 1448068 | MEDELA INC | 87115 | 87115 | WARMING UNITS/ MULTIPURPOSE | RPL. 91600 |  | 1438977 | 2017-05-26 | 2018-02-15 | 12420 | NEWBORN ICU | 2017-05-26 | USD |  | Active | UNIVERSITY NEW MEXICO HOSPITAL
105004 | 1448279 | ACCUVEIN LLC | AV400 | AV400 | TRANSILLUMINATORS | REPLACN98415 |  | AV15520082 | 2017-07-15 | 2017-07-15 | 12430 | GENERAL PEDIATRICS UNIT | 2017-05-26 | USD | 1600 | Active | UNIVERSITY NEW MEXICO HOSPITAL
105236 | 1447910 | GE HEALTHCARE | CARESCAPE(V100) | CARESCAPE(V100) | MONITORING SYSTEMS/ PHYSIOLOGIC | 1220078 |  | SH617200102SA | 2017-05-30 | 2018-05-15 | 34250 | UROLOGY | 2017-05-25 | USD |  | Active | UNIVERSITY NEW MEXICO HOSPITAL
105232 | 1447895 | MEDEX INC | MEDFUSION 3500 | MEDFUSION 3500 | INFUSION PUMPS/ SYRINGE | 1221053 |  | M-9186 | 2017-05-30 | 2018-05-15 | 15055 | ANESTHESIA | 2017-05-25 | USD |  | Active | UNIVERSITY NEW MEXICO HOSPITAL
105235 | 1447899 | GE HEALTHCARE | CARESCAPE(V100) | CARESCAPE(V100) | MONITORING SYSTEMS/ PHYSIOLOGIC | 1220078 |  | SH617200100SA | 2017-05-30 | 2018-05-15 | 34250 | UROLOGY | 2017-05-25 | USD |  | Active | UNIVERSITY NEW MEXICO HOSPITAL
105230 | 1447893 | MEDEX INC | MEDFUSION 3500 | MEDFUSION 3500 | INFUSION PUMPS/ SYRINGE | 1221053 |  | M-9185 | 2017-05-30 | 2018-05-15 | 15055 | ANESTHESIA | 2017-05-25 | USD |  | Active | UNIVERSITY NEW MEXICO HOSPITAL
105234 | 1447898 | GE HEALTHCARE | CARESCAPE(V100) | CARESCAPE(V100) | MONITORING SYSTEMS/ PHYSIOLOGIC | 304596 |  | SH617200110SA | 2017-05-30 | 2018-05-15 | 60640 | ASAP PRIMARY CARE CLINIC | 2017-05-25 | USD |  | Active | UNIVERSITY NEW MEXICO HOSPITAL
105229 | 1447892 | MEDEX INC | MEDFUSION 3500 | MEDFUSION 3500 | INFUSION PUMPS/ SYRINGE | 1221053 |  | M-9181 | 2017-05-30 | 2018-05-15 | 15055 | ANESTHESIA | 2017-05-25 | USD |  | Active | UNIVERSITY NEW MEXICO HOSPITAL
105228 | 1447891 | MEDEX INC | MEDFUSION 3500 | MEDFUSION 3500 | INFUSION PUMPS/ SYRINGE | 1221053 |  | M-9183 | 2017-05-30 | 2018-05-15 | 15055 | ANESTHESIA | 2017-05-25 | USD |  | Active | UNIVERSITY NEW MEXICO HOSPITAL
105231 | 1447894 | MEDEX INC | MEDFUSION 3500 | MEDFUSION 3500 | INFUSION PUMPS/ SYRINGE | 1221053 |  | M-9184 | 2017-05-30 | 2018-05-15 | 15055 | ANESTHESIA | 2017-05-25 | USD |  | Active | UNIVERSITY NEW MEXICO HOSPITAL
105227 | 1447890 | MEDEX INC | MEDFUSION 3500 | MEDFUSION 3500 | INFUSION PUMPS/ SYRINGE | 1221053 |  | M-9182 | 2017-05-30 | 2018-05-15 | 15055 | ANESTHESIA | 2017-05-25 | USD |  | Active | UNIVERSITY NEW MEXICO HOSPITAL
105003 | 1448278 | SONOSITE INC | iVIZ | iVIZ | SCANNING SYSTEMS/ ULTRASONIC | 1216242-0-MCAP |  | Q4LFG6 | 2017-07-15 | 2018-07-15 | 70060 | FIXED WING TRANSPORT | 2017-05-25 | USD | 18212.4 | Active | UNIVERSITY NEW MEXICO HOSPITAL
105002 | 1448277 | SONOSITE INC | X-PORTE | P19220-60 | SCANNING SYSTEMS/ ULTRASONIC/ PORTABLE | 1215024-0-MCAP |  | 0488X4 | 2017-06-17 | 2017-06-15 | 15055 | ANESTHESIA | 2017-05-25 | USD | 53290 | Active | UNIVERSITY NEW MEXICO HOSPITAL
105237 | 1447911 | LEICA MICROSYSTEMS INC | M530 OH6 | M530 OH6 | MICROSCOPES/ LIGHT/ OPERATING/ NEUROSURGERY | 1219132 |  | OH6-037917 | 2017-05-30 | 2018-05-15 | 15000 | OPERATING ROOM | 2017-05-25 | USD |  | Active | UNIVERSITY NEW MEXICO HOSPITAL
105225 | 1398167 | GE / MARQUETTE ELECTRONICS INC | SEER LIGHT | SEER LIGHT | RECORDERS/ELECTRONIC STORAGE/ELECTROCARDIOGRAPHY | EXCHANGED |  | P8702459F |  | 2017-06-15 | 71030 | HEART STATION | 2017-05-17 | USD | 1655.85 | Active | UNIVERSITY NEW MEXICO HOSPITAL
105224 | 1398166 | GE / MARQUETTE ELECTRONICS INC | SEER LIGHT | SEER LIGHT | RECORDERS/ELECTRONIC STORAGE/ELECTROCARDIOGRAPHY | EXCHANGED |  | P8702460F |  | 2017-06-15 | 71030 | HEART STATION | 2017-05-17 | USD | 1655.85 | Active | UNIVERSITY NEW MEXICO HOSPITAL
98357 | 1398165 | GE / MARQUETTE ELECTRONICS INC | SEER LIGHT | SEER LIGHT | RECORDERS/ELECTRONIC STORAGE/ELECTROCARDIOGRAPHY | EXCHANGED |  | E87010E21 |  | 2017-06-15 | 71030 | HEART STATION | 2017-05-17 | USD | 1655.85 | Active | UNIVERSITY NEW MEXICO HOSPITAL
105223 | 1449539 | GE / MARQUETTE ELECTRONICS INC | SEER LIGHT | SEER LIGHT | RECORDERS/ELECTRONIC STORAGE/ELECTROCARDIOGRAPHY | EXCHANGED |  | E87010E22 |  | 2017-06-15 | 71030 | HEART STATION | 2017-05-17 | USD | 1655.85 | Active | UNIVERSITY NEW MEXICO HOSPITAL
105222 | 1449538 | GE / MARQUETTE ELECTRONICS INC | SEER LIGHT | SEER LIGHT | RECORDERS/ELECTRONIC STORAGE/ELECTROCARDIOGRAPHY | EXCHANGED |  | E87010E24 |  | 2017-06-15 | 71030 | HEART STATION | 2017-05-17 | USD | 1655.85 | Active | UNIVERSITY NEW MEXICO HOSPITAL
105212 | 1447877 | MIDMARK CORP | 625 | 625 | TABLES/ EXAMINATION/TREATMENT | 1215513-0-MCAP |  | V1806392 |  | 2017-05-15 | 34250 | UROLOGY | 2017-05-15 | USD | 5641 | Active | UNIVERSITY NEW MEXICO HOSPITAL
105221 | 1447886 | MIDMARK CORP | RITTER 230 (230-001) | RITTER 230 (230-001) | TABLES/ EXAMINATION/TREATMENT | 1215512-0-MCAP |  | V1859396 |  | 2017-05-15 | 34250 | UROLOGY | 2017-05-15 | USD | 6725.92 | Active | UNIVERSITY NEW MEXICO HOSPITAL
105220 | 1447885 | MIDMARK CORP | 625 | 625 | TABLES/ EXAMINATION/TREATMENT | 1215513-0-MCAP |  | V1806734 |  | 2017-05-15 | 34250 | UROLOGY | 2017-05-15 | USD | 5641 | Active | UNIVERSITY NEW MEXICO HOSPITAL
105219 | 1447884 | MIDMARK CORP | 625 | 625 | TABLES/ EXAMINATION/TREATMENT | 1215513-0-MCAP |  | V1806371 |  | 2017-05-15 | 34250 | UROLOGY | 2017-05-15 | USD | 5641 | Active | UNIVERSITY NEW MEXICO HOSPITAL
105218 | 1447883 | MIDMARK CORP | 625 | 625 | TABLES/ EXAMINATION/TREATMENT | 1215513-0-MCAP |  | V1814638 |  | 2017-05-15 | 34250 | UROLOGY | 2017-05-15 | USD | 5641 | Active | UNIVERSITY NEW MEXICO HOSPITAL
105216 | 1447881 | MIDMARK CORP | 625 | 625 | TABLES/ EXAMINATION/TREATMENT | 1215513-0-MCAP |  | V1806868 |  | 2017-05-15 | 34250 | UROLOGY | 2017-05-15 | USD | 5641 | Active | UNIVERSITY NEW MEXICO HOSPITAL
105217 | 1447882 | MIDMARK CORP | 625 | 625 | TABLES/ EXAMINATION/TREATMENT | 1215513-0-MCAP |  | V1806877 |  | 2017-05-15 | 34250 | UROLOGY | 2017-05-15 | USD | 5641 | Active | UNIVERSITY NEW MEXICO HOSPITAL
105215 | 1447880 | MIDMARK CORP | 625 | 625 | TABLES/ EXAMINATION/TREATMENT | 1215513-0-MCAP |  | V1806894 |  | 2017-05-15 | 34250 | UROLOGY | 2017-05-15 | USD | 5641 | Active | UNIVERSITY NEW MEXICO HOSPITAL
105214 | 1447879 | MIDMARK CORP | 625 | 625 | TABLES/ EXAMINATION/TREATMENT | 1215513-0-MCAP |  | V1806382 |  | 2017-05-15 | 34250 | UROLOGY | 2017-05-15 | USD | 5641 | Active | UNIVERSITY NEW MEXICO HOSPITAL
105213 | 1447878 | MIDMARK CORP | 625 | 625 | TABLES/ EXAMINATION/TREATMENT | 1215513-0-MCAP |  | V1806403 |  | 2017-05-15 | 34250 | UROLOGY | 2017-05-15 | USD | 5641 | Active | UNIVERSITY NEW MEXICO HOSPITAL
105211 | 1447876 | MIDMARK CORP | 625 | 625 | TABLES/ EXAMINATION/TREATMENT | 1215513-0-MCAP |  | V1806605 |  | 2017-05-15 | 34250 | UROLOGY | 2017-05-15 | USD | 5641 | Active | UNIVERSITY NEW MEXICO HOSPITAL
105210 | 1447875 | MIDMARK CORP | 625 | 625 | TABLES/ EXAMINATION/TREATMENT | 1215513-0-MCAP |  | V1814856 |  | 2017-05-15 | 34250 | UROLOGY | 2017-05-15 | USD | 5641 | Active | UNIVERSITY NEW MEXICO HOSPITAL
105209 | 1447874 | MIDMARK CORP | 625 | 625 | TABLES/ EXAMINATION/TREATMENT | 1215513-0-MCAP |  | V1806220 |  | 2017-05-15 | 34250 | UROLOGY | 2017-05-15 | USD | 5641 | Active | UNIVERSITY NEW MEXICO HOSPITAL
105208 | 1447873 | MIDMARK CORP | 625 | 625 | TABLES/ EXAMINATION/TREATMENT | 1215513-0-MCAP |  | V1806548 |  | 2017-05-15 | 34250 | UROLOGY | 2017-05-15 | USD | 5641 | Active | UNIVERSITY NEW MEXICO HOSPITAL
105207 | 1447872 | MIDMARK CORP | 625 | 625 | TABLES/ EXAMINATION/TREATMENT | 1215513-0-MCAP |  | V1806413 |  | 2017-05-15 | 34250 | UROLOGY | 2017-05-15 | USD | 5641 | Active | UNIVERSITY NEW MEXICO HOSPITAL
105206 | 1447871 | MIDMARK CORP | 625 | 625 | TABLES/ EXAMINATION/TREATMENT | 1215513-0-MCAP |  | V1815013 | 2017-05-15 | 2017-05-15 | 34250 | UROLOGY | 2017-05-15 | USD | 5641 | Active | UNIVERSITY NEW MEXICO HOSPITAL
105205 | 1447870 | MIDMARK CORP | 625 | 625 | TABLES/ EXAMINATION/TREATMENT | 1215513-0-MCAP |  | V1806701 | 2017-05-15 | 2017-05-15 | 34250 | UROLOGY | 2017-05-15 | USD | 5641 | Active | UNIVERSITY NEW MEXICO HOSPITAL
105240 | 1446921 | MIDMARK CORP | 7300 | 7300 | TABLES/ OPERATING | 1220741-0-MCAP |  | TFX-1658 | 2017-07-11 | 2017-12-15 | 15000 | OPERATING ROOM | 2017-05-15 | USD | 49457 | Active | UNIVERSITY NEW MEXICO HOSPITAL
105172 | 1448090 | AMERICAN POWER CONVERSION (APC) | BACK-UPS PRO 1500 | BACK-UPS PRO 1500 | POWER SYSTEMS/ UNINTERRUPTIBLE |  |  | 4B1641P38429 | 2017-05-11 | 2018-05-15 | 12460 | PEDIATRIC ICU | 2017-05-11 | USD |  | Active | UNIVERSITY NEW MEXICO HOSPITAL
105162 | 1448085 | KAYPENTAXDIV PENTAX | NASOMETER II | 6450 | SPEECH THERAPY UNITS | 1217874 |  | 81110-16 | 2017-05-17 | 2017-11-15 | 76020 | SPEECH/LANGUAGE PATHOLOGY | 2017-05-11 | USD | 3055.75 | Active | UNIVERSITY NEW MEXICO HOSPITAL
105165 | 1448088 | MEDTRONIC INC | NIM-RESPONSE 3.0 | NIM-RESPONSE 3.0 | NERVE LOCATORS | 1217152-0-MCAP |  | 8253001 | 2017-06-14 | 2018-06-15 | 15000 | OPERATING ROOM | 2017-05-11 | USD | 40457.18 | Active | UNIVERSITY NEW MEXICO HOSPITAL
105163 | 1448086 | VERATHON INC | GLIDESCOPE TITANIUM | GLIDESCOPE TITANIUM | LARYNGOSCOPES | 1214809-0-MCAP |  | AN172361 | 2017-07-13 | 2018-07-15 | 12110 | NEUROSCIENCE ICU | 2017-05-11 | USD | 11789.7 | Active | UNIVERSITY NEW MEXICO HOSPITAL
105164 | 1448087 | GE HEALTHCARE | V100 | V100 | MONITORS/ BEDSIDE/ BLOOD PRESSURE | 1217871 |  | SH617180057SA | 2017-05-17 | 2017-10-15 | 34025 | CARDIOLOGY CLINIC | 2017-05-11 | USD | 2788.5 | Active | UNIVERSITY NEW MEXICO HOSPITAL
105166 | 1448089 | MEDTRONIC INC | STEALTHSTATION S7 | STEALTHSTATION S7 | STEREOTACTIC SYSTEMS | 1217152-0-MCAP |  | 02.0005.6827 | 2017-06-30 | 2018-06-15 | 15000 | OPERATING ROOM | 2017-05-11 | USD | 30340 | Active | UNIVERSITY NEW MEXICO HOSPITAL
105161 | 1448084 | SSCOR INC | REF 2314 | REF 2314 | ASPIRATORS/ EMERGENCY | 1215364 |  | M32744 | 2017-05-17 | 2017-07-15 | 21015 | ED-NORTH | 2017-05-10 | USD | 845.75 | Active | UNIVERSITY NEW MEXICO HOSPITAL
105158 | 1448083 | SSCOR INC | REF 2314 | REF 2314 | ASPIRATORS/ EMERGENCY | 1215364 |  | M32745 | 2017-05-17 | 2017-11-15 | 12000 | LABOR AND DELIVERY | 2017-05-10 | USD | 845.75 | Active | UNIVERSITY NEW MEXICO HOSPITAL
105157 | 1448082 | SSCOR INC | REF 2314 | REF 2314 | ASPIRATORS/ EMERGENCY | 1215364 |  | M32753 | 2017-05-17 | 2018-02-15 | 12455 | NEWBORN ICU | 2017-05-10 | USD | 845.75 | Active | UNIVERSITY NEW MEXICO HOSPITAL
105156 | 1448081 | SSCOR INC | REF 2314 | REF 2314 | ASPIRATORS/ EMERGENCY | 1215364 |  | M32751 | 2017-05-17 | 2018-02-15 | 12455 | NEWBORN ICU | 2017-05-10 | USD | 845.75 | Active | UNIVERSITY NEW MEXICO HOSPITAL
105155 | 1448080 | SSCOR INC | REF 2314 | REF 2314 | ASPIRATORS/ EMERGENCY | 1215364 |  | M32740 | 2017-05-17 | 2018-02-15 | 12455 | NEWBORN ICU | 2017-05-10 | USD | 845.75 | Active | UNIVERSITY NEW MEXICO HOSPITAL
105154 | 1439629 | SSCOR INC | REF 2314 | REF 2314 | ASPIRATORS/ EMERGENCY | 1215364 |  | M32779 | 2017-05-17 | 2018-04-15 | 12430 | GENERAL PEDIATRICS UNIT | 2017-05-10 | USD | 845.75 | Active | UNIVERSITY NEW MEXICO HOSPITAL
105153 | 1439628 | SSCOR INC | REF 2314 | REF 2314 | ASPIRATORS/ EMERGENCY | 1215364 |  | M32752 | 2017-05-17 | 2018-01-15 | 12480 | CTH REHAB-ORTHO UNIT | 2017-05-10 | USD | 845.75 | Active | UNIVERSITY NEW MEXICO HOSPITAL
105152 | 1439627 | SSCOR INC | REF 2314 | REF 2314 | ASPIRATORS/ EMERGENCY | 1215364 |  | M32780 | 2017-05-17 | 2018-05-15 | 12130 | TRAUMA/SURGICAL ICU | 2017-05-10 | USD | 845.75 | Active | UNIVERSITY NEW MEXICO HOSPITAL
105151 | 1439626 | SSCOR INC | REF 2314 | REF 2314 | ASPIRATORS/ EMERGENCY | 1215364 |  | M32739 | 2017-07-07 | 2018-07-15 | 12110 | NEUROSCIENCE ICU | 2017-05-10 | USD | 845.75 | Active | UNIVERSITY NEW MEXICO HOSPITAL
105150 | 1439625 | SSCOR INC | REF 2314 | REF 2314 | ASPIRATORS/ EMERGENCY | 1215364 |  | M32765 | 2017-07-07 | 2018-07-15 | 12110 | NEUROSCIENCE ICU | 2017-05-10 | USD | 845.75 | Active | UNIVERSITY NEW MEXICO HOSPITAL
105149 | 1439624 | SSCOR INC | REF 2314 | REF 2314 | ASPIRATORS/ EMERGENCY | 1215364 |  | M32756 | 2017-05-17 | 2018-05-15 | 12120 | MEDICAL/CARDIAC ICU | 2017-05-10 | USD | 845.75 | Active | UNIVERSITY NEW MEXICO HOSPITAL
105148 | 1439623 | SSCOR INC | REF 2314 | REF 2314 | ASPIRATORS/ EMERGENCY | 1215364 |  | M32757 | 2017-05-17 | 2017-10-15 | 12210 | CORONARY CARE SUBACUTE | 2017-05-10 | USD | 845.75 | Active | UNIVERSITY NEW MEXICO HOSPITAL
105147 | 1439622 | SSCOR INC | REF 2314 | REF 2314 | ASPIRATORS/ EMERGENCY | 1215364 |  | M32755 | 2017-05-17 | 2017-09-15 | 12240 | GENERAL SURGERY (6-S) | 2017-05-10 | USD | 845.75 | Active | UNIVERSITY NEW MEXICO HOSPITAL
105146 | 1439621 | SSCOR INC | REF 2314 | REF 2314 | ASPIRATORS/ EMERGENCY | 1215364 |  | M32766 | 2017-05-17 | 2017-08-15 | 12230 | GEN MED/SAC (4-W) | 2017-05-10 | USD | 845.75 | Active | UNIVERSITY NEW MEXICO HOSPITAL
105145 | 1439620 | SSCOR INC | REF 2314 | REF 2314 | ASPIRATORS/ EMERGENCY | 1215364 |  | M32763 | 2017-05-17 | 2017-08-15 | 12220 | MED/SURG SUBACUTE (4-E) | 2017-05-10 | USD | 845.75 | Active | UNIVERSITY NEW MEXICO HOSPITAL
105144 | 1448079 | SSCOR INC | REF 2314 | REF 2314 | ASPIRATORS/ EMERGENCY | 1215364 |  | M32768 | 2017-05-17 | 2017-09-15 | 12320 | GENERAL MEDICINE (5-W) | 2017-05-10 | USD | 845.75 | Active | UNIVERSITY NEW MEXICO HOSPITAL
105143 | 1448078 | SSCOR INC | REF 2314 | REF 2314 | ASPIRATORS/ EMERGENCY | 1215364 |  | M32760 | 2017-05-17 | 2017-09-15 | 12320 | GENERAL MEDICINE (5-W) | 2017-05-10 | USD | 845.75 | Active | UNIVERSITY NEW MEXICO HOSPITAL
105142 | 1448077 | SSCOR INC | REF 2314 | REF 2314 | ASPIRATORS/ EMERGENCY | 1215364 |  | M32767 | 2017-05-17 | 2017-08-15 | 12340 | SURGICAL SPECIALITY UNIT (4-S) | 2017-05-10 | USD | 845.75 | Active | UNIVERSITY NEW MEXICO HOSPITAL
105141 | 1448076 | SSCOR INC | REF 2314 | REF 2314 | ASPIRATORS/ EMERGENCY | 1215364 |  | M32762 | 2017-05-17 | 2017-11-15 | 12250 | ORTHOPEDICS (3-S) | 2017-05-10 | USD | 845.75 | Active | UNIVERSITY NEW MEXICO HOSPITAL
105140 | 1448075 | SSCOR INC | REF 2314 | REF 2314 | ASPIRATORS/ EMERGENCY | 1215364 |  | M32764 | 2017-05-17 | 2017-11-15 | 12330 | FAMILY PRACTICE (3-N) | 2017-05-10 | USD | 845.75 | Active | UNIVERSITY NEW MEXICO HOSPITAL
105038 | 1448074 | SSCOR INC | REF 2314 | REF 2314 | ASPIRATORS/ EMERGENCY | 1215364 |  | M32769 | 2017-05-17 | 2017-09-15 | 12350 | CRC/CTC (5-E) | 2017-05-10 | USD | 845.75 | Active | UNIVERSITY NEW MEXICO HOSPITAL
105037 | 1448073 | SSCOR INC | REF 2314 | REF 2314 | ASPIRATORS/ EMERGENCY | 1215364 |  | M32770 | 2017-05-17 | 2018-04-15 | 12310 | ADULT ONCOLOGY MED/SURG | 2017-05-10 | USD | 845.75 | Active | UNIVERSITY NEW MEXICO HOSPITAL
101405 | 1449537 | ARJO HOSPITAL EQUIPMENT INC | DOPPLEX D920 | D920 | FETAL HEART DETECTORS/ ULTRASONIC | Found |  | 920PX0101210-03 | 2017-05-17 | 2017-06-15 | 12510 | WOMEN'S SPECIAL CARE | 2017-05-09 | USD |  | Active | UNIVERSITY NEW MEXICO HOSPITAL
101404 | 1449536 | BOVIE MEDICAL CORP | DERM 101 | DERM 101 | ELECTROSURGICAL UNITS | 1218435 |  | D15114013 | 2017-05-17 | 2017-10-15 | 32035 | SE HEIGHTS CLINIC-TEXAS | 2017-05-09 | USD | 589.76 | Active | UNIVERSITY NEW MEXICO HOSPITAL
105035 | 1448071 | RELIANCE MEDICAL PRODUCTS INC | 7800 | 7800 | EXAMINATION/ TREATMENT STANDS/ OPHTHALMIC | 1215459 |  | 109803C1116048 | 2017-05-17 | 2017-12-15 | 34610 | OPHTHALMOLOGY ON SITE CLINIC | 2017-05-09 | USD | 4332 | Active | UNIVERSITY NEW MEXICO HOSPITAL
105134 | 1448063 | CINCINNATI SUB-ZERO PRODUCTS INC | BLANKETROL III | BLANKETROL III | WARMING UNITS/ PATIENT/ CIRCULATING-FLUID | 1217661 |  | 171-3-06395 | 2017-07-14 | 2017-10-15 | 12110 | NEUROSCIENCE ICU | 2017-05-05 | USD |  | Active | UNIVERSITY NEW MEXICO HOSPITAL
105050 | 1448062 | CINCINNATI SUB-ZERO PRODUCTS INC | BLANKETROL III | BLANKETROL III | WARMING UNITS/ PATIENT/ CIRCULATING-FLUID | 1217661 |  | 171-3-06424 | 2017-05-05 | 2017-08-15 | 12120 | MEDICAL/CARDIAC ICU | 2017-05-05 | USD |  | Active | UNIVERSITY NEW MEXICO HOSPITAL
105137 | 1448066 | BIODEX MEDICAL SYSTEMS INC | ULTRA PRO | 058-720 | TABLES/ EXAMINATION/TREATMENT | 1217301 |  | 17043353 | 2017-05-05 | 2017-05-15 | 34110 | WOMEN'S HEALTH CENTER | 2017-05-05 | USD | 5978.4 | Active | UNIVERSITY NEW MEXICO HOSPITAL
105136 | 1448065 | BIODEX MEDICAL SYSTEMS INC | ULTRA PRO | 058-720 | TABLES/ EXAMINATION/TREATMENT | 1217301 |  | 17043354 | 2017-05-05 | 2017-05-15 | 34110 | WOMEN'S HEALTH CENTER | 2017-05-05 | USD | 5978.4 | Active | UNIVERSITY NEW MEXICO HOSPITAL
105135 | 1448064 | BK MEDICAL | BK5000 | BK5000 | SCANNING SYSTEMS/ ULTRASONIC/ PORTABLE | 1216744 |  | 5009499 | 2017-05-04 | 2017-11-15 | 15000 | OPERATING ROOM | 2017-05-04 | USD |  | Active | UNIVERSITY NEW MEXICO HOSPITAL
105049 | 1448061 | STRYKER CORP | CASTVAC | 986 | CAST CUTTERS | 1217510 |  | 1708100859 | 2017-05-04 | 2017-05-15 | 34530 | ORTHOPAEDICS FACULTY CLINIC | 2017-05-04 | USD |  | Active | UNIVERSITY NEW MEXICO HOSPITAL
105047 | 1447767 | STRYKER INSTRUMENTS | MALIS | 6700-131-600 | IRRIGATION/ DISTENTION SYSTEMS | 1216745 |  | 200072 | 2017-06-15 | 2018-06-15 | 15000 | OPERATING ROOM | 2017-05-03 | USD |  | Active | UNIVERSITY NEW MEXICO HOSPITAL
105045 | 1447765 | STRYKER INSTRUMENTS | MALIS | 6700-131-600 | IRRIGATION/ DISTENTION SYSTEMS | 1216745 |  | 200070 | 2017-06-30 | 2018-06-15 | 15000 | OPERATING ROOM | 2017-05-03 | USD |  | Active | UNIVERSITY NEW MEXICO HOSPITAL
105046 | 1447766 | STRYKER INSTRUMENTS | MALIS | 6700-131-600 | IRRIGATION/ DISTENTION SYSTEMS | 1216745 |  | 200071 | 2017-06-15 | 2018-06-15 | 15000 | OPERATING ROOM | 2017-05-03 | USD |  | Active | UNIVERSITY NEW MEXICO HOSPITAL
105044 | 1447764 | STRYKER INSTRUMENTS | MALIS | 6700-131-600 | IRRIGATION/ DISTENTION SYSTEMS | 1216745 |  | 200068 | 2017-06-19 | 2018-06-15 | 15000 | OPERATING ROOM | 2017-05-03 | USD |  | Active | UNIVERSITY NEW MEXICO HOSPITAL
105028 | 1447763 | STRYKER INSTRUMENTS | MALIS | 6700-131-600 | IRRIGATION/ DISTENTION SYSTEMS | 1216745 |  | 200074 | 2017-05-04 | 2017-10-15 | 15005 | OPERATING ROOM - BBRP | 2017-05-03 | USD |  | Active | UNIVERSITY NEW MEXICO HOSPITAL
105048 | 1447768 | STRYKER INSTRUMENTS | MALIS | 6700-131-600 | IRRIGATION/ DISTENTION SYSTEMS | 1216745 |  | 200069 | 2017-05-04 | 2017-10-15 | 15005 | OPERATING ROOM - BBRP | 2017-05-03 | USD |  | Active | UNIVERSITY NEW MEXICO HOSPITAL
105025 | 1447760 | STRYKER INSTRUMENTS | MALIS | 6700-313-500 | ELECTROSURGICAL UNITS/ MONOPOLAR/ BIPOLAR | 1216745 |  | 200103 | 2017-06-15 | 2017-12-15 | 15000 | OPERATING ROOM | 2017-05-03 | USD | 22000 | Active | UNIVERSITY NEW MEXICO HOSPITAL
105024 | 1447759 | STRYKER INSTRUMENTS | MALIS | 6700-313-500 | ELECTROSURGICAL UNITS/ MONOPOLAR/ BIPOLAR | 1216745 |  | 200106 | 2017-06-15 | 2017-12-15 | 15000 | OPERATING ROOM | 2017-05-03 | USD | 22000 | Active | UNIVERSITY NEW MEXICO HOSPITAL
105023 | 1447758 | STRYKER INSTRUMENTS | MALIS | 6700-313-500 | ELECTROSURGICAL UNITS/ MONOPOLAR/ BIPOLAR | 1216745 |  | 200109 | 2017-06-30 | 2017-12-15 | 15000 | OPERATING ROOM | 2017-05-03 | USD | 22000 | Active | UNIVERSITY NEW MEXICO HOSPITAL
105022 | 1447757 | STRYKER INSTRUMENTS | MALIS | 6700-313-500 | ELECTROSURGICAL UNITS/ MONOPOLAR/ BIPOLAR | 1216745 |  | 200102 | 2017-06-16 | 2017-12-15 | 15000 | OPERATING ROOM | 2017-05-03 | USD | 22000 | Active | UNIVERSITY NEW MEXICO HOSPITAL
105027 | 1447762 | STRYKER INSTRUMENTS | MALIS | 6700-313-500 | ELECTROSURGICAL UNITS/ MONOPOLAR/ BIPOLAR | 1216745 |  | 200084 | 2017-05-03 | 2017-10-15 | 15005 | OPERATING ROOM - BBRP | 2017-05-03 | USD | 22000 | Active | UNIVERSITY NEW MEXICO HOSPITAL
105026 | 1447761 | STRYKER INSTRUMENTS | MALIS | 6700-313-500 | ELECTROSURGICAL UNITS/ MONOPOLAR/ BIPOLAR | 1216745 |  | 200068 | 2017-05-03 | 2017-10-15 | 15005 | OPERATING ROOM - BBRP | 2017-05-03 | USD | 22000 | Active | UNIVERSITY NEW MEXICO HOSPITAL
105021 | 1447756 | HUNTLEIGH DIAGNOSTICS | DOPPLEX | SD2 | BLOOD-FLOW DETECTORS/ ULTRASONIC | 1216068 |  | 930LX10318317 | 2017-05-02 | 2017-05-15 | 12510 | WOMEN'S SPECIAL CARE | 2017-05-02 | USD | 396 | Active | UNIVERSITY NEW MEXICO HOSPITAL
101740 | 1449502 | SIEMENS MEDICAL SYS | CIO ALPHA | CIO ALPHA | RADIOGRAPHIC/FLUOROSCOPIC UNITS/ MOBILE | 1211080-0-BPO |  | 12472 | 2017-07-15 | 2017-11-15 | 15000 | OPERATING ROOM | 2017-05-02 | USD | 122000 | Active | UNIVERSITY NEW MEXICO HOSPITAL
105020 | 1447755 | HUNTLEIGH DIAGNOSTICS | DOPPLEX | SD2 | BLOOD-FLOW DETECTORS/ ULTRASONIC | 1216068 |  | 930LX10319817 | 2017-05-02 | 2017-05-15 | 12510 | WOMEN'S SPECIAL CARE | 2017-05-02 | USD | 396 | Active | UNIVERSITY NEW MEXICO HOSPITAL
105132 | 1448059 | HEALTHCARE SERVICE AND SUPPLY | ALP 501 | 501 | COMPRESSION UNITS/ INTERMITTENT | 1213786 |  | 32761 | 2017-06-02 | 2017-05-15 | 12520 | MOTHER & BABY UNIT (3-E) BBRP | 2017-05-02 | USD |  | Active | UNIVERSITY NEW MEXICO HOSPITAL
105130 | 1448057 | HEALTHCARE SERVICE AND SUPPLY | ALP 501 | 501 | COMPRESSION UNITS/ INTERMITTENT | 1213786 |  | 32767 | 2017-06-02 | 2017-05-15 | 12520 | MOTHER & BABY UNIT (3-E) BBRP | 2017-05-02 | USD |  | Active | UNIVERSITY NEW MEXICO HOSPITAL
105133 | 1448060 | HEALTHCARE SERVICE AND SUPPLY | ALP 501 | 501 | COMPRESSION UNITS/ INTERMITTENT | 1213786 |  | 32748 | 2017-06-02 | 2017-05-15 | 12520 | MOTHER & BABY UNIT (3-E) BBRP | 2017-05-02 | USD |  | Active | UNIVERSITY NEW MEXICO HOSPITAL
105131 | 1448058 | HEALTHCARE SERVICE AND SUPPLY | ALP 501 | 501 | COMPRESSION UNITS/ INTERMITTENT | 1213786 |  | 32785 | 2017-06-02 | 2017-05-15 | 12520 | MOTHER & BABY UNIT (3-E) BBRP | 2017-05-02 | USD |  | Active | UNIVERSITY NEW MEXICO HOSPITAL
105128 | 1448055 | HEALTHCARE SERVICE AND SUPPLY | ALP 501 | 501 | COMPRESSION UNITS/ INTERMITTENT | 1213786 |  | 32758 | 2017-06-02 | 2017-05-15 | 12520 | MOTHER & BABY UNIT (3-E) BBRP | 2017-05-02 | USD |  | Active | UNIVERSITY NEW MEXICO HOSPITAL
105127 | 1448054 | HEALTHCARE SERVICE AND SUPPLY | ALP 501 | 501 | COMPRESSION UNITS/ INTERMITTENT | 1213786 |  | 32783 | 2017-06-02 | 2017-05-15 | 12520 | MOTHER & BABY UNIT (3-E) BBRP | 2017-05-02 | USD |  | Active | UNIVERSITY NEW MEXICO HOSPITAL
105129 | 1448056 | HEALTHCARE SERVICE AND SUPPLY | ALP 501 | 501 | COMPRESSION UNITS/ INTERMITTENT | 1213786 |  | 32760 | 2017-06-02 | 2017-05-15 | 12520 | MOTHER & BABY UNIT (3-E) BBRP | 2017-05-02 | USD |  | Active | UNIVERSITY NEW MEXICO HOSPITAL
105126 | 1448053 | HEALTHCARE SERVICE AND SUPPLY | ALP 501 | 501 | COMPRESSION UNITS/ INTERMITTENT | 1213786 |  | 32742 | 2017-06-02 | 2017-05-15 | 12520 | MOTHER & BABY UNIT (3-E) BBRP | 2017-05-02 | USD |  | Active | UNIVERSITY NEW MEXICO HOSPITAL
105125 | 1448052 | HEALTHCARE SERVICE AND SUPPLY | ALP 501 | 501 | COMPRESSION UNITS/ INTERMITTENT | 1213786 |  | 32731 | 2017-06-02 | 2017-05-15 | 12520 | MOTHER & BABY UNIT (3-E) BBRP | 2017-05-02 | USD |  | Active | UNIVERSITY NEW MEXICO HOSPITAL
105067 | 1447656 | HEALTHCARE SERVICE AND SUPPLY | ALP 501 | 501 | COMPRESSION UNITS/ INTERMITTENT | 1213786 |  | 38184 | 2017-06-02 | 2017-05-15 | 12520 | MOTHER & BABY UNIT (3-E) BBRP | 2017-05-02 | USD |  | Active | UNIVERSITY NEW MEXICO HOSPITAL
105068 | 1447657 | HEALTHCARE SERVICE AND SUPPLY | ALP 501 | 501 | COMPRESSION UNITS/ INTERMITTENT | 1213786 |  | 32733 | 2017-06-02 | 2017-05-15 | 12520 | MOTHER & BABY UNIT (3-E) BBRP | 2017-05-02 | USD |  | Active | UNIVERSITY NEW MEXICO HOSPITAL
105123 | 1448050 | HEALTHCARE SERVICE AND SUPPLY | ALP 501 | 501 | COMPRESSION UNITS/ INTERMITTENT | 1213786 |  | 32779 | 2017-06-02 | 2017-05-15 | 12510 | WOMEN'S SPECIAL CARE | 2017-05-02 | USD |  | Active | UNIVERSITY NEW MEXICO HOSPITAL
105124 | 1448051 | HEALTHCARE SERVICE AND SUPPLY | ALP 501 | 501 | COMPRESSION UNITS/ INTERMITTENT | 1213786 |  | 32724 | 2017-06-02 | 2017-05-15 | 12510 | WOMEN'S SPECIAL CARE | 2017-05-02 | USD |  | Active | UNIVERSITY NEW MEXICO HOSPITAL
105122 | 1448049 | HEALTHCARE SERVICE AND SUPPLY | ALP 501 | 501 | COMPRESSION UNITS/ INTERMITTENT | 1213786 |  | 32762 | 2017-06-02 | 2017-05-15 | 12510 | WOMEN'S SPECIAL CARE | 2017-05-02 | USD |  | Active | UNIVERSITY NEW MEXICO HOSPITAL
105120 | 1448047 | HEALTHCARE SERVICE AND SUPPLY | ALP 501 | 501 | COMPRESSION UNITS/ INTERMITTENT | 1213786 |  | 32740 | 2017-06-02 | 2017-05-15 | 12510 | WOMEN'S SPECIAL CARE | 2017-05-02 | USD |  | Active | UNIVERSITY NEW MEXICO HOSPITAL
105121 | 1448048 | HEALTHCARE SERVICE AND SUPPLY | ALP 501 | 501 | COMPRESSION UNITS/ INTERMITTENT | 1213786 |  | 32749 | 2017-06-02 | 2017-05-15 | 12510 | WOMEN'S SPECIAL CARE | 2017-05-02 | USD |  | Active | UNIVERSITY NEW MEXICO HOSPITAL
105116 | 1448043 | HEALTHCARE SERVICE AND SUPPLY | ALP 501 | 501 | COMPRESSION UNITS/ INTERMITTENT | 1213786 |  | 32784 | 2017-06-02 | 2017-05-15 | 12230 | GEN MED/SAC (4-W) | 2017-05-02 | USD |  | Active | UNIVERSITY NEW MEXICO HOSPITAL
105114 | 1448041 | HEALTHCARE SERVICE AND SUPPLY | ALP 501 | 501 | COMPRESSION UNITS/ INTERMITTENT | 1213786 |  | 32781 | 2017-06-02 | 2017-05-15 | 12230 | GEN MED/SAC (4-W) | 2017-05-02 | USD |  | Active | UNIVERSITY NEW MEXICO HOSPITAL
105113 | 1448040 | HEALTHCARE SERVICE AND SUPPLY | ALP 501 | 501 | COMPRESSION UNITS/ INTERMITTENT | 1213786 |  | 32722 | 2017-06-02 | 2017-05-15 | 12230 | GEN MED/SAC (4-W) | 2017-05-02 | USD |  | Active | UNIVERSITY NEW MEXICO HOSPITAL
105115 | 1448042 | HEALTHCARE SERVICE AND SUPPLY | ALP 501 | 501 | COMPRESSION UNITS/ INTERMITTENT | 1213786 |  | 32735 | 2017-06-02 | 2017-05-15 | 12230 | GEN MED/SAC (4-W) | 2017-05-02 | USD |  | Active | UNIVERSITY NEW MEXICO HOSPITAL
105072 | 1448301 | HEALTHCARE SERVICE AND SUPPLY | ALP 501 | 501 | COMPRESSION UNITS/ INTERMITTENT | 1213786 |  | 34113 | 2017-06-01 | 2017-05-15 | 12230 | GEN MED/SAC (4-W) | 2017-05-02 | USD |  | Active | UNIVERSITY NEW MEXICO HOSPITAL
105117 | 1448044 | HEALTHCARE SERVICE AND SUPPLY | ALP 501 | 501 | COMPRESSION UNITS/ INTERMITTENT | 1213786 |  | 32787 | 2017-06-01 | 2017-05-15 | 12230 | GEN MED/SAC (4-W) | 2017-05-02 | USD |  | Active | UNIVERSITY NEW MEXICO HOSPITAL
105118 | 1448045 | HEALTHCARE SERVICE AND SUPPLY | ALP 501 | 501 | COMPRESSION UNITS/ INTERMITTENT | 1213786 |  | 32782 | 2017-06-01 | 2017-05-15 | 12230 | GEN MED/SAC (4-W) | 2017-05-02 | USD |  | Active | UNIVERSITY NEW MEXICO HOSPITAL
105119 | 1448046 | HEALTHCARE SERVICE AND SUPPLY | ALP 501 | 501 | COMPRESSION UNITS/ INTERMITTENT | 1213786 |  | 32746 | 2017-06-01 | 2017-05-15 | 12230 | GEN MED/SAC (4-W) | 2017-05-02 | USD |  | Active | UNIVERSITY NEW MEXICO HOSPITAL
105105 | 1448332 | HEALTHCARE SERVICE AND SUPPLY | ALP 501 | 501 | COMPRESSION UNITS/ INTERMITTENT | 1213786 |  | 32736 | 2017-06-01 | 2017-05-15 | 12230 | GEN MED/SAC (4-W) | 2017-05-02 | USD |  | Active | UNIVERSITY NEW MEXICO HOSPITAL
105104 | 1448295 | HEALTHCARE SERVICE AND SUPPLY | ALP 501 | 501 | COMPRESSION UNITS/ INTERMITTENT | 1213786 |  | 32763 | 2017-05-31 | 2017-05-15 | 12230 | GEN MED/SAC (4-W) | 2017-05-02 | USD |  | Active | UNIVERSITY NEW MEXICO HOSPITAL
105095 | 1448302 | HEALTHCARE SERVICE AND SUPPLY | ALP 501 | 501 | COMPRESSION UNITS/ INTERMITTENT | 1213786 |  | 34507 | 2017-06-01 | 2017-05-15 | 12230 | GEN MED/SAC (4-W) | 2017-05-02 | USD |  | Active | UNIVERSITY NEW MEXICO HOSPITAL
105069 | 1447658 | HEALTHCARE SERVICE AND SUPPLY | ALP 501 | 501 | COMPRESSION UNITS/ INTERMITTENT | 1213786 |  | 32752 | 2017-06-01 | 2017-05-15 | 12230 | GEN MED/SAC (4-W) | 2017-05-02 | USD |  | Active | UNIVERSITY NEW MEXICO HOSPITAL
105070 | 1447659 | HEALTHCARE SERVICE AND SUPPLY | ALP 501 | 501 | COMPRESSION UNITS/ INTERMITTENT | 1213786 |  | 32727 | 2017-06-01 | 2017-05-15 | 12230 | GEN MED/SAC (4-W) | 2017-05-02 | USD |  | Active | UNIVERSITY NEW MEXICO HOSPITAL
105066 | 1447655 | HEALTHCARE SERVICE AND SUPPLY | ALP 501 | 501 | COMPRESSION UNITS/ INTERMITTENT | 1213786 |  | 32759 | 2017-06-01 | 2017-05-15 | 12230 | GEN MED/SAC (4-W) | 2017-05-02 | USD |  | Active | UNIVERSITY NEW MEXICO HOSPITAL
105098 | 1448305 | HEALTHCARE SERVICE AND SUPPLY | ALP 501 | 501 | COMPRESSION UNITS/ INTERMITTENT | 1213786 |  | 34111 | 2017-06-01 | 2017-05-15 | 12330 | FAMILY PRACTICE (3-N) | 2017-05-02 | USD |  | Active | UNIVERSITY NEW MEXICO HOSPITAL
105053 | 1448022 | HEALTHCARE SERVICE AND SUPPLY | ALP 501 | 501 | COMPRESSION UNITS/ INTERMITTENT | 1213786 |  | 17129 | 2017-06-01 | 2017-05-15 | 12220 | MED/SURG SUBACUTE (4-E) | 2017-05-02 | USD |  | Active | UNIVERSITY NEW MEXICO HOSPITAL
105054 | 1448023 | HEALTHCARE SERVICE AND SUPPLY | ALP 501 | 501 | COMPRESSION UNITS/ INTERMITTENT | 1213786 |  | 32800 | 2017-06-01 | 2017-05-15 | 12220 | MED/SURG SUBACUTE (4-E) | 2017-05-02 | USD |  | Active | UNIVERSITY NEW MEXICO HOSPITAL
105102 | 1448298 | HEALTHCARE SERVICE AND SUPPLY | ALP 501 | 501 | COMPRESSION UNITS/ INTERMITTENT | 1213786 |  | 32734 | 2017-06-01 | 2017-05-15 | 12220 | MED/SURG SUBACUTE (4-E) | 2017-05-02 | USD |  | Active | UNIVERSITY NEW MEXICO HOSPITAL
105103 | 1448296 | HEALTHCARE SERVICE AND SUPPLY | ALP 501 | 501 | COMPRESSION UNITS/ INTERMITTENT | 1213786 |  | 32743 | 2017-06-01 | 2017-05-15 | 12220 | MED/SURG SUBACUTE (4-E) | 2017-05-02 | USD |  | Active | UNIVERSITY NEW MEXICO HOSPITAL
105096 | 1448303 | HEALTHCARE SERVICE AND SUPPLY | ALP 501 | 501 | COMPRESSION UNITS/ INTERMITTENT | 1213786 |  | 35362 | 2017-06-01 | 2017-05-15 | 12220 | MED/SURG SUBACUTE (4-E) | 2017-05-02 | USD |  | Active | UNIVERSITY NEW MEXICO HOSPITAL
105055 | 1448024 | HEALTHCARE SERVICE AND SUPPLY | ALP 501 | 501 | COMPRESSION UNITS/ INTERMITTENT | 1213786 |  | 33099 | 2017-06-01 | 2017-05-15 | 12340 | SURGICAL SPECIALITY UNIT (4-S) | 2017-05-02 | USD |  | Active | UNIVERSITY NEW MEXICO HOSPITAL
105060 | 1448029 | HEALTHCARE SERVICE AND SUPPLY | ALP 501 | 501 | COMPRESSION UNITS/ INTERMITTENT | 1213786 |  | 32756 | 2017-06-01 | 2017-05-15 | 12220 | MED/SURG SUBACUTE (4-E) | 2017-05-02 | USD |  | Active | UNIVERSITY NEW MEXICO HOSPITAL
105109 | 1448336 | HEALTHCARE SERVICE AND SUPPLY | ALP 501 | 501 | COMPRESSION UNITS/ INTERMITTENT | 1213786 |  | 34505 | 2017-06-01 | 2017-05-15 | 12320 | GENERAL MEDICINE (5-W) | 2017-05-02 | USD |  | Active | UNIVERSITY NEW MEXICO HOSPITAL
105106 | 1448333 | HEALTHCARE SERVICE AND SUPPLY | ALP 501 | 501 | COMPRESSION UNITS/ INTERMITTENT | 1213786 |  | 34110 | 2017-06-01 | 2017-05-15 | 12320 | GENERAL MEDICINE (5-W) | 2017-05-02 | USD |  | Active | UNIVERSITY NEW MEXICO HOSPITAL
105107 | 1448334 | HEALTHCARE SERVICE AND SUPPLY | ALP 501 | 501 | COMPRESSION UNITS/ INTERMITTENT | 1213786 |  | 22710 | 2017-06-01 | 2017-05-15 | 12320 | GENERAL MEDICINE (5-W) | 2017-05-02 | USD |  | Active | UNIVERSITY NEW MEXICO HOSPITAL
105108 | 1448335 | HEALTHCARE SERVICE AND SUPPLY | ALP 501 | 501 | COMPRESSION UNITS/ INTERMITTENT | 1213786 |  | 33096 | 2017-05-01 | 2017-05-15 | 12320 | GENERAL MEDICINE (5-W) | 2017-05-02 | USD |  | Active | UNIVERSITY NEW MEXICO HOSPITAL
105071 | 1448300 | HEALTHCARE SERVICE AND SUPPLY | ALP 501 | 501 | COMPRESSION UNITS/ INTERMITTENT | 1213786 |  | 35367 | 2017-05-01 | 2017-05-15 | 12320 | GENERAL MEDICINE (5-W) | 2017-05-02 | USD |  | Active | UNIVERSITY NEW MEXICO HOSPITAL
105110 | 1448337 | HEALTHCARE SERVICE AND SUPPLY | ALP 501 | 501 | COMPRESSION UNITS/ INTERMITTENT | 1213786 |  | 35383 | 2017-05-01 | 2017-05-15 | 12320 | GENERAL MEDICINE (5-W) | 2017-05-02 | USD |  | Active | UNIVERSITY NEW MEXICO HOSPITAL
105111 | 1448338 | HEALTHCARE SERVICE AND SUPPLY | ALP 501 | 501 | COMPRESSION UNITS/ INTERMITTENT | 1213786 |  | 24790 | 2017-05-01 | 2017-05-15 | 12320 | GENERAL MEDICINE (5-W) | 2017-05-02 | USD |  | Active | UNIVERSITY NEW MEXICO HOSPITAL
105112 | 1448339 | HEALTHCARE SERVICE AND SUPPLY | ALP 501 | 501 | COMPRESSION UNITS/ INTERMITTENT | 1213786 |  | 32725 | 2017-05-01 | 2017-05-15 | 12320 | GENERAL MEDICINE (5-W) | 2017-05-02 | USD |  | Active | UNIVERSITY NEW MEXICO HOSPITAL
105063 | 1447652 | HEALTHCARE SERVICE AND SUPPLY | ALP 501 | 501 | COMPRESSION UNITS/ INTERMITTENT | 1213786 |  | 26447 | 2017-05-01 | 2017-05-15 | 12320 | GENERAL MEDICINE (5-W) | 2017-05-02 | USD |  | Active | UNIVERSITY NEW MEXICO HOSPITAL
105065 | 1447654 | HEALTHCARE SERVICE AND SUPPLY | ALP 501 | 501 | COMPRESSION UNITS/ INTERMITTENT | 1213786 |  | 25098 | 2017-05-01 | 2017-05-15 | 12320 | GENERAL MEDICINE (5-W) | 2017-05-02 | USD |  | Active | UNIVERSITY NEW MEXICO HOSPITAL
105064 | 1447653 | HEALTHCARE SERVICE AND SUPPLY | ALP 501 | 501 | COMPRESSION UNITS/ INTERMITTENT | 1213786 |  | 35409 | 2017-05-01 | 2017-05-15 | 12320 | GENERAL MEDICINE (5-W) | 2017-05-02 | USD |  | Active | UNIVERSITY NEW MEXICO HOSPITAL
105059 | 1448028 | HEALTHCARE SERVICE AND SUPPLY | ALP 501 | 501 | COMPRESSION UNITS/ INTERMITTENT | 1213786 |  | 34109 | 2017-05-01 | 2017-05-15 | 12320 | GENERAL MEDICINE (5-W) | 2017-05-02 | USD |  | Active | UNIVERSITY NEW MEXICO HOSPITAL
105061 | 1448294 | HEALTHCARE SERVICE AND SUPPLY | ALP 501 | 501 | COMPRESSION UNITS/ INTERMITTENT | 1213786 |  | 34733 | 2017-05-01 | 2017-05-15 | 12350 | CRC/CTC (5-E) | 2017-05-02 | USD |  | Active | UNIVERSITY NEW MEXICO HOSPITAL
105052 | 1448021 | HEALTHCARE SERVICE AND SUPPLY | ALP 501 | 501 | COMPRESSION UNITS/ INTERMITTENT | 1213786 |  | 34504 | 2017-05-01 | 2017-05-15 | 12350 | CRC/CTC (5-E) | 2017-05-02 | USD |  | Active | UNIVERSITY NEW MEXICO HOSPITAL
105100 | 1448307 | HEALTHCARE SERVICE AND SUPPLY | ALP 501 | 501 | COMPRESSION UNITS/ INTERMITTENT | 1213786 |  | 42796 | 2017-05-01 | 2017-05-15 | 12350 | CRC/CTC (5-E) | 2017-05-02 | USD |  | Active | UNIVERSITY NEW MEXICO HOSPITAL
105062 | 1447651 | HEALTHCARE SERVICE AND SUPPLY | ALP 501 | 501 | COMPRESSION UNITS/ INTERMITTENT | 1213786 |  | 34680 | 2017-05-01 | 2017-05-15 | 12350 | CRC/CTC (5-E) | 2017-05-02 | USD |  | Active | UNIVERSITY NEW MEXICO HOSPITAL
105097 | 1448304 | HEALTHCARE SERVICE AND SUPPLY | ALP 501 | 501 | COMPRESSION UNITS/ INTERMITTENT | 1213786 |  | 32730 | 2017-05-01 | 2017-05-15 | 12120 | MEDICAL/CARDIAC ICU | 2017-05-02 | USD |  | Active | UNIVERSITY NEW MEXICO HOSPITAL
105099 | 1448306 | HEALTHCARE SERVICE AND SUPPLY | ALP 501 | 501 | COMPRESSION UNITS/ INTERMITTENT | 1213786 |  | 32730 | 2017-05-01 | 2017-05-15 | 12120 | MEDICAL/CARDIAC ICU | 2017-05-02 | USD |  | Active | UNIVERSITY NEW MEXICO HOSPITAL
102000 | 1448275 | HILL-ROM INC | SURETEMP PLUS | SURETEMP PLUS | THERMOMETERS/ ELECTRONIC | 1217713 |  | (21)17046538 | 2017-07-15 | 2017-07-15 | 70060 | FIXED WING TRANSPORT | 2017-05-02 | USD |  | Active | UNIVERSITY NEW MEXICO HOSPITAL
101999 | 1448274 | HILL-ROM INC | SURETEMP PLUS | SURETEMP PLUS | THERMOMETERS/ ELECTRONIC | 1217713 |  | (21)17083427 | 2017-07-15 | 2017-07-15 | 70060 | FIXED WING TRANSPORT | 2017-05-02 | USD |  | Active | UNIVERSITY NEW MEXICO HOSPITAL
101998 | 1448273 | HILL-ROM INC | SURETEMP PLUS | SURETEMP PLUS | THERMOMETERS/ ELECTRONIC | 1217713 |  | (21)17097075 | 2017-07-15 | 2017-07-15 | 70060 | FIXED WING TRANSPORT | 2017-05-02 | USD |  | Active | UNIVERSITY NEW MEXICO HOSPITAL
101997 | 1448272 | HILL-ROM INC | SURETEMP PLUS | SURETEMP PLUS | THERMOMETERS/ ELECTRONIC | 1217713 |  | (21)17046545 | 2017-07-15 | 2017-07-15 | 70060 | FIXED WING TRANSPORT | 2017-05-02 | USD |  | Active | UNIVERSITY NEW MEXICO HOSPITAL
105139 | 1448070 | DRAEGER MEDICAL INC | D-VAPOR DESFLURANE | D-VAPOR DESFLURANE | ANESTHESIA UNIT VAPORIZERS | REPLACED ACN # 70450 |  | ASCM-0746 | 2017-05-31 | 2018-05-15 | 15055 | ANESTHESIA | 2017-05-02 | USD |  | Active | UNIVERSITY NEW MEXICO HOSPITAL
101695 | 1447754 | EXERGEN CORP | TAT-5000 | TAT-5000 | THERMOMETERS/ ELECTRONIC/ INFRARED | 1217367 |  | A625643 | 2017-05-02 | 2017-05-15 | 12250 | ORTHOPEDICS (3-S) | 2017-05-02 | USD |  | Active | UNIVERSITY NEW MEXICO HOSPITAL
101694 | 1447369 | EXERGEN CORP | TAT-5000 | TAT-5000 | THERMOMETERS/ ELECTRONIC/ INFRARED | 1217367 |  | A625871 | 2017-05-02 | 2017-05-15 | 12250 | ORTHOPEDICS (3-S) | 2017-05-02 | USD |  | Active | UNIVERSITY NEW MEXICO HOSPITAL
101693 | 1447368 | EXERGEN CORP | TAT-5000 | TAT-5000 | THERMOMETERS/ ELECTRONIC/ INFRARED | 1217367 |  | A624739 | 2017-05-02 | 2017-05-15 | 12250 | ORTHOPEDICS (3-S) | 2017-05-02 | USD |  | Active | UNIVERSITY NEW MEXICO HOSPITAL
101996 | 1447135 | BIO-MED DEVICES INC | NEO2 BLEND | NEO2 BLEND | OXYGEN-AIR PROPORTIONERS | 1211564 |  | BX1752468 | 2017-07-15 | 2018-07-15 | 70060 | FIXED WING TRANSPORT | 2017-05-02 | USD | 1128 | Active | UNIVERSITY NEW MEXICO HOSPITAL
101995 | 1448270 | BIO-MED DEVICES INC | NEO2 BLEND | NEO2 BLEND | OXYGEN-AIR PROPORTIONERS | 1211564 |  | BX1751469 | 2017-07-15 | 2017-12-15 | 70060 | FIXED WING TRANSPORT | 2017-05-02 | USD | 1128 | Active | UNIVERSITY NEW MEXICO HOSPITAL
105101 | 1448297 | HEALTHCARE SERVICE AND SUPPLY | ALP 501 | 501 | COMPRESSION UNITS/ INTERMITTENT | 1213786 |  | 32721 | 2017-05-01 | 2017-05-15 | 12210 | CORONARY CARE SUBACUTE | 2017-05-01 | USD |  | Active | UNIVERSITY NEW MEXICO HOSPITAL
105056 | 1448025 | HEALTHCARE SERVICE AND SUPPLY | ALP 501 | 501 | COMPRESSION UNITS/ INTERMITTENT | 1213786 |  | 24744 | 2017-05-01 | 2017-05-15 | 12210 | CORONARY CARE SUBACUTE | 2017-05-01 | USD |  | Active | UNIVERSITY NEW MEXICO HOSPITAL
105051 | 1448020 | HEALTHCARE SERVICE AND SUPPLY | ALP 501 | 501 | COMPRESSION UNITS/ INTERMITTENT | 1213786 |  | 32745 | 2017-05-01 | 2017-05-15 | 12210 | CORONARY CARE SUBACUTE | 2017-05-01 | USD |  | Active | UNIVERSITY NEW MEXICO HOSPITAL
105057 | 1448026 | HEALTHCARE SERVICE AND SUPPLY | ALP 501 | 501 | COMPRESSION UNITS/ INTERMITTENT | 1213786 |  | 38092 | 2017-05-02 | 2017-05-15 | 12210 | CORONARY CARE SUBACUTE | 2017-05-01 | USD |  | Active | UNIVERSITY NEW MEXICO HOSPITAL
105058 | 1448027 | HEALTHCARE SERVICE AND SUPPLY | ALP 501 | 501 | COMPRESSION UNITS/ INTERMITTENT | 1213786 |  | 25106 | 2017-05-02 | 2017-05-15 | 12210 | CORONARY CARE SUBACUTE | 2017-05-01 | USD |  | Active | UNIVERSITY NEW MEXICO HOSPITAL
101994 | 1449508.D | ARTHREX INC | SYNERGY | AR-8305 | DRILL-SAW SYSTEMS | REPLACN91680 |  | NX1836TJ | 2017-06-17 | 2018-05-15 | 15500 | OSIS OPERATING ROOM | 2017-05-01 | USD | 0 | Active | UNIVERSITY NEW MEXICO HOSPITAL
101750 | 1448158 | VOLCANO THERAPEUTICS INC | S5X IVUS | 555581 | SCANNING SYSTEMS/ ULTRASONIC/ VASCULAR | 1217316 |  | 121020088471 | 2017-06-17 | 2017-12-15 | 75025 | RADIOLOGY - INTERVENTIONAL RAD | 2017-04-27 | USD | 0 | Active | UNIVERSITY NEW MEXICO HOSPITAL
101749 | 1448157 | TERUMO MEDICAL CORP | CDI 500 | CDI 500 | MONITORS/ BEDSIDE/ BLOOD GAS | N/CLOANAGR28976 |  | 8554 | 2017-06-17 | 2018-04-15 | 70050 | ECMO | 2017-04-26 | USD | 0 | Active | UNIVERSITY NEW MEXICO HOSPITAL
101748 | 1448156 | TERUMO MEDICAL CORP | CDI 500 | CDI 500 | MONITORS/ BEDSIDE/ BLOOD GAS | N/CLOANAGR28976 |  | 8590 | 2017-06-17 | 2018-04-15 | 70050 | ECMO | 2017-04-26 | USD | 0 | Active | UNIVERSITY NEW MEXICO HOSPITAL
98910 | 1447389 | WALLACH SURGICAL DEVICES INC | LIFEDOP MC150-SD3 | LIFEDOP MC150-SD3 | BLOOD-FLOW DETECTORS/ ULTRASONIC | 1211134 |  | 01152426 | 2017-04-19 | 2017-04-15 | 34130 | MILAGRO OP OB CLINIC | 2017-04-19 | USD |  | Active | UNIVERSITY NEW MEXICO HOSPITAL
98930 | 1421609 | EKOS CORP | PT-3B | PT-3B | CONTROLLERS | 1216546 |  |  | 2017-05-30 | 2017-05-15 | 15000 | OPERATING ROOM | 2017-04-19 | USD |  | Active | UNIVERSITY NEW MEXICO HOSPITAL
98931 | 1447750 | EKOS CORP | PT-3B | PT-3B | CONTROLLERS | 1216546 |  | PT3B-6293 | 2017-05-30 | 2017-05-15 | 15000 | OPERATING ROOM | 2017-04-19 | USD |  | Active | UNIVERSITY NEW MEXICO HOSPITAL
101746 | 1449508 | SONOSITE INC | SII | P20833-10 | SCANNING SYSTEMS/ ULTRASONIC/ PORTABLE | 1215023-0-MCAP |  | 04746Q | 2017-06-17 | 2017-06-15 | 15515 | OSIS ANESTHESIA | 2017-04-14 | USD | 16912.6 | Active | UNIVERSITY NEW MEXICO HOSPITAL
101745 | 1449507 | SONOSITE INC | SII | P20833-10 | SCANNING SYSTEMS/ ULTRASONIC/ PORTABLE | 1215023-0-MCAP |  | 04746P | 2017-06-17 | 2017-06-15 | 15515 | OSIS ANESTHESIA | 2017-04-14 | USD | 16912.6 | Active | UNIVERSITY NEW MEXICO HOSPITAL
101744 | 1449506 | SONOSITE INC | SII | P20833-10 | SCANNING SYSTEMS/ ULTRASONIC/ PORTABLE | 1215023-0-MCAP |  | 04746R | 2017-06-17 | 2017-06-15 | 15515 | OSIS ANESTHESIA | 2017-04-14 | USD | 16912.6 | Active | UNIVERSITY NEW MEXICO HOSPITAL
101743 | 1449505 | SONOSITE INC | SII | P20833-10 | SCANNING SYSTEMS/ ULTRASONIC/ PORTABLE | 1214626-0-MCAP |  | 046R5Y | 2017-06-17 | 2017-06-15 | 71040 | CARDIAC CATH LAB | 2017-04-14 | USD | 22875 | Active | UNIVERSITY NEW MEXICO HOSPITAL
101742 | 1449504 | SOMANETICS CORP | INVOS(5100C) | INVOS(5100C) | OXIMETERS/ CEREBRAL | 1206029-0-MCAP |  | (21)16G11478X | 2017-06-17 | 2018-04-15 | 12460 | PEDIATRIC ICU | 2017-04-14 | USD | 0 | Active | UNIVERSITY NEW MEXICO HOSPITAL
101741 | 1449503 | SOMANETICS CORP | INVOS(5100C) | INVOS(5100C) | OXIMETERS/ CEREBRAL | 1206029-0-MCAP |  | (21)16G11484X | 2017-06-17 | 2018-04-15 | 12460 | PEDIATRIC ICU | 2017-04-14 | USD | 0 | Active | UNIVERSITY NEW MEXICO HOSPITAL
101992 | 1448155 | LUXTEC CORP | INTEGRA | INTEGRA | LIGHT SOURCES | 1213253-0-MCAP |  | 16J00MLX7795 | 2017-06-17 | 2017-10-15 | 15005 | OPERATING ROOM - BBRP | 2017-04-14 | USD | 7226.53 | Active | UNIVERSITY NEW MEXICO HOSPITAL
101991 | 1448154 | LUXTEC CORP | INTEGRA | INTEGRA | LIGHT SOURCES | 1213253-0-MCAP |  | 16J00MLX7787 | 2017-06-17 | 2017-10-15 | 15005 | OPERATING ROOM - BBRP | 2017-04-14 | USD | 7226.53 | Active | UNIVERSITY NEW MEXICO HOSPITAL
101990 | 1448153 | LUXTEC CORP | INTEGRA | INTEGRA | LIGHT SOURCES | 1213253-0-MCAP |  | 16J00MLX7791 | 2017-06-17 | 2017-10-15 | 15005 | OPERATING ROOM - BBRP | 2017-04-14 | USD | 7226.53 | Active | UNIVERSITY NEW MEXICO HOSPITAL
101989 | 1448152 | LUXTEC CORP | INTEGRA | INTEGRA | LIGHT SOURCES | 1213253-0-MCAP |  | 16J00MLX7750 | 2017-06-17 | 2017-10-15 | 15005 | OPERATING ROOM - BBRP | 2017-04-14 | USD | 7226.53 | Active | UNIVERSITY NEW MEXICO HOSPITAL
101988 | 1448151 | LUXTEC CORP | INTEGRA | INTEGRA | LIGHT SOURCES | 1213253-0-MCAP |  | 16J00MLX7766 | 2017-06-17 | 2017-10-15 | 15005 | OPERATING ROOM - BBRP | 2017-04-14 | USD | 7226.53 | Active | UNIVERSITY NEW MEXICO HOSPITAL
101987 | 1448150 | LUXTEC CORP | INTEGRA | INTEGRA | LIGHT SOURCES | 1213253-0-MCAP |  | 16J00MLX7753 | 2017-06-17 | 2017-10-15 | 15005 | OPERATING ROOM - BBRP | 2017-04-14 | USD | 7226.53 | Active | UNIVERSITY NEW MEXICO HOSPITAL
101692 | 1447367 | SELECT MEDICAL PRODUCTS | LUMEON | 3069 | THERMOMETERS/ ELECTRONIC | RPL. ACN98114 |  | N17518424 | 2017-04-13 | 2017-04-15 | 12350 | CRC/CTC (5-E) | 2017-04-13 | USD |  | Active | UNIVERSITY NEW MEXICO HOSPITAL
101867 | 1448265 | HUNTLEIGH | DOPPLEX FD2 | FD2 | BLOOD-FLOW DETECTORS/ ULTRASONIC | 1205449 |  | FD2P30429686-16 | 2017-04-27 | 2017-04-15 | 32045 | SOUTHWEST MESA CLINIC | 2017-04-13 | USD | 739 | Active | UNIVERSITY NEW MEXICO HOSPITAL
101706 | 1447717 | VERATHON INC | BLADDERSCAN (BVI-9400) | BVI-9400 | SCANNING SYSTEMS/ULTRASONIC/DIAGNOSTIC (BIOMED) | 1213126-0-MCAP |  | B4307374 | 2017-06-17 | 2018-04-15 | 32045 | SOUTHWEST MESA CLINIC | 2017-04-13 | USD | 10164.74 | Active | UNIVERSITY NEW MEXICO HOSPITAL
101704 | 1447713 | MOBERG RESEARCH INC | COMPONENT NEUROMONITORING SYSTEM | CNS-300 | MONITORS/ BEDSIDE/ ELECTROENCEPHALOGRAPHY | UNMPO147291 |  | A-TPC-22022 | 2017-07-05 | 2018-07-15 | 12110 | NEUROSCIENCE ICU | 2017-04-12 | USD | 19800 | Active | UNIVERSITY NEW MEXICO HOSPITAL
101703 | 1447712 | MOBERG RESEARCH INC | COMPONENT NEUROMONITORING SYSTEM | CNS-300 | MONITORS/ BEDSIDE/ ELECTROENCEPHALOGRAPHY | UNMPO147291 |  | A-TPC-22023 | 2017-07-05 | 2018-07-15 | 12110 | NEUROSCIENCE ICU | 2017-04-12 | USD | 19800 | Active | UNIVERSITY NEW MEXICO HOSPITAL
101702 | 1447711 | MOBERG RESEARCH INC | COMPONENT NEUROMONITORING SYSTEM | CNS-300 | MONITORS/ BEDSIDE/ ELECTROENCEPHALOGRAPHY | UNMPO147291 |  | A-TPC-22024 | 2017-06-17 | 2017-07-15 | 12110 | NEUROSCIENCE ICU | 2017-04-12 | USD | 19800 | Active | UNIVERSITY NEW MEXICO HOSPITAL
101863 | 1448261 | AMERICAN POWER CONVERSION (APC) | BACK-UPS PRO 700 | BR700G | POWER SYSTEMS/ UNINTERRUPTIBLE | 1214526 |  | 3B1705X11945 | 2017-04-14 | 2018-02-15 | 34015 | SLEEP DISORDERS CENTER 1101-2 | 2017-04-11 | USD | 119 | Active | UNIVERSITY NEW MEXICO HOSPITAL
101862 | 1448260 | AMERICAN POWER CONVERSION (APC) | BACK-UPS PRO 700 | BR700G | POWER SYSTEMS/ UNINTERRUPTIBLE | 1214526 |  | 3B1705X11900 | 2017-04-14 | 2018-02-15 | 34015 | SLEEP DISORDERS CENTER 1101-2 | 2017-04-11 | USD | 119 | Active | UNIVERSITY NEW MEXICO HOSPITAL
101419 | 1449549 | AMERICAN POWER CONVERSION (APC) | BACK-UPS PRO 700 | BR700G | POWER SYSTEMS/ UNINTERRUPTIBLE | 1214526 |  | 3B1705X11884 | 2017-04-14 | 2018-02-15 | 34015 | SLEEP DISORDERS CENTER 1101-2 | 2017-04-11 | USD | 119 | Active | UNIVERSITY NEW MEXICO HOSPITAL
101418 | 1449548 | AMERICAN POWER CONVERSION (APC) | BACK-UPS PRO 700 | BR700G | POWER SYSTEMS/ UNINTERRUPTIBLE | 1214526 |  | 3B1705X11892 | 2017-04-14 | 2018-02-15 | 34015 | SLEEP DISORDERS CENTER 1101-2 | 2017-04-11 | USD | 119 | Active | UNIVERSITY NEW MEXICO HOSPITAL
101417 | 1449547 | AMERICAN POWER CONVERSION (APC) | BACK-UPS PRO 700 | BR700G | POWER SYSTEMS/ UNINTERRUPTIBLE | 1214526 |  | 3B1705X13559 | 2017-04-14 | 2018-02-15 | 34015 | SLEEP DISORDERS CENTER 1101-2 | 2017-04-11 | USD | 119 | Active | UNIVERSITY NEW MEXICO HOSPITAL
101416 | 1449546 | AMERICAN POWER CONVERSION (APC) | BACK-UPS PRO 700 | BR700G | POWER SYSTEMS/ UNINTERRUPTIBLE | 1214526 |  | 3B1705X13539 | 2017-04-14 | 2018-02-15 | 34015 | SLEEP DISORDERS CENTER 1101-2 | 2017-04-11 | USD | 119 | Active | UNIVERSITY NEW MEXICO HOSPITAL
101415 | 1449545 | AMERICAN POWER CONVERSION (APC) | BACK-UPS PRO 700 | BR700G | POWER SYSTEMS/ UNINTERRUPTIBLE | 1214526 |  | 3B1705X13543 | 2017-04-14 | 2018-02-15 | 34015 | SLEEP DISORDERS CENTER 1101-2 | 2017-04-11 | USD | 119 | Active | UNIVERSITY NEW MEXICO HOSPITAL
101414 | 1449544 | AMERICAN POWER CONVERSION (APC) | BACK-UPS PRO 700 | BR700G | POWER SYSTEMS/ UNINTERRUPTIBLE | 1214526 |  | 3B1705X13542 | 2017-04-14 | 2018-02-15 | 34015 | SLEEP DISORDERS CENTER 1101-2 | 2017-04-11 | USD | 119 | Active | UNIVERSITY NEW MEXICO HOSPITAL
101866 | 1448264 | AMERICAN POWER CONVERSION (APC) | BACK-UPS PRO 700 | BR700G | POWER SYSTEMS/ UNINTERRUPTIBLE | 1214526 |  | 3B1705X11847 | 2017-04-14 | 2018-02-15 | 34015 | SLEEP DISORDERS CENTER 1101-2 | 2017-04-11 | USD | 119 | Active | UNIVERSITY NEW MEXICO HOSPITAL
101864 | 1448262 | AMERICAN POWER CONVERSION (APC) | BACK-UPS PRO 700 | BR700G | POWER SYSTEMS/ UNINTERRUPTIBLE | 1214526 |  | 3B1705X11946 | 2017-04-14 | 2018-02-15 | 34015 | SLEEP DISORDERS CENTER 1101-2 | 2017-04-11 | USD | 119 | Active | UNIVERSITY NEW MEXICO HOSPITAL
101865 | 1448263 | AMERICAN POWER CONVERSION (APC) | BACK-UPS PRO 700 | BR700G | POWER SYSTEMS/ UNINTERRUPTIBLE | 1214526 |  | 3B1705X11087 | 2017-04-14 | 2018-02-15 | 34015 | SLEEP DISORDERS CENTER 1101-2 | 2017-04-11 | USD | 119 | Active | UNIVERSITY NEW MEXICO HOSPITAL
101413 | 1449543 | AMERICAN POWER CONVERSION (APC) | BACK-UPS PRO 700 | BR700G | POWER SYSTEMS/ UNINTERRUPTIBLE | 1214526 |  | 3B1705X13564 | 2017-04-14 | 2018-02-15 | 34015 | SLEEP DISORDERS CENTER 1101-2 | 2017-04-11 | USD | 119 | Active | UNIVERSITY NEW MEXICO HOSPITAL
101412 | 1449542 | AMERICAN POWER CONVERSION (APC) | BACK-UPS PRO 700 | BR700G | POWER SYSTEMS/ UNINTERRUPTIBLE | 1214526 |  | 3B1705X13575 | 2017-04-14 | 2018-02-15 | 34015 | SLEEP DISORDERS CENTER 1101-2 | 2017-04-11 | USD | 119 | Active | UNIVERSITY NEW MEXICO HOSPITAL
101411 | 1449541 | AMERICAN POWER CONVERSION (APC) | BACK-UPS PRO 700 | BR700G | POWER SYSTEMS/ UNINTERRUPTIBLE | 1214526 |  | 3B1705X13565 | 2017-04-14 | 2018-02-15 | 34015 | SLEEP DISORDERS CENTER 1101-2 | 2017-04-11 | USD | 119 | Active | UNIVERSITY NEW MEXICO HOSPITAL
101410 | 1449540 | AMERICAN POWER CONVERSION (APC) | BACK-UPS PRO 700 | BR700G | POWER SYSTEMS/ UNINTERRUPTIBLE | 1214526 |  | 3B1705X13561 | 2017-04-14 | 2018-02-15 | 34015 | SLEEP DISORDERS CENTER 1101-2 | 2017-04-11 | USD | 119 | Active | UNIVERSITY NEW MEXICO HOSPITAL
101705 | 1447716 | MEDEX INC | MEDFUSION 3500 | MEDFUSION 3500 | INFUSION PUMPS/ SYRINGE | 2001275 |  | M-9119 | 2017-06-17 | 2018-04-15 | 12015 | PEDIATRIC INFUSION UNIT PIU | 2017-04-11 | USD | 2968.96 | Active | UNIVERSITY NEW MEXICO HOSPITAL
101397 | 1447715 | MEDEX INC | MEDFUSION 3500 | MEDFUSION 3500 | INFUSION PUMPS/ SYRINGE | 2001275 |  | M-9121 | 2017-06-17 | 2018-04-15 | 12015 | PEDIATRIC INFUSION UNIT PIU | 2017-04-11 | USD | 2968.96 | Active | UNIVERSITY NEW MEXICO HOSPITAL
101396 | 1447714 | MEDEX INC | MEDFUSION 3500 | MEDFUSION 3500 | INFUSION PUMPS/ SYRINGE | 2001275 |  | M-9120 | 2017-06-17 | 2018-04-15 | 12015 | PEDIATRIC INFUSION UNIT PIU | 2017-04-11 | USD | 2968.96 | Active | UNIVERSITY NEW MEXICO HOSPITAL
101701 | 1447710 | MEDEX INC | MEDFUSION 3500 | MEDFUSION 3500 | INFUSION PUMPS/ SYRINGE | 2001275 |  | M-9188 | 2017-06-17 | 2018-04-15 | 12015 | PEDIATRIC INFUSION UNIT PIU | 2017-04-11 | USD | 2968.96 | Active | UNIVERSITY NEW MEXICO HOSPITAL
101395 | 1449501 | HUDSON INDUSTRIES INC | AQUATHERM III PLUS | AQUATHERM III PLUS | NEBULIZERS/ HEATED | 1213593 |  | 617010020 | 2017-06-02 | 2017-06-15 | 71510 | PULMONARY SERVICES | 2017-04-11 | USD | 330.33 | Active | UNIVERSITY NEW MEXICO HOSPITAL
101394 | 1447459 | HUDSON INDUSTRIES INC | AQUATHERM III PLUS | AQUATHERM III PLUS | NEBULIZERS/ HEATED | 1213593 |  | 617010008 | 2017-06-02 | 2017-06-15 | 71510 | PULMONARY SERVICES | 2017-04-11 | USD | 330.33 | Active | UNIVERSITY NEW MEXICO HOSPITAL
101393 | 1447458 | HUDSON INDUSTRIES INC | AQUATHERM III PLUS | AQUATHERM III PLUS | NEBULIZERS/ HEATED | 1213593 |  | 617010034 | 2017-06-02 | 2017-06-15 | 71510 | PULMONARY SERVICES | 2017-04-11 | USD | 330.33 | Active | UNIVERSITY NEW MEXICO HOSPITAL
101392 | 1447457 | HUDSON INDUSTRIES INC | AQUATHERM III PLUS | AQUATHERM III PLUS | NEBULIZERS/ HEATED | 1213593 |  | 617010007 | 2017-06-02 | 2017-06-15 | 71510 | PULMONARY SERVICES | 2017-04-11 | USD | 330.33 | Active | UNIVERSITY NEW MEXICO HOSPITAL
101391 | 1447456 | HUDSON INDUSTRIES INC | AQUATHERM III PLUS | AQUATHERM III PLUS | NEBULIZERS/ HEATED | 1213593 |  | 617010005 | 2017-06-02 | 2017-06-15 | 71510 | PULMONARY SERVICES | 2017-04-11 | USD | 330.33 | Active | UNIVERSITY NEW MEXICO HOSPITAL
101390 | 1447455 | HUDSON INDUSTRIES INC | AQUATHERM III PLUS | AQUATHERM III PLUS | NEBULIZERS/ HEATED | 1213593 |  | 617010026 | 2017-06-02 | 2017-06-15 | 71510 | PULMONARY SERVICES | 2017-04-11 | USD | 330.33 | Active | UNIVERSITY NEW MEXICO HOSPITAL
101389 | 1447454 | HUDSON INDUSTRIES INC | AQUATHERM III PLUS | AQUATHERM III PLUS | NEBULIZERS/ HEATED | 1213593 |  | 617010029 | 2017-06-02 | 2017-06-15 | 71510 | PULMONARY SERVICES | 2017-04-11 | USD | 330.33 | Active | UNIVERSITY NEW MEXICO HOSPITAL
101388 | 1447453 | HUDSON INDUSTRIES INC | AQUATHERM III PLUS | AQUATHERM III PLUS | NEBULIZERS/ HEATED | 1213593 |  | 617010019 | 2017-06-02 | 2017-06-15 | 71510 | PULMONARY SERVICES | 2017-04-11 | USD | 330.33 | Active | UNIVERSITY NEW MEXICO HOSPITAL
101387 | 1447452 | HUDSON INDUSTRIES INC | AQUATHERM III PLUS | AQUATHERM III PLUS | NEBULIZERS/ HEATED | 1213593 |  | 617010012 | 2017-06-02 | 2017-06-15 | 71510 | PULMONARY SERVICES | 2017-04-11 | USD | 330.33 | Active | UNIVERSITY NEW MEXICO HOSPITAL
101386 | 1447451 | HUDSON INDUSTRIES INC | AQUATHERM III PLUS | AQUATHERM III PLUS | NEBULIZERS/ HEATED | 1213593 |  | 617010056 | 2017-06-02 | 2017-06-15 | 71510 | PULMONARY SERVICES | 2017-04-11 | USD | 330.33 | Active | UNIVERSITY NEW MEXICO HOSPITAL
101385 | 1447450 | HUDSON INDUSTRIES INC | AQUATHERM III PLUS | AQUATHERM III PLUS | NEBULIZERS/ HEATED | 1213593 |  | 617010022 | 2017-06-02 | 2017-06-15 | 71510 | PULMONARY SERVICES | 2017-04-11 | USD | 330.33 | Active | UNIVERSITY NEW MEXICO HOSPITAL
101384 | 1447298 | HUDSON INDUSTRIES INC | AQUATHERM III PLUS | AQUATHERM III PLUS | NEBULIZERS/ HEATED | 1213593 |  | 617010057 | 2017-06-02 | 2017-06-15 | 71510 | PULMONARY SERVICES | 2017-04-11 | USD | 330.33 | Active | UNIVERSITY NEW MEXICO HOSPITAL
101383 | 1447297 | HUDSON INDUSTRIES INC | AQUATHERM III PLUS | AQUATHERM III PLUS | NEBULIZERS/ HEATED | 1213593 |  |  | 2017-06-02 | 2017-06-15 | 71510 | PULMONARY SERVICES | 2017-04-11 | USD | 330.33 | Active | UNIVERSITY NEW MEXICO HOSPITAL
101382 | 1447296 | HUDSON INDUSTRIES INC | AQUATHERM III PLUS | AQUATHERM III PLUS | NEBULIZERS/ HEATED | 1213593 |  | 617010050 | 2017-06-01 | 2017-06-15 | 71510 | PULMONARY SERVICES | 2017-04-11 | USD | 330.33 | Active | UNIVERSITY NEW MEXICO HOSPITAL
101381 | 1447295 | HUDSON INDUSTRIES INC | AQUATHERM III PLUS | AQUATHERM III PLUS | NEBULIZERS/ HEATED | 1213593 |  | 617010004 | 2017-06-01 | 2017-06-15 | 71510 | PULMONARY SERVICES | 2017-04-11 | USD | 330.33 | Active | UNIVERSITY NEW MEXICO HOSPITAL
101380 | 1447294 | HUDSON INDUSTRIES INC | AQUATHERM III PLUS | AQUATHERM III PLUS | NEBULIZERS/ HEATED | 1213593 |  | 617010031 | 2017-06-01 | 2017-06-15 | 71510 | PULMONARY SERVICES | 2017-04-11 | USD | 330.33 | Active | UNIVERSITY NEW MEXICO HOSPITAL
101379 | 1447293 | HUDSON INDUSTRIES INC | AQUATHERM III PLUS | AQUATHERM III PLUS | NEBULIZERS/ HEATED | 1213593 |  | 617010037 | 2017-06-01 | 2017-06-15 | 71510 | PULMONARY SERVICES | 2017-04-11 | USD | 330.33 | Active | UNIVERSITY NEW MEXICO HOSPITAL
101378 | 1447292 | HUDSON INDUSTRIES INC | AQUATHERM III PLUS | AQUATHERM III PLUS | NEBULIZERS/ HEATED | 1213593 |  | 617010033 | 2017-06-01 | 2017-06-15 | 71510 | PULMONARY SERVICES | 2017-04-11 | USD | 330.33 | Active | UNIVERSITY NEW MEXICO HOSPITAL
101377 | 1447291 | HUDSON INDUSTRIES INC | AQUATHERM III PLUS | AQUATHERM III PLUS | NEBULIZERS/ HEATED | 1213593 |  | 617010041 | 2017-06-01 | 2017-06-15 | 71510 | PULMONARY SERVICES | 2017-04-11 | USD | 330.33 | Active | UNIVERSITY NEW MEXICO HOSPITAL
101376 | 1447290 | HUDSON INDUSTRIES INC | AQUATHERM III PLUS | AQUATHERM III PLUS | NEBULIZERS/ HEATED | 1213593 |  | 617010032 | 2017-06-01 | 2017-06-15 | 71510 | PULMONARY SERVICES | 2017-04-11 | USD | 330.33 | Active | UNIVERSITY NEW MEXICO HOSPITAL
101398 | 1449500 | ANGIODYNAMICS INC | DISPENSER DP 30 | 11409001-110 | PUMPS | 1215191 |  | 1587U1612R | 2017-06-17 | 2017-10-15 | 30110 | UNMMG - VEIN CENTER | 2017-04-10 | USD | 1500 | Active | UNIVERSITY NEW MEXICO HOSPITAL
101375 | 1440169 | GIVEN IMAGING INC | PILLCAM RECORDER | DR-3 | VIDEO SYSTEMS | REPLACN93849 |  | DR30814411 | 2017-06-01 | 2017-06-15 | 70020 | ENDOSCOPY CENTER | 2017-04-10 | USD |  | Active | UNIVERSITY NEW MEXICO HOSPITAL
101691 | 1447366 | TYCO HEALTHCARE GROUP | GENIUS II | GENIUS II | THERMOMETERS/ ELECTRONIC/ INFRARED/ EAR | RPL 91156 |  | N16621400 | 2017-04-10 | 2017-04-15 | 12130 | TRAUMA/SURGICAL ICU | 2017-04-10 | USD |  | Active | UNIVERSITY NEW MEXICO HOSPITAL
101690 | 1447365 | TYCO HEALTHCARE GROUP | GENIUS II | GENIUS II | THERMOMETERS/ ELECTRONIC/ INFRARED/ EAR | RPL 83080 |  | N16621400 | 2017-04-10 | 2017-04-15 | 32060 | M & FP-WEST MESA | 2017-04-10 | USD |  | Active | UNIVERSITY NEW MEXICO HOSPITAL
98928 | 1421607 | IRADIMED CORP | MRIDIUM | 3861 | INFUSION PUMPS | 1211590-0-MCAP |  | IR61102184 | 2017-04-07 | 2018-01-15 | 75040 | RADIOLOGY - MRI | 2017-04-07 | USD | 8787.5 | Active | UNIVERSITY NEW MEXICO HOSPITAL
101689 | 1447364 | VITAL SIGNS INC | ENFLOW WARMER | 100 | WARMING UNITS/ BLOOD/SOLUTION | RPL 93843 |  | 61283693 | 2017-06-03 | 2018-06-15 | 15055 | ANESTHESIA | 2017-04-07 | USD |  | Active | UNIVERSITY NEW MEXICO HOSPITAL
101688 | 1447363 | VITAL SIGNS INC | ENFLOW WARMER | 100 | WARMING UNITS/ BLOOD/SOLUTION | RPL 91560 |  | 61283114 | 2017-06-22 | 2018-06-15 | 15055 | ANESTHESIA | 2017-04-07 | USD |  | Active | UNIVERSITY NEW MEXICO HOSPITAL
101687 | 1447362 | VITAL SIGNS INC | ENFLOW WARMER | 100 | WARMING UNITS/ BLOOD/SOLUTION | RPL 83559 |  | 61283534 | 2017-06-03 | 2018-06-15 | 15055 | ANESTHESIA | 2017-04-07 | USD |  | Active | UNIVERSITY NEW MEXICO HOSPITAL
101686 | 1447361 | VITAL SIGNS INC | ENFLOW WARMER | 100 | WARMING UNITS/ BLOOD/SOLUTION | RPL 83577 |  | 61283438 | 2017-06-03 | 2018-06-15 | 15055 | ANESTHESIA | 2017-04-07 | USD |  | Active | UNIVERSITY NEW MEXICO HOSPITAL
101685 | 1447360 | VITAL SIGNS INC | ENFLOW WARMER | 100 | WARMING UNITS/ BLOOD/SOLUTION | RPL 83558 |  | 61283637 | 2017-06-03 | 2018-06-15 | 15055 | ANESTHESIA | 2017-04-07 | USD |  | Active | UNIVERSITY NEW MEXICO HOSPITAL
98683 | 1420432 | KARL STORZ ENDOSCOPY-AMERICA INC | 9826NB-US | 9826NB-US | MONITORS/ MEDICAL GRADE DISPLAY | 1211585-0-MCAP |  | C7IE10190 | 2017-04-07 | 2017-04-15 | 15000 | OPERATING ROOM | 2017-04-06 | USD |  | Active | UNIVERSITY NEW MEXICO HOSPITAL
98684 | 1420433 | KARL STORZ ENDOSCOPY-AMERICA INC | 9826NB-US | 9826NB-US | MONITORS/ MEDICAL GRADE DISPLAY | 1211585-0-MCAP |  | C7IE10078 | 2017-04-07 | 2017-04-15 | 15000 | OPERATING ROOM | 2017-04-06 | USD |  | Active | UNIVERSITY NEW MEXICO HOSPITAL
98685 | 1420434 | KARL STORZ ENDOSCOPY-AMERICA INC | 9826NB-US | 9826NB-US | MONITORS/ MEDICAL GRADE DISPLAY | 1211585-0-MCAP |  | C7IE10188 | 2017-04-07 | 2017-04-15 | 15000 | OPERATING ROOM | 2017-04-06 | USD |  | Active | UNIVERSITY NEW MEXICO HOSPITAL
98686 | 1420435 | KARL STORZ ENDOSCOPY-AMERICA INC | 9826NB-US | 9826NB-US | MONITORS/ MEDICAL GRADE DISPLAY | 1211585-0-MCAP |  | C7IE10073 | 2017-04-07 | 2017-04-15 | 15000 | OPERATING ROOM | 2017-04-06 | USD |  | Active | UNIVERSITY NEW MEXICO HOSPITAL
98687 | 1420436 | KARL STORZ ENDOSCOPY-AMERICA INC | 9826NB-US | 9826NB-US | MONITORS/ MEDICAL GRADE DISPLAY | 1211585-0-MCAP |  | C7IE10082 | 2017-04-07 | 2017-04-15 | 15000 | OPERATING ROOM | 2017-04-06 | USD |  | Active | UNIVERSITY NEW MEXICO HOSPITAL
98688 | 1420437 | KARL STORZ ENDOSCOPY-AMERICA INC | 9826NB-US | 9826NB-US | MONITORS/ MEDICAL GRADE DISPLAY | 1211585-0-MCAP |  | C7IE10131 | 2017-04-07 | 2017-04-15 | 15000 | OPERATING ROOM | 2017-04-06 | USD |  | Active | UNIVERSITY NEW MEXICO HOSPITAL
98689 | 1420438 | KARL STORZ ENDOSCOPY-AMERICA INC | 9826NB-US | 9826NB-US | MONITORS/ MEDICAL GRADE DISPLAY | 1211585-0-MCAP |  | C7IE10128 | 2017-04-07 | 2017-04-15 | 15000 | OPERATING ROOM | 2017-04-06 | USD |  | Active | UNIVERSITY NEW MEXICO HOSPITAL
98690 | 1447380 | KARL STORZ ENDOSCOPY-AMERICA INC | 9826NB-US | 9826NB-US | MONITORS/ MEDICAL GRADE DISPLAY | 1211585-0-MCAP |  | C7IE10132 | 2017-04-07 | 2017-04-15 | 15000 | OPERATING ROOM | 2017-04-06 | USD |  | Active | UNIVERSITY NEW MEXICO HOSPITAL
98691 | 1447381 | KARL STORZ ENDOSCOPY-AMERICA INC | 9826NB-US | 9826NB-US | MONITORS/ MEDICAL GRADE DISPLAY | 1211585-0-MCAP |  | C7IE10079 | 2017-04-07 | 2017-04-15 | 15000 | OPERATING ROOM | 2017-04-06 | USD |  | Active | UNIVERSITY NEW MEXICO HOSPITAL
98692 | 1447382 | KARL STORZ ENDOSCOPY-AMERICA INC | 9826NB-US | 9826NB-US | MONITORS/ MEDICAL GRADE DISPLAY | 1211585-0-MCAP |  | C7IE10130 | 2017-04-07 | 2017-04-15 | 15000 | OPERATING ROOM | 2017-04-06 | USD |  | Active | UNIVERSITY NEW MEXICO HOSPITAL
98693 | 1447383 | KARL STORZ ENDOSCOPY-AMERICA INC | 9826NB-US | 9826NB-US | MONITORS/ MEDICAL GRADE DISPLAY | 1211585-0-MCAP |  | C7IE10127 | 2017-04-07 | 2017-04-15 | 15000 | OPERATING ROOM | 2017-04-06 | USD |  | Active | UNIVERSITY NEW MEXICO HOSPITAL
98694 | 1447384 | KARL STORZ ENDOSCOPY-AMERICA INC | 9826NB-US | 9826NB-US | MONITORS/ MEDICAL GRADE DISPLAY | 1211585-0-MCAP |  | C7IE10090 | 2017-04-07 | 2017-04-15 | 15000 | OPERATING ROOM | 2017-04-06 | USD |  | Active | UNIVERSITY NEW MEXICO HOSPITAL
98695 | 1447385 | KARL STORZ ENDOSCOPY-AMERICA INC | 9826NB-US | 9826NB-US | MONITORS/ MEDICAL GRADE DISPLAY | 1211585-0-MCAP |  | C7IE10089 | 2017-04-07 | 2017-04-15 | 15000 | OPERATING ROOM | 2017-04-06 | USD |  | Active | UNIVERSITY NEW MEXICO HOSPITAL
105075 | 1449586 | OLYMPUS AMERICA INC | SCOPE BUDDY | ECA-100G | WASHERS/ FLEXIBLE ENDOSCOPE | FOUND |  | SB774226-93 |  | 2017-10-15 | 70020 | ENDOSCOPY CENTER | 2017-04-03 | USD | 0 | Active | UNIVERSITY NEW MEXICO HOSPITAL
105074 | 1449585 | OLYMPUS AMERICA INC | SCOPE BUDDY | ECA-100G | WASHERS/ FLEXIBLE ENDOSCOPE | FOUND |  | SB774227-57 |  | 2017-10-15 | 70020 | ENDOSCOPY CENTER | 2017-04-03 | USD | 0 | Active | UNIVERSITY NEW MEXICO HOSPITAL
101973 | 1449582 | MEDFUSION INC | 3500 | 3500 | INFUSION PUMPS | 2001278 |  | M-8910 | 2017-03-29 | 2018-01-15 | 34150 | PEDIATRICS CLINIC | 2017-03-29 | USD | 4574 | Active | UNIVERSITY NEW MEXICO HOSPITAL
101974 | 1449583 | MEDFUSION INC | 3500 | 3500 | INFUSION PUMPS | 2001278 |  | M-8911 | 2017-03-29 | 2018-01-15 | 34150 | PEDIATRICS CLINIC | 2017-03-29 | USD | 4574 | Active | UNIVERSITY NEW MEXICO HOSPITAL
101402 | 1449532 | AMERICAN POWER CONVERSION (APC) | BACK-UPS ES 750 (BE750G) | BACK-UPS ES 750 (BE7 | POWER SYSTEMS/ UNINTERRUPTIBLE | Found |  | 4B1510P45996 | 2017-03-28 | 2018-03-15 | 78010 | NEURODIAGNOSTICS LAB | 2017-03-28 | USD |  | Active | UNIVERSITY NEW MEXICO HOSPITAL
101960 | 1449574 | ETHICON ENDO-SURGERY INC | GEN 11/01 | GEN 11/01 | ELECTROSURGICAL UNITS | 1213084-MCAP |  | 1111703105 | 2017-06-09 | 2017-12-15 | 15000 | OPERATING ROOM | 2017-03-28 | USD | 13990 | Active | UNIVERSITY NEW MEXICO HOSPITAL
101654 | 1449552 | SECA CORP | SECA 769 | 769 | SCALES/ PATIENT/ PLATFORM/ ELECTRONIC |  |  | 5763211162108 | 2017-03-28 | 2017-10-15 | 30115 | SE HEIGHTS CLINIC-SAN PABLO | 2017-03-28 | USD |  | Active | UNIVERSITY NEW MEXICO HOSPITAL
101970 | 1449573 | ETHICON ENDO-SURGERY INC | GEN 11/01 | GEN 11/01 | ELECTROSURGICAL UNITS | 1213084-MCAP |  | 1111701091 | 2017-06-22 | 2017-12-15 | 15000 | OPERATING ROOM | 2017-03-28 | USD | 13990 | Active | UNIVERSITY NEW MEXICO HOSPITAL
98354 | 1398162 | SATURN BIOMEDICAL SYSTEMS INC | GLIDESCOPE | GLIDESCOPE | VIDEO SYSTEMS/ ENDOSCOPIC/ CHIP CAMERA/ LARYNGOSCOPIC INTUBATION | 1215860MCAP |  | AN172063 | 2017-06-06 | 2018-06-15 | 15000 | OPERATING ROOM | 2017-03-28 | USD |  | Active | UNIVERSITY NEW MEXICO HOSPITAL
101373 | 1440167 | STRYKER INSTRUMENTS DIV STRYKER CORP | 7110-120 | 7110-120 | BATTERY CHARGERS | FOUND |  | 1410601523 | 2017-06-01 | 2017-06-15 | 15010 | STERILE PROCESSING | 2017-03-27 | USD |  | Active | UNIVERSITY NEW MEXICO HOSPITAL
98756 | 1449531 | POWERVAR INC | ABCE500-11 | ABCE500-11 | POWER SYSTEMS/ UNINTERRUPTIBLE | Found |  | 5405077-0540054 | 2017-05-18 | 2018-05-15 | 12120 | MEDICAL/CARDIAC ICU | 2017-03-24 | USD |  | Active | UNIVERSITY NEW MEXICO HOSPITAL
101668 | 1449566 | MEDTRONIC INC | 1898001 IPC | 1898001 IPC | DRILLS/ SURGICAL | 1213085 |  | ENTC 81235 |  | 2017-05-15 | 15005 | OPERATING ROOM - BBRP | 2017-03-24 | USD |  | Active | UNIVERSITY NEW MEXICO HOSPITAL
101808 | 1449572 | TYCO HEALTHCARE GROUP | GENIUS II | GENIUS II | THERMOMETERS/ ELECTRONIC/ INFRARED/ EAR |  |  | N16612624 | 2017-03-27 | 2017-03-15 | 12130 | TRAUMA/SURGICAL ICU | 2017-03-23 | USD |  | Active | UNIVERSITY NEW MEXICO HOSPITAL
101807 | 1449571 | TYCO HEALTHCARE GROUP | GENIUS II | GENIUS II | THERMOMETERS/ ELECTRONIC/ INFRARED/ EAR |  |  | N16612624 | 2017-03-27 | 2017-03-15 | 12130 | TRAUMA/SURGICAL ICU | 2017-03-23 | USD |  | Active | UNIVERSITY NEW MEXICO HOSPITAL
101806 | 1449570 | TYCO HEALTHCARE GROUP | GENIUS II | GENIUS II | THERMOMETERS/ ELECTRONIC/ INFRARED/ EAR |  |  | N16612624 | 2017-03-27 | 2017-03-15 | 12130 | TRAUMA/SURGICAL ICU | 2017-03-23 | USD |  | Active | UNIVERSITY NEW MEXICO HOSPITAL
101661 | 1449559 | SAGE PRODUCTS INC | 7937 | 7937 | WARMING UNITS/ MULTIPURPOSE | 1213034 |  | 16243-019 |  | 2017-05-15 | 12360 | NEUROSCIENCE | 2017-03-23 | USD |  | Active | UNIVERSITY NEW MEXICO HOSPITAL
101664 | 1449562 | SAGE PRODUCTS INC | 7937 | 7937 | WARMING UNITS/ MULTIPURPOSE | 1213034 |  | 16243-018 |  | 2017-05-15 | 15040 | PACU (RECOVERY ROOM 1) | 2017-03-23 | USD |  | Active | UNIVERSITY NEW MEXICO HOSPITAL
101665 | 1449563 | SAGE PRODUCTS INC | 7937 | 7937 | WARMING UNITS/ MULTIPURPOSE | 1213034 |  | 16243-021 |  | 2017-05-15 | 12510 | WOMEN'S SPECIAL CARE | 2017-03-23 | USD |  | Active | UNIVERSITY NEW MEXICO HOSPITAL
101662 | 1449560 | SAGE PRODUCTS INC | 7937 | 7937 | WARMING UNITS/ MULTIPURPOSE | 1213034 |  | 16243-032 |  | 2017-05-15 | 12410 | PEDIATRIC SPECIALTY CARE | 2017-03-23 | USD |  | Active | UNIVERSITY NEW MEXICO HOSPITAL
101663 | 1449561 | SAGE PRODUCTS INC | 7937 | 7937 | WARMING UNITS/ MULTIPURPOSE | 1213034 |  | 16243-029 |  | 2017-05-15 | 12460 | PEDIATRIC ICU | 2017-03-23 | USD |  | Active | UNIVERSITY NEW MEXICO HOSPITAL
101660 | 1449558 | SAGE PRODUCTS INC | 7937 | 7937 | WARMING UNITS/ MULTIPURPOSE | 1211888 |  | 1642-030 |  | 2017-05-15 | 12110 | NEUROSCIENCE ICU | 2017-03-23 | USD |  | Active | UNIVERSITY NEW MEXICO HOSPITAL
101657 | 1449555 | SAGE PRODUCTS INC | 7937 | 7937 | WARMING UNITS/ MULTIPURPOSE | 1211889 |  | 16242-041 |  | 2017-05-15 | 12220 | MED/SURG SUBACUTE (4-E) | 2017-03-23 | USD |  | Active | UNIVERSITY NEW MEXICO HOSPITAL
101659 | 1449557 | SAGE PRODUCTS INC | 7937 | 7937 | WARMING UNITS/ MULTIPURPOSE | 1211889 |  | 16242-033 |  | 2017-05-15 | 12310 | ADULT ONCOLOGY MED/SURG | 2017-03-23 | USD |  | Active | UNIVERSITY NEW MEXICO HOSPITAL
101658 | 1449556 | SAGE PRODUCTS INC | 7937 | 7937 | WARMING UNITS/ MULTIPURPOSE | 1211889 |  | 16242-043 |  | 2017-05-15 | 12240 | GENERAL SURGERY (6-S) | 2017-03-23 | USD |  | Active | UNIVERSITY NEW MEXICO HOSPITAL
101666 | 1449564 | HOCOMA INC. | ARMEO SPRING | ARMEO SPRING | EXERCISERS | 2001232 |  | AO0721 | 2017-03-23 | 2017-03-15 | 30030 | CTH OUTPATIENT CLINIC | 2017-03-22 | USD | 64313 | Active | UNIVERSITY NEW MEXICO HOSPITAL
101372 | 1440166 | SIEMENS HEALTHCARE | DCA VANTAGE | DCA VANTAGE | ANALYZERS/ POINT-OF-CARE/ WHOLE BLOOD/ GLUCOSE | REPLACN9812 |  | S029634 | 2017-06-01 | 2017-06-15 | 30080 | NORTH VALLEY CLINIC | 2017-03-16 | USD |  | Active | UNIVERSITY NEW MEXICO HOSPITAL
101371 | 1440165 | SIEMENS HEALTHCARE | DCA VANTAGE | DCA VANTAGE | ANALYZERS/ POINT-OF-CARE/ WHOLE BLOOD/ GLUCOSE | REPLACN91842 |  | AA33346217 | 2017-06-01 | 2017-05-15 | 32040 | NE HEIGHTS CLINIC | 2017-03-16 | USD |  | Active | UNIVERSITY NEW MEXICO HOSPITAL
ACN 98907 | 1421770 | NANOSONICS | TROPHON EPR | TROPHON EPR | WASHER/DECONTAMINATORS |  |  | 62237-027 | 2017-03-16 | 2018-03-15 | 34110 | WOMEN'S HEALTH CENTER | 2017-03-16 | USD |  | Active | UNIVERSITY NEW MEXICO HOSPITAL
101401 | 1440178 | EXERGEN CORP | TAT-5000 | TAT-5000 | THERMOMETERS/ ELECTRONIC/ INFRARED | 1209971 |  | A617787 | 2017-03-15 | 2017-06-15 | 12320 | GENERAL MEDICINE (5-W) | 2017-03-15 | USD | 316 | Active | UNIVERSITY NEW MEXICO HOSPITAL
101400 | 1440177 | EXERGEN CORP | TAT-5000 | TAT-5000 | THERMOMETERS/ ELECTRONIC/ INFRARED | 1209971 |  | A617808 | 2017-03-15 | 2017-06-15 | 12320 | GENERAL MEDICINE (5-W) | 2017-03-15 | USD | 316 | Active | UNIVERSITY NEW MEXICO HOSPITAL
101399 | 1440176 | EXERGEN CORP | TAT-5000 | TAT-5000 | THERMOMETERS/ ELECTRONIC/ INFRARED | 1209971 |  | A617961 | 2017-03-15 | 2017-06-15 | 12320 | GENERAL MEDICINE (5-W) | 2017-03-15 | USD | 316 | Active | UNIVERSITY NEW MEXICO HOSPITAL
98954 | 1440175 | EXERGEN CORP | TAT-5000 | TAT-5000 | THERMOMETERS/ ELECTRONIC/ INFRARED | 1209971 |  | A617940 | 2017-03-15 | 2017-06-15 | 12320 | GENERAL MEDICINE (5-W) | 2017-03-15 | USD | 316 | Active | UNIVERSITY NEW MEXICO HOSPITAL
98953 | 1440174 | EXERGEN CORP | TAT-5000 | TAT-5000 | THERMOMETERS/ ELECTRONIC/ INFRARED | 1209971 |  | A617781 | 2017-03-15 | 2017-06-15 | 12320 | GENERAL MEDICINE (5-W) | 2017-03-15 | USD | 316 | Active | UNIVERSITY NEW MEXICO HOSPITAL
98952 | 1440173 | EXERGEN CORP | TAT-5000 | TAT-5000 | THERMOMETERS/ ELECTRONIC/ INFRARED | 1209971 |  | A617951 | 2017-03-15 | 2017-06-15 | 12320 | GENERAL MEDICINE (5-W) | 2017-03-15 | USD | 316 | Active | UNIVERSITY NEW MEXICO HOSPITAL
98951 | 1440172 | EXERGEN CORP | TAT-5000 | TAT-5000 | THERMOMETERS/ ELECTRONIC/ INFRARED | 1209971 |  | A617976 | 2017-03-15 | 2017-06-15 | 12320 | GENERAL MEDICINE (5-W) | 2017-03-15 | USD | 316 | Active | UNIVERSITY NEW MEXICO HOSPITAL
98950 | 1440171 | EXERGEN CORP | TAT-5000 | TAT-5000 | THERMOMETERS/ ELECTRONIC/ INFRARED | 1209971 |  | A617968 | 2017-03-15 | 2017-06-15 | 12320 | GENERAL MEDICINE (5-W) | 2017-03-15 | USD | 316 | Active | UNIVERSITY NEW MEXICO HOSPITAL
101971 | 1449580 | CAREFUSION INC | 3L Syringe | 720254 | SYRINGES/ PLUNGER/ CALIBRATION |  |  | 112357 |  | 2017-03-15 | 71520 | PULMONARY DIAGNOSTICS | 2017-03-15 | USD |  | Active | UNIVERSITY NEW MEXICO HOSPITAL
ACN 95120 | 1477999 | HEALTHCARE SERVICE AND SUPPLY | ALP 501 | 501 | COMPRESSION UNITS/ INTERMITTENT |  |  | 30247 |  | 2017-03-15 | 15045 | PACU - BBRP | 2017-03-10 | USD |  | Active | UNIVERSITY NEW MEXICO HOSPITAL
ACN 95769 | 1478089 | HEALTHCARE SERVICE AND SUPPLY | ALP 501 | 501 | COMPRESSION UNITS/ INTERMITTENT |  |  | 32694 |  | 2017-03-15 | 15045 | PACU - BBRP | 2017-03-10 | USD |  | Active | UNIVERSITY NEW MEXICO HOSPITAL
ACN 95125 | 1478006 | HEALTHCARE SERVICE AND SUPPLY | ALP 501 | 501 | COMPRESSION UNITS/ INTERMITTENT |  |  | 30243 |  | 2017-03-15 | 15045 | PACU - BBRP | 2017-03-10 | USD |  | Active | UNIVERSITY NEW MEXICO HOSPITAL
ACN 95312 | 1478008 | HEALTHCARE SERVICE AND SUPPLY | ALP 501 | 501 | COMPRESSION UNITS/ INTERMITTENT |  |  | 30230 |  | 2017-03-15 | 15045 | PACU - BBRP | 2017-03-10 | USD |  | Active | UNIVERSITY NEW MEXICO HOSPITAL
ACN 95123 | 1478004 | HEALTHCARE SERVICE AND SUPPLY | ALP 501 | 501 | COMPRESSION UNITS/ INTERMITTENT |  |  | 30223 |  | 2017-03-15 | 15045 | PACU - BBRP | 2017-03-10 | USD |  | Active | UNIVERSITY NEW MEXICO HOSPITAL
ACN 95767 | 1477978 | HEALTHCARE SERVICE AND SUPPLY | ALP 501 | 501 | COMPRESSION UNITS/ INTERMITTENT |  |  | 33193 |  | 2017-03-15 | 15045 | PACU - BBRP | 2017-03-10 | USD |  | Active | UNIVERSITY NEW MEXICO HOSPITAL
ACN 95796 | 1477974 | HEALTHCARE SERVICE AND SUPPLY | ALP 501 | 501 | COMPRESSION UNITS/ INTERMITTENT |  |  | 30232 |  | 2017-03-15 | 15045 | PACU - BBRP | 2017-03-10 | USD |  | Active | UNIVERSITY NEW MEXICO HOSPITAL
ACN 95121 | 1478002 | HEALTHCARE SERVICE AND SUPPLY | ALP 501 | 501 | COMPRESSION UNITS/ INTERMITTENT |  |  | 30235 |  | 2017-03-15 | 15045 | PACU - BBRP | 2017-03-10 | USD |  | Active | UNIVERSITY NEW MEXICO HOSPITAL
ACN 98999 | 1440087 | AIRCAST INC | VENAFLOW ELITE | VENAFLOW ELITE | COMPRESSION UNITS/ INTERMITTENT |  |  | VFVR10177 |  | 2017-03-15 | 12510 | WOMEN'S SPECIAL CARE | 2017-03-10 | USD |  | Active | UNIVERSITY NEW MEXICO HOSPITAL
98755 | 1440182 | OAKWORKS INC | PERFORMALIFT | PFMPES312572ACTTVNF8H8CS | TABLES/ EXAMINATION/TREATMENT | 503795 |  | PLD689219 | 2017-03-15 | 2017-06-15 | 54080 | UNMMG - TRUMAN ST. CLINIC | 2017-03-09 | USD | 4650 | Active | UNIVERSITY NEW MEXICO HOSPITAL
98754 | 1440181 | OAKWORKS INC | PERFORMALIFT | PFMPES312572ACTTVNF8H8CS | TABLES/ EXAMINATION/TREATMENT | 503795 |  | PLD689218 | 2017-03-15 | 2017-06-15 | 54080 | UNMMG - TRUMAN ST. CLINIC | 2017-03-09 | USD | 4650 | Active | UNIVERSITY NEW MEXICO HOSPITAL
98753 | 1440180 | OAKWORKS INC | PERFORMALIFT | PFMPES312572ACTTVNF8H8CS | TABLES/ EXAMINATION/TREATMENT | 503795 |  | PLD687610 | 2017-03-15 | 2017-06-15 | 54080 | UNMMG - TRUMAN ST. CLINIC | 2017-03-09 | USD | 4650 | Active | UNIVERSITY NEW MEXICO HOSPITAL
91641 | 104089 | NIHON KOHDEN (AMERICA) INC | NEUROFAX (EEG-1200A ) | NEUROFAX (EEG-1200A | ELECTROENCEPHALOGRAPHS | FOUND NOT IN DATABASE |  | 01792 | 2017-03-13 | 2018-03-15 | 78010 | NEURODIAGNOSTICS LAB | 2017-03-08 | USD |  | Active | UNIVERSITY NEW MEXICO HOSPITAL
101370 | 1440164 | TYCO HEALTHCARE GROUP | GENIUS II | GENIUS II | THERMOMETERS/ ELECTRONIC/ INFRARED/ EAR | 1209905 |  | N16608813 | 2017-06-01 | 2017-06-15 | 12350 | CRC/CTC (5-E) | 2017-03-08 | USD | 150 | Active | UNIVERSITY NEW MEXICO HOSPITAL
101367 | 1440161 | EXERGEN CORP | TAT-5000-RS232 | TAT-5000-RS232 | THERMOMETERS/ ELECTRONIC/ INFRARED | REPLACN67820 |  | A10522 | 2017-04-17 | 2017-04-15 | 12000 | LABOR AND DELIVERY | 2017-03-08 | USD |  | Active | UNIVERSITY NEW MEXICO HOSPITAL
101369 | 1440163 | EXERGEN CORP | TAT-5000 | TAT-5000 | THERMOMETERS/ ELECTRONIC/ INFRARED | REPLACN64368 |  | A615085 | 2017-04-17 | 2017-04-15 | 12430 | GENERAL PEDIATRICS UNIT | 2017-03-08 | USD |  | Active | UNIVERSITY NEW MEXICO HOSPITAL
101368 | 1440162 | EXERGEN CORP | TAT-5000 | TAT-5000 | THERMOMETERS/ ELECTRONIC/ INFRARED | REPLACN91277 |  | A615653 | 2017-04-17 | 2017-04-15 | 34230 | SURGICAL SPECIALTIES | 2017-03-08 | USD |  | Active | UNIVERSITY NEW MEXICO HOSPITAL
101366 | 1440160 | EXERGEN CORP | TAT-5000 | TAT-5000 | THERMOMETERS/ ELECTRONIC/ INFRARED | REPLACN91307 |  | A615201 | 2017-04-17 | 2017-04-15 | 12220 | MED/SURG SUBACUTE (4-E) | 2017-03-08 | USD |  | Active | UNIVERSITY NEW MEXICO HOSPITAL
98899 | 1440159 | EXERGEN CORP | TAT-5000 | TAT-5000 | THERMOMETERS/ ELECTRONIC/ INFRARED | REPLACN98144 |  | A615052 | 2017-04-17 | 2017-04-15 | 12220 | MED/SURG SUBACUTE (4-E) | 2017-03-08 | USD |  | Active | UNIVERSITY NEW MEXICO HOSPITAL
98898 | 1440158 | EXERGEN CORP | TAT-5000 | TAT-5000 | THERMOMETERS/ ELECTRONIC/ INFRARED | REPLACN91298 |  | A615053 | 2017-04-17 | 2017-04-15 | 12220 | MED/SURG SUBACUTE (4-E) | 2017-03-08 | USD |  | Active | UNIVERSITY NEW MEXICO HOSPITAL
98897 | 1440157 | EXERGEN CORP | TAT-5000 | TAT-5000 | THERMOMETERS/ ELECTRONIC/ INFRARED | REPLACN89840 |  | A615598 | 2017-04-17 | 2017-04-15 | 12320 | GENERAL MEDICINE (5-W) | 2017-03-08 | USD |  | Active | UNIVERSITY NEW MEXICO HOSPITAL
98896 | 1440156 | EXERGEN CORP | TAT-5000 | TAT-5000 | THERMOMETERS/ ELECTRONIC/ INFRARED | REPLACN89840 |  | A615222 | 2017-04-17 | 2017-04-15 | 12320 | GENERAL MEDICINE (5-W) | 2017-03-08 | USD |  | Active | UNIVERSITY NEW MEXICO HOSPITAL
98895 | 1440155 | EXERGEN CORP | TAT-5000 | TAT-5000 | THERMOMETERS/ ELECTRONIC/ INFRARED | REPLACN91185 |  | A615037 | 2017-04-17 | 2017-04-15 | 12130 | TRAUMA/SURGICAL ICU | 2017-03-08 | USD |  | Active | UNIVERSITY NEW MEXICO HOSPITAL
98887 | 1421767 | EXERGEN CORP | TAT-5000 | TAT-5000 | THERMOMETERS/ ELECTRONIC/ INFRARED | REPLACN93857 |  | A611837 | 2017-04-17 | 2017-04-15 | 12015 | PEDIATRIC INFUSION UNIT PIU | 2017-03-07 | USD |  | Active | UNIVERSITY NEW MEXICO HOSPITAL
98886 | 1421766 | EXERGEN CORP | TAT-5000 | TAT-5000 | THERMOMETERS/ ELECTRONIC/ INFRARED | REPLACN83216 |  | A612386 | 2017-04-17 | 2017-04-15 | 12015 | PEDIATRIC INFUSION UNIT PIU | 2017-03-07 | USD |  | Active | UNIVERSITY NEW MEXICO HOSPITAL
98894 | 1440154 | EXERGEN CORP | TAT-5000 | TAT-5000 | THERMOMETERS/ ELECTRONIC/ INFRARED | REPLACN89391 |  | A615213 | 2017-04-17 | 2017-04-15 | 12360 | NEUROSCIENCE | 2017-03-07 | USD |  | Active | UNIVERSITY NEW MEXICO HOSPITAL
98893 | 1440153 | EXERGEN CORP | TAT-5000 | TAT-5000 | THERMOMETERS/ ELECTRONIC/ INFRARED | REPLACN91249 |  | A615055 | 2017-04-17 | 2017-04-15 | 12340 | SURGICAL SPECIALITY UNIT (4-S) | 2017-03-07 | USD |  | Active | UNIVERSITY NEW MEXICO HOSPITAL
98891 | 1440151 | EXERGEN CORP | TAT-5000 | TAT-5000 | THERMOMETERS/ ELECTRONIC/ INFRARED | REPLACN89637 |  | A615023 | 2017-04-17 | 2017-04-15 | 12230 | GEN MED/SAC (4-W) | 2017-03-07 | USD |  | Active | UNIVERSITY NEW MEXICO HOSPITAL
98890 | 1440150 | EXERGEN CORP | TAT-5000 | TAT-5000 | THERMOMETERS/ ELECTRONIC/ INFRARED | REPLACN84820 |  | A615576 | 2017-04-17 | 2017-04-15 | 12410 | PEDIATRIC SPECIALTY CARE | 2017-03-07 | USD |  | Active | UNIVERSITY NEW MEXICO HOSPITAL
98889 | 1421769 | EXERGEN CORP | TAT-5000 | TAT-5000 | THERMOMETERS/ ELECTRONIC/ INFRARED | REPLACN70920 |  | A615719 | 2017-04-17 | 2017-04-15 | 12035 | UPC INPATIENT ADULT SERVICES | 2017-03-07 | USD |  | Active | UNIVERSITY NEW MEXICO HOSPITAL
98888 | 1421768 | EXERGEN CORP | TAT-5000 | TAT-5000 | THERMOMETERS/ ELECTRONIC/ INFRARED | REPLACN95363 |  | A615800 | 2017-04-17 | 2017-04-15 | 12310 | ADULT ONCOLOGY MED/SURG | 2017-03-07 | USD |  | Active | UNIVERSITY NEW MEXICO HOSPITAL
98949 | 1439739 | EXERGEN CORP | TAT-5000 | TAT-5000 | THERMOMETERS/ ELECTRONIC/ INFRARED | 1211226 |  | A596994 | 2017-03-08 | 2017-06-15 | 12210 | CORONARY CARE SUBACUTE | 2017-03-07 | USD | 316 | Active | UNIVERSITY NEW MEXICO HOSPITAL
98948 | 1439738 | EXERGEN CORP | TAT-5000 | TAT-5000 | THERMOMETERS/ ELECTRONIC/ INFRARED | 1211226 |  | A610073 | 2017-03-08 | 2017-06-15 | 12210 | CORONARY CARE SUBACUTE | 2017-03-07 | USD | 316 | Active | UNIVERSITY NEW MEXICO HOSPITAL
98892 | 1440152 | EXERGEN CORP | TAT-5000 | TAT-5000 | THERMOMETERS/ ELECTRONIC/ INFRARED | REPLACN83990 |  | A615203 | 2017-05-31 | 2017-05-15 | 12460 | PEDIATRIC ICU | 2017-03-07 | USD | 0 | Active | UNIVERSITY NEW MEXICO HOSPITAL
101234 | 1440170 | MEDTRONIC INC | 1898001 IPC | 1898001 IPC | DRILLS/ SURGICAL | REPLACED 73381 |  | ENTC81126 | 2017-03-03 | 2017-03-15 | 15000 | OPERATING ROOM | 2017-03-03 | USD |  | Active | UNIVERSITY NEW MEXICO HOSPITAL
101155 | 1440069 | STRYKER CORP | NEPTUNE 2 ROVER ULTRA | NEPTUNE 2 ROVER ULTR | WASTE-DISPOSAL UNITS |  |  | 1527805653 | 2017-03-03 | 2017-07-15 | 15000 | OPERATING ROOM | 2017-03-03 | USD |  | Active | UNIVERSITY NEW MEXICO HOSPITAL
98884 | 1421764 | EXERGEN CORP | TAT-5000 | TAT-5000 | THERMOMETERS/ ELECTRONIC/ INFRARED | REPLACN64364 |  | A610265 | 2017-04-17 | 2017-04-15 | 12430 | GENERAL PEDIATRICS UNIT | 2017-03-02 | USD |  | Active | UNIVERSITY NEW MEXICO HOSPITAL
98883 | 1421763 | EXERGEN CORP | TAT-5000 | TAT-5000 | THERMOMETERS/ ELECTRONIC/ INFRARED | REPLACN64342 |  | A616288 | 2017-04-17 | 2017-04-15 | 12430 | GENERAL PEDIATRICS UNIT | 2017-03-02 | USD |  | Active | UNIVERSITY NEW MEXICO HOSPITAL
98882 | 1421762 | EXERGEN CORP | TAT-5000 | TAT-5000 | THERMOMETERS/ ELECTRONIC/ INFRARED | REPLACN95990 |  | A612366 | 2017-04-17 | 2017-04-15 | 12430 | GENERAL PEDIATRICS UNIT | 2017-03-02 | USD |  | Active | UNIVERSITY NEW MEXICO HOSPITAL
98881 | 1421761 | EXERGEN CORP | TAT-5000 | TAT-5000 | THERMOMETERS/ ELECTRONIC/ INFRARED | REPLACN64357 |  | A614873 | 2017-04-17 | 2017-04-15 | 12430 | GENERAL PEDIATRICS UNIT | 2017-03-02 | USD |  | Active | UNIVERSITY NEW MEXICO HOSPITAL
98885 | 1421765 | EXERGEN CORP | TAT-5000 | TAT-5000 | THERMOMETERS/ ELECTRONIC/ INFRARED | REPLACN93091 |  | A616498 | 2017-04-17 | 2017-04-15 | 12430 | GENERAL PEDIATRICS UNIT | 2017-03-02 | USD |  | Active | UNIVERSITY NEW MEXICO HOSPITAL
101152 | 1440066 | EXERGEN CORP | TAT-5000 | TAT-5000 | THERMOMETERS/ ELECTRONIC/ INFRARED |  |  | A612782 | 2017-03-02 | 2017-06-15 | 12460 | PEDIATRIC ICU | 2017-03-02 | USD |  | Active | UNIVERSITY NEW MEXICO HOSPITAL
101153 | 1440067 | EXERGEN CORP | TAT-5000 | TAT-5000 | THERMOMETERS/ ELECTRONIC/ INFRARED |  |  | A612778 | 2017-03-02 | 2017-06-15 | 12460 | PEDIATRIC ICU | 2017-03-02 | USD |  | Active | UNIVERSITY NEW MEXICO HOSPITAL
98880 | 1421760 | EXERGEN CORP | TAT-5000 | TAT-5000 | THERMOMETERS/ ELECTRONIC/ INFRARED | 1209901 |  | A614453 | 2017-05-31 | 2017-05-15 | 12350 | CRC/CTC (5-E) | 2017-03-02 | USD | 316 | Active | UNIVERSITY NEW MEXICO HOSPITAL
101147 | 1440061 | INTOXIMETERS | Alco-Sensor FST | F-000224-01 | ANALYZERS/ POINT-OF-CARE/ BREATH/ ALCOHOL | 304395 |  | 127813 | 2017-03-02 | 2017-10-15 | 60640 | ASAP PRIMARY CARE CLINIC | 2017-03-02 | USD |  | Active | UNIVERSITY NEW MEXICO HOSPITAL
101148 | 1440062 | INTOXIMETERS | Alco-Sensor FST | F-000224-01 | ANALYZERS/ POINT-OF-CARE/ BREATH/ ALCOHOL | 304395 |  | 127813 | 2017-03-02 | 2017-10-15 | 60640 | ASAP PRIMARY CARE CLINIC | 2017-03-02 | USD |  | Active | UNIVERSITY NEW MEXICO HOSPITAL
101151 | 1440065 | TYCO HEALTHCARE GROUP | GENIUS II | GENIUS II | THERMOMETERS/ ELECTRONIC/ INFRARED/ EAR |  |  | N16617281 | 2017-03-01 | 2017-06-15 | 34110 | WOMEN'S HEALTH CENTER | 2017-03-01 | USD |  | Active | UNIVERSITY NEW MEXICO HOSPITAL
101150 | 1440064 | TYCO HEALTHCARE GROUP | GENIUS II | GENIUS II | THERMOMETERS/ ELECTRONIC/ INFRARED/ EAR |  |  | N16617617 | 2017-03-01 | 2017-06-15 | 34110 | WOMEN'S HEALTH CENTER | 2017-03-01 | USD |  | Active | UNIVERSITY NEW MEXICO HOSPITAL
101149 | 1440063 | TYCO HEALTHCARE GROUP | GENIUS II | GENIUS II | THERMOMETERS/ ELECTRONIC/ INFRARED/ EAR |  |  | N16617544 | 2017-03-01 | 2017-06-15 | 34110 | WOMEN'S HEALTH CENTER | 2017-03-01 | USD |  | Active | UNIVERSITY NEW MEXICO HOSPITAL
101930 | 1447952 | GN OTOMETRICS | CHARTR EP 200 TYPE 1073 | CHARTR EP 200 TYPE 1073 | AUDITORY FUNCTION SCREENING DEVICES | 1210186 |  | 158136 | 2017-05-31 | 2018-05-15 | 32040 | NE HEIGHTS CLINIC | 2017-03-01 | USD |  | Active | UNIVERSITY NEW MEXICO HOSPITAL
98908 | 1421771 | EXERGEN CORP | TAT-5000 | TAT-5000 | THERMOMETERS/ ELECTRONIC/ INFRARED | FOUND |  | A614878 | 2017-02-27 | 2017-02-15 | 12250 | ORTHOPEDICS (3-S) | 2017-02-27 | USD | 0.1 | Active | UNIVERSITY NEW MEXICO HOSPITAL
98941 | 1439730 | STOCKERT/COBE | 16-02-85 SYSTEM 3T | 16-02-85 SYSTEM 3T | HEAT EXCHANGERS |  |  | 16S17398 | 2017-02-27 | 2018-02-15 | 15000 | OPERATING ROOM | 2017-02-23 | USD |  | Active | UNIVERSITY NEW MEXICO HOSPITAL
98644 | 1439719 | PRECISION MEDICAL INC | PM3300 | PM3300 | REGULATORS/ SUCTION | Found |  | 190203 | 2017-02-23 | 2017-06-15 | 12120 | MEDICAL/CARDIAC ICU | 2017-02-23 | USD |  | Active | UNIVERSITY NEW MEXICO HOSPITAL
98646 | 1439721 | PRECISION MEDICAL INC | PM3300 | PM3300 | REGULATORS/ SUCTION | Found |  | 191041 | 2017-02-23 | 2017-06-15 | 12480 | CTH REHAB-ORTHO UNIT | 2017-02-23 | USD |  | Active | UNIVERSITY NEW MEXICO HOSPITAL
98645 | 1439720 | AMVEX CORP | VACUUM REGULATOR | VACUUM REGULATOR | REGULATORS/ SUCTION | Found |  | VRA05474BG | 2017-02-23 | 2017-06-15 | 12455 | NEWBORN ICU | 2017-02-23 | USD |  | Active | UNIVERSITY NEW MEXICO HOSPITAL
98944 | 1439722 | AMVEX CORP | VACUUM REGULATOR | VACUUM REGULATOR | REGULATORS/ SUCTION | Found |  | VRA05444BG | 2017-02-23 | 2017-06-15 | 12455 | NEWBORN ICU | 2017-02-23 | USD |  | Active | UNIVERSITY NEW MEXICO HOSPITAL
93424 | 1380031 | AMVEX CORP | VACUUM REGULATOR | VACUUM REGULATOR | REGULATORS/ SUCTION | Found |  | VRA05438BG | 2017-02-23 | 2017-06-15 | 12455 | NEWBORN ICU | 2017-02-23 | USD |  | Active | UNIVERSITY NEW MEXICO HOSPITAL
62568 | 1141911 | AMVEX CORP | VACUUM REGULATOR | VACUUM REGULATOR | REGULATORS/ SUCTION | Found |  | VRA05517BG | 2017-02-23 | 2017-06-15 | 12455 | NEWBORN ICU | 2017-02-23 | USD |  | Active | UNIVERSITY NEW MEXICO HOSPITAL
98947 | 1439736 | AMVEX CORP | VACUUM REGULATOR | VACUUM REGULATOR | REGULATORS/ SUCTION | Found |  | VRA05232BG | 2017-02-23 | 2017-06-15 | 12130 | TRAUMA/SURGICAL ICU | 2017-02-23 | USD |  | Active | UNIVERSITY NEW MEXICO HOSPITAL
98946 | 1439735 | AMVEX CORP | VACUUM REGULATOR | VACUUM REGULATOR | REGULATORS/ SUCTION | Found |  | VRA05237BG | 2017-02-23 | 2017-06-15 | 12460 | PEDIATRIC ICU | 2017-02-23 | USD |  | Active | UNIVERSITY NEW MEXICO HOSPITAL
98945 | 1439734 | AMVEX CORP | VACUUM REGULATOR | VACUUM REGULATOR | REGULATORS/ SUCTION | Found |  | VRA05286BG | 2017-02-23 | 2017-06-15 | 12460 | PEDIATRIC ICU | 2017-02-23 | USD |  | Active | UNIVERSITY NEW MEXICO HOSPITAL
98940 | 1421632 | STRYKER CORP | CASTVAC | 986 | CAST CUTTERS | 1208282 |  | 1701300519 | 2016-12-01 | 2017-02-15 | 34530 | ORTHOPAEDICS FACULTY CLINIC | 2017-02-22 | USD |  | Active | UNIVERSITY NEW MEXICO HOSPITAL
98938 | 1421630 | WELCH ALLYN INC | SPOT VITAL SIGNS (42NOB-E1) | SPOT VITAL SIGNS (42 | MONITORING SYSTEMS/ PHYSIOLOGIC/ ACUTE CARE |  |  | 201508178 |  | 2017-12-15 | 54080 | UNMMG - TRUMAN ST. CLINIC | 2017-02-22 | USD |  | Active | UNIVERSITY NEW MEXICO HOSPITAL
98939 | 1421631 | WELCH ALLYN INC | SPOT VITAL SIGNS (42NOB-E1) | SPOT VITAL SIGNS (42 | MONITORING SYSTEMS/ PHYSIOLOGIC/ ACUTE CARE |  |  | 201505271 | 2016-12-01 | 2017-12-15 | 54080 | UNMMG - TRUMAN ST. CLINIC | 2017-02-22 | USD |  | Active | UNIVERSITY NEW MEXICO HOSPITAL
98937 | 1421626 | STRYKER CORP | TP700 | TP700 | WARMING UNITS/ PATIENT/ CIRCULATING-FLUID | 1209362 |  | 2016009100967 |  | 2017-09-15 | 72040 | I/P HEMODIALYSIS | 2017-02-21 | USD |  | Active | UNIVERSITY NEW MEXICO HOSPITAL
98936 | 1421625 | INTOXIMETERS | ALCO-SENSOR III | ALCO-SENSOR III | ANALYZERS/ POINT-OF-CARE/ BREATH/ ALCOHOL | 1205454 |  | 1408709 |  | 2017-07-15 | 21015 | ED-NORTH | 2017-02-21 | USD |  | Active | UNIVERSITY NEW MEXICO HOSPITAL
98935 | 1421624 | INTOXIMETERS | ALCO-SENSOR III | ALCO-SENSOR III | ANALYZERS/ POINT-OF-CARE/ BREATH/ ALCOHOL | 1205454 |  | 1408708 |  | 2018-02-15 | 21015 | ED-NORTH | 2017-02-21 | USD |  | Active | UNIVERSITY NEW MEXICO HOSPITAL
98934 | 1421623 | AMVEX CORP | VACUUM REGULATOR | VACUUM REGULATOR | REGULATORS/ SUCTION | 1209220 |  | VRA07810LP |  | 2017-02-15 | 12130 | TRAUMA/SURGICAL ICU | 2017-02-20 | USD |  | Active | UNIVERSITY NEW MEXICO HOSPITAL
98933 | 1421622 | AMVEX CORP | VACUUM REGULATOR | VACUUM REGULATOR | REGULATORS/ SUCTION | 1209220 |  | VRA07811LP |  | 2017-02-15 | 12130 | TRAUMA/SURGICAL ICU | 2017-02-20 | USD |  | Active | UNIVERSITY NEW MEXICO HOSPITAL
91315 | 1258969 | NIHON KOHDEN (AMERICA) INC | PSG-1100 | PSG-1100 | ELECTROENCEPHALOGRAPHS | found |  | 00102 | 2017-02-15 | 2018-02-15 | 34015 | SLEEP DISORDERS CENTER 1101-2 | 2017-02-15 | USD |  | Active | UNIVERSITY NEW MEXICO HOSPITAL
98681 | 1420430 | HYGEIA | ENDEARE | ENDEARE | PUMPS/ BREAST | FOUND |  | 9001763 | 2017-02-15 | 2018-02-15 | 32025 | FAMILY PRACTICE CLINIC | 2017-02-15 | USD |  | Active | UNIVERSITY NEW MEXICO HOSPITAL
91343 | 1258975 | NIHON KOHDEN (AMERICA) INC | PSG-1100 | PSG-1100 | ELECTROENCEPHALOGRAPHS | found |  | 00269 | 2017-02-15 | 2018-02-15 | 34015 | SLEEP DISORDERS CENTER 1101-2 | 2017-02-15 | USD |  | Active | UNIVERSITY NEW MEXICO HOSPITAL
91319 | 1258973 | NIHON KOHDEN (AMERICA) INC | PSG-1100 | PSG-1100 | ELECTROENCEPHALOGRAPHS | Found |  | 00101 | 2017-02-15 | 2018-02-15 | 34015 | SLEEP DISORDERS CENTER 1101-2 | 2017-02-15 | USD |  | Active | UNIVERSITY NEW MEXICO HOSPITAL
91311 | 1258965 | NIHON KOHDEN (AMERICA) INC | PSG-1100 | PSG-1100 | ELECTROENCEPHALOGRAPHS | Found |  | 00097 | 2017-02-15 | 2018-02-15 | 34015 | SLEEP DISORDERS CENTER 1101-2 | 2017-02-15 | USD |  | Active | UNIVERSITY NEW MEXICO HOSPITAL
91318 | 1258972 | NIHON KOHDEN (AMERICA) INC | PSG-1100 | PSG-1100 | ELECTROENCEPHALOGRAPHS | Found |  | 00148 | 2017-02-15 | 2018-02-15 | 34015 | SLEEP DISORDERS CENTER 1101-2 | 2017-02-15 | USD |  | Active | UNIVERSITY NEW MEXICO HOSPITAL
91350 | 1329085 | NIHON KOHDEN (AMERICA) INC | PSG-1100 | PSG-1100 | ELECTROENCEPHALOGRAPHS | Found |  | 00148 | 2017-02-15 | 2018-02-15 | 34015 | SLEEP DISORDERS CENTER 1101-2 | 2017-02-15 | USD |  | Active | UNIVERSITY NEW MEXICO HOSPITAL
91320 | 1258974 | NIHON KOHDEN (AMERICA) INC | PSG-1100 | PSG-1100 | ELECTROENCEPHALOGRAPHS | Found |  | 00098 | 2017-02-15 | 2018-02-15 | 34015 | SLEEP DISORDERS CENTER 1101-2 | 2017-02-15 | USD |  | Active | UNIVERSITY NEW MEXICO HOSPITAL
98118 | 1420420 | INTERACOUSTICS-USA | MT-10 | MT-10 | AUDIOMETERS | 2001208 |  | 0946937 | 2017-02-15 | 2018-02-15 | 76025 | AUDIOLOGY | 2017-02-15 | USD | 3442 | Active | UNIVERSITY NEW MEXICO HOSPITAL
98879 | 1421759 | TYCO HEALTHCARE GROUP | GENIUS II | GENIUS II | THERMOMETERS/ ELECTRONIC/ INFRARED/ EAR | 1207425 |  | N16542839 | 2017-03-18 | 2017-03-15 | 12310 | ADULT ONCOLOGY MED/SURG | 2017-02-15 | USD | 150 | Active | UNIVERSITY NEW MEXICO HOSPITAL
98580 | 1421758 | DRAEGER MEDICAL INC | VAPOR 2000 SEVOFLURANE | VAPOR 2000 (M35170) | ANESTHESIA UNIT VAPORIZERS | REPLACEMENT |  | ARTH-0660 | 2017-03-18 | 2018-01-15 | 15055 | ANESTHESIA | 2017-02-14 | USD | 0 | Active | UNIVERSITY NEW MEXICO HOSPITAL
84456 | 1328719 | SMITHS MEDICAL PM INC | BCI 3301 | BCI 3301 | OXIMETERS/ PULSE | found |  | bb13120133 | 2017-02-14 | 2018-02-15 | 34015 | SLEEP DISORDERS CENTER 1101-2 | 2017-02-09 | USD |  | Active | UNIVERSITY NEW MEXICO HOSPITAL
91625 | 1040879 | NIHON KOHDEN (AMERICA) INC | NEUROFAX (EEG-1200A ) | NEUROFAX (EEG-1200A | ELECTROENCEPHALOGRAPHS |  |  | 01790 | 2017-02-20 | 2017-09-15 | 78010 | NEURODIAGNOSTICS LAB | 2017-02-08 | USD |  | Active | UNIVERSITY NEW MEXICO HOSPITAL
95249 | 1478381 | RESMED CORP | H5I | H5I | HUMIDIFIERS/ HEATED | found |  | 2009130200 | 2017-02-01 | 2018-02-15 | 34015 | SLEEP DISORDERS CENTER 1101-2 | 2017-02-07 | USD |  | Active | UNIVERSITY NEW MEXICO HOSPITAL
91458 | 1040813 | RESMED CORP | H5I | H5I | HUMIDIFIERS/ HEATED | found |  | 22141155209 | 2017-02-01 | 2018-02-15 | 34015 | SLEEP DISORDERS CENTER 1101-2 | 2017-02-07 | USD |  | Active | UNIVERSITY NEW MEXICO HOSPITAL
91457 | 1040812 | RESMED CORP | H5I | H5I | HUMIDIFIERS/ HEATED | found |  | 22141155234 | 2017-02-01 | 2018-02-15 | 34015 | SLEEP DISORDERS CENTER 1101-2 | 2017-02-07 | USD |  | Active | UNIVERSITY NEW MEXICO HOSPITAL
89782 | 1199420 | SENTEC | SDM | SDM | MONITORS/BEDSIDE/RESPIRATION/CARBON DIOXIDE/OXYGEN | found |  | 304209 | 2017-02-01 | 2018-02-15 | 34015 | SLEEP DISORDERS CENTER 1101-2 | 2017-02-07 | USD |  | Active | UNIVERSITY NEW MEXICO HOSPITAL
89646 | 1199421 | SENTEC | SDM | SDM | MONITORS/BEDSIDE/RESPIRATION/CARBON DIOXIDE/OXYGEN | found |  | 304205 | 2017-02-01 | 2018-02-15 | 34015 | SLEEP DISORDERS CENTER 1101-2 | 2017-02-07 | USD |  | Active | UNIVERSITY NEW MEXICO HOSPITAL
98578 | 1421756 | MEDTRONIC INC | AEX | 40-405-1 | GENERATORS/ RADIO-FREQUENCY | 1207156 |  | MTC1643047 | 2017-02-08 | 2017-10-15 | 15005 | OPERATING ROOM - BBRP | 2017-02-06 | USD | 0 | Active | UNIVERSITY NEW MEXICO HOSPITAL
98577 | 1421519 | MEDTRONIC INC | AEX | 40-405-1 | GENERATORS/ RADIO-FREQUENCY | 1207156 |  | MTC1643048 | 2017-06-20 | 2018-06-15 | 15000 | OPERATING ROOM | 2017-02-06 | USD | 0 | Active | UNIVERSITY NEW MEXICO HOSPITAL
98576 | 1421518 | MEDTRONIC INC | AEX | 40-405-1 | GENERATORS/ RADIO-FREQUENCY | 1207156 |  | MTC1643046 | 2017-06-07 | 2018-06-15 | 15000 | OPERATING ROOM | 2017-02-06 | USD | 0 | Active | UNIVERSITY NEW MEXICO HOSPITAL
98425 | 1421526 | GE HEALTHCARE | MINI TELEMETRY | MINI TELEMETRY | MONITORS/ BEDSIDE/ FETAL | REPLACN82575 |  | SGH16250001PAS | 2016-11-20 | 2017-11-15 | 12000 | LABOR AND DELIVERY | 2017-02-02 | USD | 5760 | Active | UNIVERSITY NEW MEXICO HOSPITAL
98573 | 1421529 | SOMANETICS CORP | INVOS | INVOS | OXIMETERS/ CEREBRAL | 1205912 |  | (21)16G11418X | 2017-02-08 | 2017-10-15 | 15005 | OPERATING ROOM - BBRP | 2017-02-02 | USD | 0 | Active | UNIVERSITY NEW MEXICO HOSPITAL
98426 | 1421527 | VERATHON INC | BLADDERSCAN (BVI-9400) | BVI-9400 | SCANNING SYSTEMS/ULTRASONIC/DIAGNOSTIC (BIOMED) | 1205276-0-MCAP |  | B4307228 | 2017-02-08 | 2018-02-15 | 12250 | ORTHOPEDICS (3-S) | 2017-02-02 | USD | 11060.5 | Active | UNIVERSITY NEW MEXICO HOSPITAL
98572 | 1421528 | ESAOTE BIOMEDICA SPA | MY LAB ALPHA | 101740000 | SCANNING SYSTEMS/ULTRASONIC/DIAGNOSTIC(365) | 1205687-0-MCAP |  | 01658 | 2017-02-13 | 2018-02-15 | 34315 | CLINICAL NEUROSCIENCE CENTER | 2017-02-02 | USD | 28635 | Active | UNIVERSITY NEW MEXICO HOSPITAL
89650 | 1258536 | SENTEC | SDM | SDM | MONITORS/BEDSIDE/RESPIRATION/CARBON DIOXIDE/OXYGEN |  |  | 304201 | 2017-02-01 | 2018-02-15 | 34015 | SLEEP DISORDERS CENTER 1101-2 | 2017-02-01 | USD |  | Active | UNIVERSITY NEW MEXICO HOSPITAL
93212 | 1199411 | Echosens SA | FibroScan 502 Touch | FibroScan 502 Touch | SCANNING SYSTEMS/ULTRASONIC/DIAGNOSTIC(365) |  |  | F62162 |  | 2017-10-15 | 70010 | DIGESTIVE DISEASE PROCEDURES | 2017-02-01 | USD |  | Active | UNIVERSITY NEW MEXICO HOSPITAL
89649 | 1258535 | SENTEC | SDM | SDM | MONITORS/BEDSIDE/RESPIRATION/CARBON DIOXIDE/OXYGEN |  |  | 304129 | 2017-02-01 | 2018-02-15 | 34015 | SLEEP DISORDERS CENTER 1101-2 | 2017-02-01 | USD |  | Active | UNIVERSITY NEW MEXICO HOSPITAL
89648 | 1258534 | SENTEC | SDM | SDM | MONITORS/BEDSIDE/RESPIRATION/CARBON DIOXIDE/OXYGEN |  |  | 304474 | 2017-02-01 | 2018-02-15 | 34015 | SLEEP DISORDERS CENTER 1101-2 | 2017-02-01 | USD |  | Active | UNIVERSITY NEW MEXICO HOSPITAL
89647 | 1199422 | SENTEC | SDM | SDM | MONITORS/BEDSIDE/RESPIRATION/CARBON DIOXIDE/OXYGEN |  |  | 304209 | 2017-02-01 | 2018-02-15 | 34015 | SLEEP DISORDERS CENTER 1101-2 | 2017-02-01 | USD |  | Active | UNIVERSITY NEW MEXICO HOSPITAL
91314 | 1258968 | NIHON KOHDEN (AMERICA) INC | PSG-1100 | PSG-1100 | ELECTROENCEPHALOGRAPHS | found |  | 00265 | 2017-02-15 | 2018-02-15 | 34015 | SLEEP DISORDERS CENTER 1101-2 | 2017-02-01 | USD |  | Active | UNIVERSITY NEW MEXICO HOSPITAL
98871 | 1421754 | LIFE FITNESS INC | Activate Series | OST-DOM LX | TREADMILLS | 1176761 |  | SLT548227 | 2017-01-31 | 2018-01-15 | 71020 | CARDIAC REHAB | 2017-01-31 | USD |  | Active | UNIVERSITY NEW MEXICO HOSPITAL
98870 | 1421753 | LIFE FITNESS INC | Activate Series | OST-DOM LX | TREADMILLS | FOUND |  | SLT528903 | 2017-01-31 | 2018-01-15 | 71020 | CARDIAC REHAB | 2017-01-31 | USD |  | Active | UNIVERSITY NEW MEXICO HOSPITAL
98869 | 1421752 | NONIN MEDICAL INC | 8500 | 8500 | OXIMETERS/ PULSE |  |  | 501862331 | 2017-01-31 | 2018-01-15 | 71020 | CARDIAC REHAB | 2017-01-31 | USD | 475 | Active | UNIVERSITY NEW MEXICO HOSPITAL
98868 | 1421751 | NONIN MEDICAL INC | 8500 | 8500 | OXIMETERS/ PULSE | 1125729 |  | 502024591 | 2017-01-31 | 2018-01-15 | 71020 | CARDIAC REHAB | 2017-01-31 | USD | 475 | Active | UNIVERSITY NEW MEXICO HOSPITAL
98867 | 1421750 | CADWELL | Sierra Summit | Sierra Summit | ELECTROMYOGRAPHS | 1203992 |  | 19027205AA0117005 | 2017-01-27 | 2017-10-15 | 34315 | CLINICAL NEUROSCIENCE CENTER | 2017-01-27 | USD | 12491.38 | Active | UNIVERSITY NEW MEXICO HOSPITAL
95645 | 1162195 | ARTHROCARE CORP | QUANTUM 2 | QUANTUM 2 | ELECTROSURGICAL UNITS |  |  | QR0Q000CC5 | 2017-01-26 | 2017-05-15 |  | OSIS - OPERATING ROOM (05) DELETE | 2017-01-26 | USD |  | Active | UNIVERSITY NEW MEXICO HOSPITAL
98312 | 1329046 | NATUS MEDICAL INC | NICOLET EDX | NICOLET EDX | ELECTROMYOGRAPHS |  |  | c161027040 | 2017-01-01 | 2017-12-15 | 34530 | ORTHOPAEDICS FACULTY CLINIC | 2017-01-23 | USD |  | Active | UNIVERSITY NEW MEXICO HOSPITAL
98422 | 1421523 | RF SURGICAL SYSTEMS INC | RF ASSURE | 200 | COUNTERS/ SPONGE | REPLACN: 95967 |  | 16043 | 2017-01-23 | 2017-01-15 | 15000 | OPERATING ROOM | 2017-01-23 | USD |  | Active | UNIVERSITY NEW MEXICO HOSPITAL
98424 | 1421525 | DRAEGER MEDICAL INC | D-VAPOR DESFLURANE | D-VAPOR DESFLURANE | ANESTHESIA UNIT VAPORIZERS | REPLACN82808 |  | ARYK-0276 | 2017-01-01 | 2018-01-15 | 15515 | OSIS ANESTHESIA | 2017-01-23 | USD |  | Active | UNIVERSITY NEW MEXICO HOSPITAL
98423 | 1421524 | DRAEGER MEDICAL INC | D-VAPOR DESFLURANE | D-VAPOR DESFLURANE | ANESTHESIA UNIT VAPORIZERS | REPLACN70503 |  | ARZK-0243 | 2017-03-09 | 2018-01-15 | 15515 | OSIS ANESTHESIA | 2017-01-23 | USD |  | Active | UNIVERSITY NEW MEXICO HOSPITAL
98748 | 1421561 | PHILIPS HEALTHCARE | EXPRESSION | EXPRESSION | TRANSMITTERS/ TELEMETRIC | 1160917-O-CAP |  | US42710031 | 2017-01-19 | 2018-01-15 | 75040 | RADIOLOGY - MRI | 2017-01-19 | USD |  | Active | UNIVERSITY NEW MEXICO HOSPITAL
98747 | 1421560 | PHILIPS HEALTHCARE | EXPRESSION | EXPRESSION | TRANSMITTERS/ TELEMETRIC | 1160917-O-CAP |  | US42710054 | 2017-01-19 | 2018-01-15 | 75040 | RADIOLOGY - MRI | 2017-01-19 | USD |  | Active | UNIVERSITY NEW MEXICO HOSPITAL
98749 | 1421562 | PHILIPS HEALTHCARE | EXPRESSION | EXPRESSION | TRANSMITTERS/ TELEMETRIC | 1160917-0-CAP |  | US51902506 | 2017-01-19 | 2018-01-15 | 75040 | RADIOLOGY - MRI | 2017-01-19 | USD |  | Active | UNIVERSITY NEW MEXICO HOSPITAL
98859 | 1421748 | 3M HEALTH CARE | BAIR PAWS | 875 | WARMING UNITS/ PATIENT/ FORCED-AIR | 1204655 |  | 61046 | 2017-06-27 | 2017-12-15 | 15000 | OPERATING ROOM | 2017-01-18 | USD |  | Active | UNIVERSITY NEW MEXICO HOSPITAL
98787 | 1478395 | 3M HEALTH CARE | BAIR PAWS | 875 | WARMING UNITS/ PATIENT/ FORCED-AIR | 1204655 |  | 61019 | 2017-06-30 | 2017-12-15 | 15000 | OPERATING ROOM | 2017-01-18 | USD |  | Active | UNIVERSITY NEW MEXICO HOSPITAL
98786 | 1478394 | 3M HEALTH CARE | BAIR PAWS | 875 | WARMING UNITS/ PATIENT/ FORCED-AIR | 1204655 |  | 61008 | 2017-06-05 | 2017-12-15 | 15000 | OPERATING ROOM | 2017-01-18 | USD |  | Active | UNIVERSITY NEW MEXICO HOSPITAL
98785 | 1478393 | 3M HEALTH CARE | BAIR PAWS | 875 | WARMING UNITS/ PATIENT/ FORCED-AIR | 1204655 |  | 61009 | 2017-06-08 | 2017-12-15 | 15000 | OPERATING ROOM | 2017-01-18 | USD |  | Active | UNIVERSITY NEW MEXICO HOSPITAL
98784 | 1478392 | 3M HEALTH CARE | BAIR PAWS | 875 | WARMING UNITS/ PATIENT/ FORCED-AIR | 1204655 |  | 60781 | 2017-06-08 | 2017-12-15 | 15040 | PACU (RECOVERY ROOM 1) | 2017-01-18 | USD |  | Active | UNIVERSITY NEW MEXICO HOSPITAL
98783 | 1478391 | 3M HEALTH CARE | BAIR PAWS | 875 | WARMING UNITS/ PATIENT/ FORCED-AIR | 1204655 |  | 61033 | 2017-06-08 | 2017-12-15 | 15040 | PACU (RECOVERY ROOM 1) | 2017-01-18 | USD |  | Active | UNIVERSITY NEW MEXICO HOSPITAL
98782 | 1421729 | 3M HEALTH CARE | BAIR PAWS | 875 | WARMING UNITS/ PATIENT/ FORCED-AIR | 1204655 |  | 61016 | 2017-06-16 | 2017-12-15 | 15000 | OPERATING ROOM | 2017-01-18 | USD |  | Active | UNIVERSITY NEW MEXICO HOSPITAL
98781 | 1421728 | 3M HEALTH CARE | BAIR PAWS | 875 | WARMING UNITS/ PATIENT/ FORCED-AIR | 1204655 |  | 61051 | 2017-06-08 | 2017-12-15 | 15040 | PACU (RECOVERY ROOM 1) | 2017-01-18 | USD |  | Active | UNIVERSITY NEW MEXICO HOSPITAL
98780 | 1421727 | 3M HEALTH CARE | BAIR PAWS | 875 | WARMING UNITS/ PATIENT/ FORCED-AIR | 1204655 |  | 60784 | 2017-06-16 | 2017-12-15 | 15000 | OPERATING ROOM | 2017-01-18 | USD |  | Active | UNIVERSITY NEW MEXICO HOSPITAL
98779 | 1421726 | 3M HEALTH CARE | BAIR PAWS | 875 | WARMING UNITS/ PATIENT/ FORCED-AIR | 1204655 |  | 61030 | 2017-06-16 | 2017-12-15 | 15000 | OPERATING ROOM | 2017-01-18 | USD |  | Active | UNIVERSITY NEW MEXICO HOSPITAL
95269 | 1421725 | 3M HEALTH CARE | BAIR PAWS | 875 | WARMING UNITS/ PATIENT/ FORCED-AIR | 1204655 |  | 61022 | 2017-06-30 | 2017-12-15 | 15000 | OPERATING ROOM | 2017-01-18 | USD |  | Active | UNIVERSITY NEW MEXICO HOSPITAL
95268 | 1421724 | 3M HEALTH CARE | BAIR PAWS | 875 | WARMING UNITS/ PATIENT/ FORCED-AIR | 1204655 |  | 61032 | 2017-06-28 | 2017-12-15 | 15000 | OPERATING ROOM | 2017-01-18 | USD |  | Active | UNIVERSITY NEW MEXICO HOSPITAL
95267 | 1421723 | 3M HEALTH CARE | BAIR PAWS | 875 | WARMING UNITS/ PATIENT/ FORCED-AIR | 1204655 |  | 61020 | 2017-06-28 | 2017-12-15 | 15000 | OPERATING ROOM | 2017-01-18 | USD |  | Active | UNIVERSITY NEW MEXICO HOSPITAL
95266 | 1421722 | 3M HEALTH CARE | BAIR PAWS | 875 | WARMING UNITS/ PATIENT/ FORCED-AIR | 1204655 |  | 60780 | 2017-06-16 | 2017-12-15 | 15000 | OPERATING ROOM | 2017-01-18 | USD |  | Active | UNIVERSITY NEW MEXICO HOSPITAL
95265 | 1421739 | 3M HEALTH CARE | BAIR PAWS | 875 | WARMING UNITS/ PATIENT/ FORCED-AIR | 1204655 |  | 61047 | 2017-06-29 | 2017-12-15 | 15000 | OPERATING ROOM | 2017-01-18 | USD |  | Active | UNIVERSITY NEW MEXICO HOSPITAL
95264 | 1421738 | 3M HEALTH CARE | BAIR PAWS | 875 | WARMING UNITS/ PATIENT/ FORCED-AIR | 1204655 |  | 61050 | 2017-06-29 | 2017-12-15 | 15000 | OPERATING ROOM | 2017-01-18 | USD |  | Active | UNIVERSITY NEW MEXICO HOSPITAL
95263 | 1421737 | 3M HEALTH CARE | BAIR PAWS | 875 | WARMING UNITS/ PATIENT/ FORCED-AIR | 1204655 |  | 61028 | 2017-06-08 | 2017-12-15 | 15040 | PACU (RECOVERY ROOM 1) | 2017-01-18 | USD |  | Active | UNIVERSITY NEW MEXICO HOSPITAL
95262 | 1421736 | 3M HEALTH CARE | BAIR PAWS | 875 | WARMING UNITS/ PATIENT/ FORCED-AIR | 1204655 |  | 61018 | 2017-06-08 | 2017-12-15 | 15040 | PACU (RECOVERY ROOM 1) | 2017-01-18 | USD |  | Active | UNIVERSITY NEW MEXICO HOSPITAL
95261 | 1421735 | 3M HEALTH CARE | BAIR PAWS | 875 | WARMING UNITS/ PATIENT/ FORCED-AIR | 1204655 |  | 61023 | 2017-06-08 | 2017-12-15 | 15040 | PACU (RECOVERY ROOM 1) | 2017-01-18 | USD |  | Active | UNIVERSITY NEW MEXICO HOSPITAL
95260 | 1421734 | 3M HEALTH CARE | BAIR PAWS | 875 | WARMING UNITS/ PATIENT/ FORCED-AIR | 1204655 |  | 61010 | 2017-06-08 | 2017-12-15 | 15040 | PACU (RECOVERY ROOM 1) | 2017-01-18 | USD |  | Active | UNIVERSITY NEW MEXICO HOSPITAL
95742 | 1421733 | 3M HEALTH CARE | BAIR PAWS | 875 | WARMING UNITS/ PATIENT/ FORCED-AIR | 1204655 |  | 61031 | 2017-06-08 | 2017-12-15 | 15000 | OPERATING ROOM | 2017-01-18 | USD |  | Active | UNIVERSITY NEW MEXICO HOSPITAL
95741 | 1421732 | 3M HEALTH CARE | BAIR PAWS | 875 | WARMING UNITS/ PATIENT/ FORCED-AIR | 1204655 |  | 61048 | 2017-06-08 | 2017-12-15 | 15040 | PACU (RECOVERY ROOM 1) | 2017-01-18 | USD |  | Active | UNIVERSITY NEW MEXICO HOSPITAL
95740 | 1421731 | 3M HEALTH CARE | BAIR PAWS | 875 | WARMING UNITS/ PATIENT/ FORCED-AIR | 1204655 |  | 60779 | 2017-06-08 | 2017-12-15 | 15040 | PACU (RECOVERY ROOM 1) | 2017-01-18 | USD |  | Active | UNIVERSITY NEW MEXICO HOSPITAL
95739 | 1421730 | 3M HEALTH CARE | BAIR PAWS | 875 | WARMING UNITS/ PATIENT/ FORCED-AIR | 1204655 |  | 61017 | 2017-06-08 | 2017-12-15 | 15000 | OPERATING ROOM | 2017-01-18 | USD |  | Active | UNIVERSITY NEW MEXICO HOSPITAL
95738 | 1477939 | 3M HEALTH CARE | BAIR PAWS | 875 | WARMING UNITS/ PATIENT/ FORCED-AIR | 1204655 |  | 60782 | 2017-06-08 | 2017-12-15 | 15040 | PACU (RECOVERY ROOM 1) | 2017-01-18 | USD |  | Active | UNIVERSITY NEW MEXICO HOSPITAL
95737 | 1477938 | 3M HEALTH CARE | BAIR PAWS | 875 | WARMING UNITS/ PATIENT/ FORCED-AIR | 1204655 |  | 60783 | 2017-06-08 | 2017-12-15 | 15040 | PACU (RECOVERY ROOM 1) | 2017-01-18 | USD |  | Active | UNIVERSITY NEW MEXICO HOSPITAL
95736 | 1477937 | 3M HEALTH CARE | BAIR PAWS | 875 | WARMING UNITS/ PATIENT/ FORCED-AIR | 1204655 |  | 61049 | 2017-06-08 | 2017-12-15 | 15040 | PACU (RECOVERY ROOM 1) | 2017-01-18 | USD |  | Active | UNIVERSITY NEW MEXICO HOSPITAL
95885 | 1477936 | 3M HEALTH CARE | BAIR PAWS | 875 | WARMING UNITS/ PATIENT/ FORCED-AIR | 1204655 |  | 61021 | 2017-06-05 | 2017-12-15 | 15040 | PACU (RECOVERY ROOM 1) | 2017-01-18 | USD |  | Active | UNIVERSITY NEW MEXICO HOSPITAL
95884 | 1477935 | 3M HEALTH CARE | BAIR PAWS | 875 | WARMING UNITS/ PATIENT/ FORCED-AIR | 1204655 |  | 61007 | 2017-06-08 | 2017-12-15 | 15040 | PACU (RECOVERY ROOM 1) | 2017-01-18 | USD |  | Active | UNIVERSITY NEW MEXICO HOSPITAL
95883 | 1477934 | 3M HEALTH CARE | BAIR PAWS | 875 | WARMING UNITS/ PATIENT/ FORCED-AIR | 1204655 |  | 61024 | 2017-06-08 | 2017-12-15 | 15040 | PACU (RECOVERY ROOM 1) | 2017-01-18 | USD |  | Active | UNIVERSITY NEW MEXICO HOSPITAL
98858 | 1421747 | 3M HEALTH CARE | BAIR PAWS | 875 | WARMING UNITS/ PATIENT/ FORCED-AIR | 1204654 |  | 61036 | 2017-07-17 | 2017-10-15 | 15045 | PACU - BBRP | 2017-01-18 | USD |  | Active | UNIVERSITY NEW MEXICO HOSPITAL
98857 | 1421746 | 3M HEALTH CARE | BAIR PAWS | 875 | WARMING UNITS/ PATIENT/ FORCED-AIR | 1204654 |  | 61027 | 2017-07-17 | 2017-10-15 | 15045 | PACU - BBRP | 2017-01-18 | USD |  | Active | UNIVERSITY NEW MEXICO HOSPITAL
98856 | 1421745 | 3M HEALTH CARE | BAIR PAWS | 875 | WARMING UNITS/ PATIENT/ FORCED-AIR | 1204654 |  | 61038 | 2017-07-12 | 2017-10-15 | 15045 | PACU - BBRP | 2017-01-18 | USD |  | Active | UNIVERSITY NEW MEXICO HOSPITAL
98855 | 1421744 | 3M HEALTH CARE | BAIR PAWS | 875 | WARMING UNITS/ PATIENT/ FORCED-AIR | 1204654 |  | 61042 | 2017-07-12 | 2017-10-15 | 15045 | PACU - BBRP | 2017-01-18 | USD |  | Active | UNIVERSITY NEW MEXICO HOSPITAL
98854 | 1421743 | 3M HEALTH CARE | BAIR PAWS | 875 | WARMING UNITS/ PATIENT/ FORCED-AIR | 1204654 |  | 61037 | 2017-07-13 | 2017-10-15 | 15045 | PACU - BBRP | 2017-01-18 | USD |  | Active | UNIVERSITY NEW MEXICO HOSPITAL
98853 | 1421742 | 3M HEALTH CARE | BAIR PAWS | 875 | WARMING UNITS/ PATIENT/ FORCED-AIR | 1204654 |  | 61039 | 2017-07-12 | 2017-10-15 | 15045 | PACU - BBRP | 2017-01-18 | USD |  | Active | UNIVERSITY NEW MEXICO HOSPITAL
98852 | 1421741 | 3M HEALTH CARE | BAIR PAWS | 875 | WARMING UNITS/ PATIENT/ FORCED-AIR | 1204654 |  | 61041 | 2017-07-17 | 2017-10-15 | 15045 | PACU - BBRP | 2017-01-18 | USD |  | Active | UNIVERSITY NEW MEXICO HOSPITAL
98851 | 1478109 | 3M HEALTH CARE | BAIR PAWS | 875 | WARMING UNITS/ PATIENT/ FORCED-AIR | 1204654 |  | 61029 | 2017-07-13 | 2017-10-15 | 15045 | PACU - BBRP | 2017-01-18 | USD |  | Active | UNIVERSITY NEW MEXICO HOSPITAL
98850 | 1478108 | 3M HEALTH CARE | BAIR PAWS | 875 | WARMING UNITS/ PATIENT/ FORCED-AIR | 1204654 |  | 61026 | 2017-07-17 | 2017-10-15 | 15045 | PACU - BBRP | 2017-01-18 | USD |  | Active | UNIVERSITY NEW MEXICO HOSPITAL
98849 | 1478399 | 3M HEALTH CARE | BAIR PAWS | 875 | WARMING UNITS/ PATIENT/ FORCED-AIR | 1204654 |  | 61035 | 2017-07-12 | 2017-10-15 | 15045 | PACU - BBRP | 2017-01-18 | USD |  | Active | UNIVERSITY NEW MEXICO HOSPITAL
98848 | 1478398 | 3M HEALTH CARE | BAIR PAWS | 875 | WARMING UNITS/ PATIENT/ FORCED-AIR | 1204654 |  | 61034 | 2017-07-12 | 2017-10-15 | 15045 | PACU - BBRP | 2017-01-18 | USD |  | Active | UNIVERSITY NEW MEXICO HOSPITAL
98789 | 1478397 | 3M HEALTH CARE | BAIR PAWS | 875 | WARMING UNITS/ PATIENT/ FORCED-AIR | 1204654 |  | 61040 | 2017-07-17 | 2017-10-15 | 15045 | PACU - BBRP | 2017-01-18 | USD |  | Active | UNIVERSITY NEW MEXICO HOSPITAL
98788 | 1478396 | 3M HEALTH CARE | BAIR PAWS | 875 | WARMING UNITS/ PATIENT/ FORCED-AIR | 1204654 |  | 61025 | 2017-07-13 | 2017-10-15 | 15045 | PACU - BBRP | 2017-01-18 | USD |  | Active | UNIVERSITY NEW MEXICO HOSPITAL
98643 | 1403956 | GE HEALTHCARE | DASH 5000 | DASH 5000 | MONITORING SYSTEMS/ PHYSIOLOGIC | 2001244-0-MCAP |  | SBG06098310GA | 2017-01-13 | 2018-01-15 | 12000 | LABOR AND DELIVERY | 2017-01-13 | USD | 4750 | Active | UNIVERSITY NEW MEXICO HOSPITAL
98642 | 1403955 | GE HEALTHCARE | DASH 5000 | DASH 5000 | MONITORING SYSTEMS/ PHYSIOLOGIC | 2001244-0-MCAP |  | SBG06098307GA | 2017-01-13 | 2018-01-15 | 12000 | LABOR AND DELIVERY | 2017-01-13 | USD | 4750 | Active | UNIVERSITY NEW MEXICO HOSPITAL
98294 | 1421509 | GE HEALTHCARE | DASH 5000 | DASH 5000 | MONITORING SYSTEMS/ PHYSIOLOGIC | 2001244-0-MCAP |  | SD008168726GA | 2017-01-13 | 2018-01-15 | 12000 | LABOR AND DELIVERY | 2017-01-13 | USD | 4750 | Active | UNIVERSITY NEW MEXICO HOSPITAL
98293 | 1421559 | GE HEALTHCARE | DASH 5000 | DASH 5000 | MONITORING SYSTEMS/ PHYSIOLOGIC | 2001244-0-MCAP |  | SD009285504GA | 2017-01-13 | 2018-01-15 | 12000 | LABOR AND DELIVERY | 2017-01-13 | USD | 4750 | Active | UNIVERSITY NEW MEXICO HOSPITAL
98362 | 1398159 | MIDMARK CORP | RITTER 222 (222-004) | RITTER 222 (222-004) | TABLES/ EXAMINATION/TREATMENT |  |  | V1818736 | 2017-01-11 | 2017-01-15 | 34520 | ORTHOPEDICS CLINIC | 2017-01-11 | USD |  | Active | UNIVERSITY NEW MEXICO HOSPITAL
98292 | 1403954 | 3M HEALTH CARE | ATTEST 490 | 490 | STERILIZATION PROCESS INDICATORS | 1203831 |  | 202955 | 2017-01-06 | 2017-06-15 | 15500 | OSIS OPERATING ROOM | 2017-01-06 | USD | 995 | Active | UNIVERSITY NEW MEXICO HOSPITAL
98326 | 1421507 | EXERGEN CORP | TAT-5000 | TAT-5000 | THERMOMETERS/ ELECTRONIC/ INFRARED | 1202155 |  | A605429 | 2017-01-05 | 2017-06-15 | 12480 | CTH REHAB-ORTHO UNIT | 2017-01-05 | USD | 316 | Active | UNIVERSITY NEW MEXICO HOSPITAL
98291 | 1403953 | NUSTEP INC | T4R | T4R | EXERCISERS | 1202058 |  | T4r520418 | 2017-01-05 | 2017-06-15 | 76015 | REHABILITATION OUTPATIENT 1025 | 2017-01-05 | USD | 3795 | Active | UNIVERSITY NEW MEXICO HOSPITAL
98327 | 1421508 | EXERGEN CORP | TAT-5000 | TAT-5000 | THERMOMETERS/ ELECTRONIC/ INFRARED | 1202155 |  | A601071 | 2017-01-05 | 2017-06-15 | 12480 | CTH REHAB-ORTHO UNIT | 2017-01-05 | USD | 316 | Active | UNIVERSITY NEW MEXICO HOSPITAL
98421 | 1421522 | DRAEGER MEDICAL INC | D-VAPOR DESFLURANE | D-VAPOR DESFLURANE | ANESTHESIA UNIT VAPORIZERS | REPLACEMENT |  | ARZM-0602 | 2017-01-01 | 2018-01-15 | 15055 | ANESTHESIA | 2017-01-05 | USD | 0 | Active | UNIVERSITY NEW MEXICO HOSPITAL
98420 | 1421521 | DRAEGER MEDICAL INC | VAPOR 2000 SEVOFLURANE | VAPOR 2000 (M35170) | ANESTHESIA UNIT VAPORIZERS | REPLACN82787 |  | ARWL-1087 | 2017-01-06 | 2018-01-15 | 15055 | ANESTHESIA | 2017-01-05 | USD | 0 | Active | UNIVERSITY NEW MEXICO HOSPITAL
91624 | 1040878 | NIHON KOHDEN (AMERICA) INC | NEUROFAX (EEG-1200A ) | NEUROFAX (EEG-1200A | ELECTROENCEPHALOGRAPHS | found |  | 16579706042 | 2016-12-27 | 2017-12-15 | 78010 | NEURODIAGNOSTICS LAB | 2016-12-26 | USD |  | Active | UNIVERSITY NEW MEXICO HOSPITAL
98640 | 1421557 | MIZUHO OSI | STS (SPINAL TABLE SYSTEM) | STS (SPINAL TABLE SYSTEM) | TABLES/ OPERATING/ SPINAL | 1193947-0-MCAP |  | 9831 | 2017-06-15 | 2017-12-15 | 15000 | OPERATING ROOM | 2016-12-23 | USD |  | Active | UNIVERSITY NEW MEXICO HOSPITAL
98371 | 1398154 | HUNTLEIGH DIAGNOSTICS | DOPPLEX ABILITY | DOPPLEX ABILITY | PLETHYSMOGRAPHS | found |  | 771ax0203150-16 | 2017-01-31 | 2018-01-15 | 71020 | CARDIAC REHAB | 2016-12-22 | USD |  | Active | UNIVERSITY NEW MEXICO HOSPITAL
98638 | 1421553 | PRECISION MEDICAL INC | PM3300 | PM3300 | REGULATORS/ SUCTION | 1201332 |  | 244260 |  | 2017-02-15 | 12320 | GENERAL MEDICINE (5-W) | 2016-12-20 | USD |  | Active | UNIVERSITY NEW MEXICO HOSPITAL
98404 | 1421551 | PRECISION MEDICAL INC | PM3300 | PM3300 | REGULATORS/ SUCTION | 1201332 |  | 244262 |  | 2017-02-15 | 12320 | GENERAL MEDICINE (5-W) | 2016-12-20 | USD |  | Active | UNIVERSITY NEW MEXICO HOSPITAL
98637 | 1421552 | PRECISION MEDICAL INC | PM3300 | PM3300 | REGULATORS/ SUCTION | 1201332 |  | 244268 |  | 2017-02-15 | 12320 | GENERAL MEDICINE (5-W) | 2016-12-20 | USD |  | Active | UNIVERSITY NEW MEXICO HOSPITAL
95978 | 1478156 | GE HEALTHCARE | MAC5500 HD | 2026609-005 | ELECTROCARDIOGRAPHS/ MULTICHANNEL | FOUND |  | SKJ16220088PA | 2016-12-19 | 2017-10-15 | 71030 | HEART STATION | 2016-12-19 | USD |  | Active | UNIVERSITY NEW MEXICO HOSPITAL
98595 | 1399673 | PORTER INSTRUMENT CO INC | NITRONOX HD | NOX-5000HD | ANALGESIA UNITS | 1203617 |  | NXHD-1396 | 2017-03-13 | 2017-09-15 | 12000 | LABOR AND DELIVERY | 2016-12-18 | USD |  | Active | UNIVERSITY NEW MEXICO HOSPITAL
98594 | 1399672 | PORTER INSTRUMENT CO INC | NITRONOX HD | NOX-5000HD | ANALGESIA UNITS | 1203617 |  | NXHD-1399 | 2017-03-13 | 2017-09-15 | 12000 | LABOR AND DELIVERY | 2016-12-18 | USD |  | Active | UNIVERSITY NEW MEXICO HOSPITAL
98571 | 1421515 | PENUMBRA INC | Pump Max | PMX 110 | ASPIRATORS/ SURGICAL | 1186008 |  | AP1606003-00016 | 2017-06-27 | 2018-06-15 | 15000 | OPERATING ROOM | 2016-12-16 | USD |  | Active | UNIVERSITY NEW MEXICO HOSPITAL
98567 | 1421511 | PENUMBRA INC | Pump Max | PMX 110 | ASPIRATORS/ SURGICAL | REPLACN95212 |  | AP1609003-00002 | 2017-02-06 | 2018-01-15 | 75025 | RADIOLOGY - INTERVENTIONAL RAD | 2016-12-16 | USD |  | Active | UNIVERSITY NEW MEXICO HOSPITAL
76423 | 1163916 | B BRAUN MEDICAL INC | SPACE STATION WIRELESS | 8713142U | RACKS/ MODULE | FOUND |  | 07117 | 2016-12-27 | 2018-12-15 | 95700 | CLINICAL ENGINEERING | 2016-12-14 | USD |  | Active | UNIVERSITY NEW MEXICO HOSPITAL
98841 | 1420423 | KARL STORZ ENDOSCOPY-AMERICA INC | XENON 100 | 201326 20 | LIGHT SOURCES/ FIBEROPTIC/ FLEXIBLE ENDOSCOPIC | 1194325-0-CAP |  | ZU3171 | 2016-12-08 | 2017-12-15 | 34230 | SURGICAL SPECIALTIES | 2016-12-08 | USD | 10231.2 | Active | UNIVERSITY NEW MEXICO HOSPITAL
98824 | 1421700 | MEDFUSION INC | 3500 | 3500 | INFUSION PUMPS |  |  | M8806 | 2017-06-28 | 2018-06-15 | 15040 | PACU (RECOVERY ROOM 1) | 2016-12-02 | USD |  | Active | UNIVERSITY NEW MEXICO HOSPITAL
98418 | 1421510 | KAYPENTAXDIV PENTAX | NASOMETER II | 6450 | SPEECH THERAPY UNITS | 1186995 |  | 81108-01 | 2017-03-18 | 2017-10-15 | 76020 | SPEECH/LANGUAGE PATHOLOGY | 2016-12-02 | USD | 3055.75 | Active | UNIVERSITY NEW MEXICO HOSPITAL
98823 | 1421701 | MEDFUSION INC | 3500 | 3500 | INFUSION PUMPS |  |  | M8805 | 2017-06-13 | 2018-06-15 | 15040 | PACU (RECOVERY ROOM 1) | 2016-12-02 | USD |  | Active | UNIVERSITY NEW MEXICO HOSPITAL
98565 | 1398067 | SMITHS MEDICAL MD INC | CADD-SOLIS | CADD-SOLIS | INFUSION PUMPS/ PATIENT-CONTROLLED ANALGESIC | 1181056 |  | 1100242 | 2017-03-15 | 2018-01-15 | 95700 | CLINICAL ENGINEERING | 2016-12-02 | USD | 3307.68 | Active | UNIVERSITY NEW MEXICO HOSPITAL
98564 | 1398066 | SMITHS MEDICAL MD INC | CADD-SOLIS | CADD-SOLIS | INFUSION PUMPS/ PATIENT-CONTROLLED ANALGESIC | 1181056 |  | 1100237 | 2017-03-15 | 2018-01-15 | 95700 | CLINICAL ENGINEERING | 2016-12-02 | USD | 3307.68 | Active | UNIVERSITY NEW MEXICO HOSPITAL
98563 | 1398065 | SMITHS MEDICAL MD INC | CADD-SOLIS | CADD-SOLIS | INFUSION PUMPS/ PATIENT-CONTROLLED ANALGESIC | 1181056 |  | 1100220 | 2017-03-15 | 2018-01-15 | 95700 | CLINICAL ENGINEERING | 2016-12-02 | USD | 3307.68 | Active | UNIVERSITY NEW MEXICO HOSPITAL
98562 | 1398064 | SMITHS MEDICAL MD INC | CADD-SOLIS | CADD-SOLIS | INFUSION PUMPS/ PATIENT-CONTROLLED ANALGESIC | 1181056 |  | 1100219 | 2017-03-15 | 2018-01-15 | 95700 | CLINICAL ENGINEERING | 2016-12-02 | USD | 3307.68 | Active | UNIVERSITY NEW MEXICO HOSPITAL
98561 | 1398063 | SMITHS MEDICAL MD INC | CADD-SOLIS | CADD-SOLIS | INFUSION PUMPS/ PATIENT-CONTROLLED ANALGESIC | 1181056 |  | 1100218 | 2017-03-15 | 2018-01-15 | 95700 | CLINICAL ENGINEERING | 2016-12-02 | USD | 3307.68 | Active | UNIVERSITY NEW MEXICO HOSPITAL
98560 | 1398062 | SMITHS MEDICAL MD INC | CADD-SOLIS | CADD-SOLIS | INFUSION PUMPS/ PATIENT-CONTROLLED ANALGESIC | 1181056 |  | 1100238 | 2017-03-15 | 2018-01-15 | 95700 | CLINICAL ENGINEERING | 2016-12-02 | USD | 3307.68 | Active | UNIVERSITY NEW MEXICO HOSPITAL
98559 | 1398061 | SMITHS MEDICAL MD INC | CADD-SOLIS | CADD-SOLIS | INFUSION PUMPS/ PATIENT-CONTROLLED ANALGESIC | 1181056 |  | 1100225 | 2017-03-15 | 2018-01-15 | 95700 | CLINICAL ENGINEERING | 2016-12-02 | USD | 3307.68 | Active | UNIVERSITY NEW MEXICO HOSPITAL
98558 | 1398060 | SMITHS MEDICAL MD INC | CADD-SOLIS | CADD-SOLIS | INFUSION PUMPS/ PATIENT-CONTROLLED ANALGESIC | 1181056 |  | 1100243 | 2017-03-15 | 2018-01-15 | 95700 | CLINICAL ENGINEERING | 2016-12-02 | USD | 3307.68 | Active | UNIVERSITY NEW MEXICO HOSPITAL
98557 | 1398059 | SMITHS MEDICAL MD INC | CADD-SOLIS | CADD-SOLIS | INFUSION PUMPS/ PATIENT-CONTROLLED ANALGESIC | 1181056 |  | 1100222 | 2017-03-15 | 2018-01-15 | 95700 | CLINICAL ENGINEERING | 2016-12-02 | USD | 3307.68 | Active | UNIVERSITY NEW MEXICO HOSPITAL
98556 | 1398058 | SMITHS MEDICAL MD INC | CADD-SOLIS | CADD-SOLIS | INFUSION PUMPS/ PATIENT-CONTROLLED ANALGESIC | 1181056 |  | 1100246 | 2017-03-15 | 2018-01-15 | 95700 | CLINICAL ENGINEERING | 2016-12-02 | USD | 3307.68 | Active | UNIVERSITY NEW MEXICO HOSPITAL
98555 | 1398057 | SMITHS MEDICAL MD INC | CADD-SOLIS | CADD-SOLIS | INFUSION PUMPS/ PATIENT-CONTROLLED ANALGESIC | 1181056 |  | 1100221 | 2017-03-15 | 2018-01-15 | 95700 | CLINICAL ENGINEERING | 2016-12-02 | USD | 3307.68 | Active | UNIVERSITY NEW MEXICO HOSPITAL
98554 | 1398056 | SMITHS MEDICAL MD INC | CADD-SOLIS | CADD-SOLIS | INFUSION PUMPS/ PATIENT-CONTROLLED ANALGESIC | 1181056 |  | 1100244 | 2017-03-15 | 2018-01-15 | 95700 | CLINICAL ENGINEERING | 2016-12-02 | USD | 3307.68 | Active | UNIVERSITY NEW MEXICO HOSPITAL
98553 | 1398055 | SMITHS MEDICAL MD INC | CADD-SOLIS | CADD-SOLIS | INFUSION PUMPS/ PATIENT-CONTROLLED ANALGESIC | 1181056 |  | 1100245 | 2017-03-15 | 2018-01-15 | 95700 | CLINICAL ENGINEERING | 2016-12-02 | USD | 3307.68 | Active | UNIVERSITY NEW MEXICO HOSPITAL
98552 | 1398054 | SMITHS MEDICAL MD INC | CADD-SOLIS | CADD-SOLIS | INFUSION PUMPS/ PATIENT-CONTROLLED ANALGESIC | 1181056 |  | 1100223 | 2017-03-15 | 2018-01-15 | 95700 | CLINICAL ENGINEERING | 2016-12-02 | USD | 3307.68 | Active | UNIVERSITY NEW MEXICO HOSPITAL
98551 | 1398053 | SMITHS MEDICAL MD INC | CADD-SOLIS | CADD-SOLIS | INFUSION PUMPS/ PATIENT-CONTROLLED ANALGESIC | 1181056 |  | 1100224 | 2017-03-15 | 2018-01-15 | 95700 | CLINICAL ENGINEERING | 2016-12-02 | USD | 3307.68 | Active | UNIVERSITY NEW MEXICO HOSPITAL
98550 | 1398052 | SMITHS MEDICAL MD INC | CADD-SOLIS | CADD-SOLIS | INFUSION PUMPS/ PATIENT-CONTROLLED ANALGESIC | 1181056 |  | 1098294 | 2017-03-15 | 2018-01-15 | 95700 | CLINICAL ENGINEERING | 2016-12-02 | USD | 3307.68 | Active | UNIVERSITY NEW MEXICO HOSPITAL
98549 | 1398051 | SMITHS MEDICAL MD INC | CADD-SOLIS | CADD-SOLIS | INFUSION PUMPS/ PATIENT-CONTROLLED ANALGESIC | 1181056 |  | 1098300 | 2017-03-15 | 2018-01-15 | 95700 | CLINICAL ENGINEERING | 2016-12-02 | USD | 3307.68 | Active | UNIVERSITY NEW MEXICO HOSPITAL
98548 | 1398050 | SMITHS MEDICAL MD INC | CADD-SOLIS | CADD-SOLIS | INFUSION PUMPS/ PATIENT-CONTROLLED ANALGESIC | 1181056 |  | 1098271 | 2017-03-15 | 2018-01-15 | 95700 | CLINICAL ENGINEERING | 2016-12-02 | USD | 3307.68 | Active | UNIVERSITY NEW MEXICO HOSPITAL
98547 | 1398049 | SMITHS MEDICAL MD INC | CADD-SOLIS | CADD-SOLIS | INFUSION PUMPS/ PATIENT-CONTROLLED ANALGESIC | 1181056 |  | 1098274 | 2017-03-15 | 2018-01-15 | 95700 | CLINICAL ENGINEERING | 2016-12-02 | USD | 3307.68 | Active | UNIVERSITY NEW MEXICO HOSPITAL
98546 | 1398048 | SMITHS MEDICAL MD INC | CADD-SOLIS | CADD-SOLIS | INFUSION PUMPS/ PATIENT-CONTROLLED ANALGESIC | 1181056 |  | 1098299 | 2017-03-15 | 2018-01-15 | 95700 | CLINICAL ENGINEERING | 2016-12-02 | USD | 3307.68 | Active | UNIVERSITY NEW MEXICO HOSPITAL
98545 | 1398047 | SMITHS MEDICAL MD INC | CADD-SOLIS | CADD-SOLIS | INFUSION PUMPS/ PATIENT-CONTROLLED ANALGESIC | 1181056 |  | 1098276 | 2017-03-15 | 2018-01-15 | 95700 | CLINICAL ENGINEERING | 2016-12-02 | USD | 3307.68 | Active | UNIVERSITY NEW MEXICO HOSPITAL
98544 | 1398046 | SMITHS MEDICAL MD INC | CADD-SOLIS | CADD-SOLIS | INFUSION PUMPS/ PATIENT-CONTROLLED ANALGESIC | 1181056 |  | 1098272 | 2017-03-15 | 2018-01-15 | 95700 | CLINICAL ENGINEERING | 2016-12-02 | USD | 3307.68 | Active | UNIVERSITY NEW MEXICO HOSPITAL
98543 | 1398045 | SMITHS MEDICAL MD INC | CADD-SOLIS | CADD-SOLIS | INFUSION PUMPS/ PATIENT-CONTROLLED ANALGESIC | 1181056 |  | 1098296 | 2017-03-15 | 2018-01-15 | 95700 | CLINICAL ENGINEERING | 2016-12-02 | USD | 3307.68 | Active | UNIVERSITY NEW MEXICO HOSPITAL
98542 | 1398044 | SMITHS MEDICAL MD INC | CADD-SOLIS | CADD-SOLIS | INFUSION PUMPS/ PATIENT-CONTROLLED ANALGESIC | 1181056 |  | 1098298 | 2017-03-15 | 2018-01-15 | 95700 | CLINICAL ENGINEERING | 2016-12-02 | USD | 3307.68 | Active | UNIVERSITY NEW MEXICO HOSPITAL
98541 | 1398043 | SMITHS MEDICAL MD INC | CADD-SOLIS | CADD-SOLIS | INFUSION PUMPS/ PATIENT-CONTROLLED ANALGESIC | 1181056 |  | 1098295 | 2017-03-15 | 2018-01-15 | 95700 | CLINICAL ENGINEERING | 2016-12-02 | USD | 3307.68 | Active | UNIVERSITY NEW MEXICO HOSPITAL
98540 | 1398042 | SMITHS MEDICAL MD INC | CADD-SOLIS | CADD-SOLIS | INFUSION PUMPS/ PATIENT-CONTROLLED ANALGESIC | 1181056 |  | 1098282 | 2017-03-15 | 2018-01-15 | 95700 | CLINICAL ENGINEERING | 2016-12-02 | USD | 3307.68 | Active | UNIVERSITY NEW MEXICO HOSPITAL
98539 | 1398041 | SMITHS MEDICAL MD INC | CADD-SOLIS | CADD-SOLIS | INFUSION PUMPS/ PATIENT-CONTROLLED ANALGESIC | 1181056 |  | 1098283 | 2017-03-10 | 2018-01-15 | 95700 | CLINICAL ENGINEERING | 2016-12-02 | USD | 3307.68 | Active | UNIVERSITY NEW MEXICO HOSPITAL
98538 | 1398040 | SMITHS MEDICAL MD INC | CADD-SOLIS | CADD-SOLIS | INFUSION PUMPS/ PATIENT-CONTROLLED ANALGESIC | 1181056 |  | 1098273 | 2017-03-10 | 2018-01-15 | 95700 | CLINICAL ENGINEERING | 2016-12-02 | USD | 3307.68 | Active | UNIVERSITY NEW MEXICO HOSPITAL
98537 | 1398039 | SMITHS MEDICAL MD INC | CADD-SOLIS | CADD-SOLIS | INFUSION PUMPS/ PATIENT-CONTROLLED ANALGESIC | 1181056 |  | 1098279 | 2017-03-10 | 2018-01-15 | 95700 | CLINICAL ENGINEERING | 2016-12-02 | USD | 3307.68 | Active | UNIVERSITY NEW MEXICO HOSPITAL
98536 | 1398038 | SMITHS MEDICAL MD INC | CADD-SOLIS | CADD-SOLIS | INFUSION PUMPS/ PATIENT-CONTROLLED ANALGESIC | 1181056 |  | 1098275 | 2017-03-10 | 2018-01-15 | 95700 | CLINICAL ENGINEERING | 2016-12-02 | USD | 3307.68 | Active | UNIVERSITY NEW MEXICO HOSPITAL
98535 | 1398037 | SMITHS MEDICAL MD INC | CADD-SOLIS | CADD-SOLIS | INFUSION PUMPS/ PATIENT-CONTROLLED ANALGESIC | 1181056 |  | 1098281 | 2017-03-10 | 2018-01-15 | 95700 | CLINICAL ENGINEERING | 2016-12-02 | USD | 3307.68 | Active | UNIVERSITY NEW MEXICO HOSPITAL
98534 | 1398036 | SMITHS MEDICAL MD INC | CADD-SOLIS | CADD-SOLIS | INFUSION PUMPS/ PATIENT-CONTROLLED ANALGESIC | 1181056 |  | 1098285 | 2017-03-10 | 2018-01-15 | 95700 | CLINICAL ENGINEERING | 2016-12-02 | USD | 3307.68 | Active | UNIVERSITY NEW MEXICO HOSPITAL
98533 | 1398035 | SMITHS MEDICAL MD INC | CADD-SOLIS | CADD-SOLIS | INFUSION PUMPS/ PATIENT-CONTROLLED ANALGESIC | 1181056 |  | 1098277 | 2017-03-10 | 2018-01-15 | 95700 | CLINICAL ENGINEERING | 2016-12-02 | USD | 3307.68 | Active | UNIVERSITY NEW MEXICO HOSPITAL
98532 | 1398034 | SMITHS MEDICAL MD INC | CADD-SOLIS | CADD-SOLIS | INFUSION PUMPS/ PATIENT-CONTROLLED ANALGESIC | 1181056 |  | 1098278 | 2017-03-10 | 2018-01-15 | 95700 | CLINICAL ENGINEERING | 2016-12-02 | USD | 3307.68 | Active | UNIVERSITY NEW MEXICO HOSPITAL
98531 | 1398033 | SMITHS MEDICAL MD INC | CADD-SOLIS | CADD-SOLIS | INFUSION PUMPS/ PATIENT-CONTROLLED ANALGESIC | 1181056 |  | 1098284 | 2017-03-10 | 2018-01-15 | 95700 | CLINICAL ENGINEERING | 2016-12-02 | USD | 3307.68 | Active | UNIVERSITY NEW MEXICO HOSPITAL
98530 | 1398032 | SMITHS MEDICAL MD INC | CADD-SOLIS | CADD-SOLIS | INFUSION PUMPS/ PATIENT-CONTROLLED ANALGESIC | 1181056 |  | 1098286 | 2017-03-10 | 2018-01-15 | 95700 | CLINICAL ENGINEERING | 2016-12-02 | USD | 3307.68 | Active | UNIVERSITY NEW MEXICO HOSPITAL
98529 | 1398031 | SMITHS MEDICAL MD INC | CADD-SOLIS | CADD-SOLIS | INFUSION PUMPS/ PATIENT-CONTROLLED ANALGESIC | 1181056 |  | 1098287 | 2017-03-10 | 2018-01-15 | 95700 | CLINICAL ENGINEERING | 2016-12-02 | USD | 3307.68 | Active | UNIVERSITY NEW MEXICO HOSPITAL
98528 | 1398030 | SMITHS MEDICAL MD INC | CADD-SOLIS | CADD-SOLIS | INFUSION PUMPS/ PATIENT-CONTROLLED ANALGESIC | 1181056 |  | 1100209 | 2017-03-10 | 2018-01-15 | 95700 | CLINICAL ENGINEERING | 2016-12-02 | USD | 3307.68 | Active | UNIVERSITY NEW MEXICO HOSPITAL
98527 | 1398029 | SMITHS MEDICAL MD INC | CADD-SOLIS | CADD-SOLIS | INFUSION PUMPS/ PATIENT-CONTROLLED ANALGESIC | 1181056 |  | 1100210 | 2017-03-09 | 2018-01-15 | 95700 | CLINICAL ENGINEERING | 2016-12-02 | USD | 3307.68 | Active | UNIVERSITY NEW MEXICO HOSPITAL
98526 | 1397878 | SMITHS MEDICAL MD INC | CADD-SOLIS | CADD-SOLIS | INFUSION PUMPS/ PATIENT-CONTROLLED ANALGESIC | 1181056 |  | 1100212 | 2017-03-09 | 2018-01-15 | 95700 | CLINICAL ENGINEERING | 2016-12-02 | USD | 3307.68 | Active | UNIVERSITY NEW MEXICO HOSPITAL
98525 | 1397877 | SMITHS MEDICAL MD INC | CADD-SOLIS | CADD-SOLIS | INFUSION PUMPS/ PATIENT-CONTROLLED ANALGESIC | 1181056 |  | 1098288 | 2017-03-09 | 2018-01-15 | 95700 | CLINICAL ENGINEERING | 2016-12-02 | USD | 3307.68 | Active | UNIVERSITY NEW MEXICO HOSPITAL
98524 | 1397876 | SMITHS MEDICAL MD INC | CADD-SOLIS | CADD-SOLIS | INFUSION PUMPS/ PATIENT-CONTROLLED ANALGESIC | 1181056 |  | 1100207 | 2017-03-09 | 2018-01-15 | 95700 | CLINICAL ENGINEERING | 2016-12-02 | USD | 3307.68 | Active | UNIVERSITY NEW MEXICO HOSPITAL
98523 | 1397875 | SMITHS MEDICAL MD INC | CADD-SOLIS | CADD-SOLIS | INFUSION PUMPS/ PATIENT-CONTROLLED ANALGESIC | 1181056 |  | 1100208 | 2017-03-09 | 2018-01-15 | 95700 | CLINICAL ENGINEERING | 2016-12-02 | USD | 3307.68 | Active | UNIVERSITY NEW MEXICO HOSPITAL
98522 | 1397874 | SMITHS MEDICAL MD INC | CADD-SOLIS | CADD-SOLIS | INFUSION PUMPS/ PATIENT-CONTROLLED ANALGESIC | 1181056 |  | 1100211 | 2017-03-09 | 2018-01-15 | 95700 | CLINICAL ENGINEERING | 2016-12-02 | USD | 3307.68 | Active | UNIVERSITY NEW MEXICO HOSPITAL
98521 | 1397873 | SMITHS MEDICAL MD INC | CADD-SOLIS | CADD-SOLIS | INFUSION PUMPS/ PATIENT-CONTROLLED ANALGESIC | 1181056 |  | 1098289 | 2017-03-09 | 2018-01-15 | 95700 | CLINICAL ENGINEERING | 2016-12-02 | USD | 3307.68 | Active | UNIVERSITY NEW MEXICO HOSPITAL
98520 | 1397872 | SMITHS MEDICAL MD INC | CADD-SOLIS | CADD-SOLIS | INFUSION PUMPS/ PATIENT-CONTROLLED ANALGESIC | 1181056 |  | 1098290 | 2017-03-09 | 2018-01-15 | 95700 | CLINICAL ENGINEERING | 2016-12-02 | USD | 3307.68 | Active | UNIVERSITY NEW MEXICO HOSPITAL
98519 | 1397871 | SMITHS MEDICAL MD INC | CADD-SOLIS | CADD-SOLIS | INFUSION PUMPS/ PATIENT-CONTROLLED ANALGESIC | 1181056 |  | 1098301 | 2017-03-09 | 2018-01-15 | 95700 | CLINICAL ENGINEERING | 2016-12-02 | USD | 3307.68 | Active | UNIVERSITY NEW MEXICO HOSPITAL
98518 | 1397870 | SMITHS MEDICAL MD INC | CADD-SOLIS | CADD-SOLIS | INFUSION PUMPS/ PATIENT-CONTROLLED ANALGESIC | 1181056 |  | 1098302 | 2017-03-09 | 2018-01-15 | 95700 | CLINICAL ENGINEERING | 2016-12-02 | USD | 3307.68 | Active | UNIVERSITY NEW MEXICO HOSPITAL
98517 | 1397869 | SMITHS MEDICAL MD INC | CADD-SOLIS | CADD-SOLIS | INFUSION PUMPS/ PATIENT-CONTROLLED ANALGESIC | 1181056 |  | 1098304 | 2017-03-09 | 2018-01-15 | 95700 | CLINICAL ENGINEERING | 2016-12-02 | USD | 3307.68 | Active | UNIVERSITY NEW MEXICO HOSPITAL
98516 | 1397868 | SMITHS MEDICAL MD INC | CADD-SOLIS | CADD-SOLIS | INFUSION PUMPS/ PATIENT-CONTROLLED ANALGESIC | 1181056 |  | 1098291 | 2017-03-09 | 2018-01-15 | 95700 | CLINICAL ENGINEERING | 2016-12-02 | USD | 3307.68 | Active | UNIVERSITY NEW MEXICO HOSPITAL
98515 | 1397867 | SMITHS MEDICAL MD INC | CADD-SOLIS | CADD-SOLIS | INFUSION PUMPS/ PATIENT-CONTROLLED ANALGESIC | 1181056 |  | 1098292 | 2017-03-09 | 2018-01-15 | 95700 | CLINICAL ENGINEERING | 2016-12-02 | USD | 3307.68 | Active | UNIVERSITY NEW MEXICO HOSPITAL
98514 | 1397866 | SMITHS MEDICAL MD INC | CADD-SOLIS | CADD-SOLIS | INFUSION PUMPS/ PATIENT-CONTROLLED ANALGESIC | 1181056 |  | 1098293 | 2017-03-09 | 2018-01-15 | 95700 | CLINICAL ENGINEERING | 2016-12-02 | USD | 3307.68 | Active | UNIVERSITY NEW MEXICO HOSPITAL
98513 | 1397865 | SMITHS MEDICAL MD INC | CADD-SOLIS | CADD-SOLIS | INFUSION PUMPS/ PATIENT-CONTROLLED ANALGESIC | 1181056 |  | 1098303 | 2017-03-09 | 2018-01-15 | 95700 | CLINICAL ENGINEERING | 2016-12-02 | USD | 3307.68 | Active | UNIVERSITY NEW MEXICO HOSPITAL
98512 | 1397864 | SMITHS MEDICAL MD INC | CADD-SOLIS | CADD-SOLIS | INFUSION PUMPS/ PATIENT-CONTROLLED ANALGESIC | 1181056 |  | 1100227 | 2017-03-09 | 2018-01-15 | 95700 | CLINICAL ENGINEERING | 2016-12-02 | USD | 3307.68 | Active | UNIVERSITY NEW MEXICO HOSPITAL
98511 | 1397863 | SMITHS MEDICAL MD INC | CADD-SOLIS | CADD-SOLIS | INFUSION PUMPS/ PATIENT-CONTROLLED ANALGESIC | 1181056 |  | 1100205 | 2017-03-09 | 2018-01-15 | 95700 | CLINICAL ENGINEERING | 2016-12-02 | USD | 3307.68 | Active | UNIVERSITY NEW MEXICO HOSPITAL
98510 | 1397862 | SMITHS MEDICAL MD INC | CADD-SOLIS | CADD-SOLIS | INFUSION PUMPS/ PATIENT-CONTROLLED ANALGESIC | 1181056 |  | 1100204 | 2017-03-09 | 2018-01-15 | 95700 | CLINICAL ENGINEERING | 2016-12-02 | USD | 3307.68 | Active | UNIVERSITY NEW MEXICO HOSPITAL
98509 | 1397861 | SMITHS MEDICAL MD INC | CADD-SOLIS | CADD-SOLIS | INFUSION PUMPS/ PATIENT-CONTROLLED ANALGESIC | 1181056 |  | 1100215 | 2017-03-09 | 2018-01-15 | 95700 | CLINICAL ENGINEERING | 2016-12-02 | USD | 3307.68 | Active | UNIVERSITY NEW MEXICO HOSPITAL
98508 | 1397860 | SMITHS MEDICAL MD INC | CADD-SOLIS | CADD-SOLIS | INFUSION PUMPS/ PATIENT-CONTROLLED ANALGESIC | 1181056 |  | 1100236 | 2017-03-09 | 2018-01-15 | 95700 | CLINICAL ENGINEERING | 2016-12-02 | USD | 3307.68 | Active | UNIVERSITY NEW MEXICO HOSPITAL
98507 | 1397859 | SMITHS MEDICAL MD INC | CADD-SOLIS | CADD-SOLIS | INFUSION PUMPS/ PATIENT-CONTROLLED ANALGESIC | 1181056 |  | 1100197 | 2017-03-09 | 2018-01-15 | 95700 | CLINICAL ENGINEERING | 2016-12-02 | USD | 3307.68 | Active | UNIVERSITY NEW MEXICO HOSPITAL
98506 | 1397858 | SMITHS MEDICAL MD INC | CADD-SOLIS | CADD-SOLIS | INFUSION PUMPS/ PATIENT-CONTROLLED ANALGESIC | 1181056 |  | 1100216 | 2017-03-09 | 2018-01-15 | 95700 | CLINICAL ENGINEERING | 2016-12-02 | USD | 3307.68 | Active | UNIVERSITY NEW MEXICO HOSPITAL
98505 | 1397857 | SMITHS MEDICAL MD INC | CADD-SOLIS | CADD-SOLIS | INFUSION PUMPS/ PATIENT-CONTROLLED ANALGESIC | 1181056 |  | 1100206 | 2017-03-09 | 2018-01-15 | 95700 | CLINICAL ENGINEERING | 2016-12-02 | USD | 3307.68 | Active | UNIVERSITY NEW MEXICO HOSPITAL
98504 | 1397856 | SMITHS MEDICAL MD INC | CADD-SOLIS | CADD-SOLIS | INFUSION PUMPS/ PATIENT-CONTROLLED ANALGESIC | 1181056 |  | 1100203 | 2017-03-09 | 2018-01-15 | 95700 | CLINICAL ENGINEERING | 2016-12-02 | USD | 3307.68 | Active | UNIVERSITY NEW MEXICO HOSPITAL
98503 | 1397855 | SMITHS MEDICAL MD INC | CADD-SOLIS | CADD-SOLIS | INFUSION PUMPS/ PATIENT-CONTROLLED ANALGESIC | 1181056 |  | 1100202 | 2017-03-09 | 2018-01-15 | 95700 | CLINICAL ENGINEERING | 2016-12-02 | USD | 3307.68 | Active | UNIVERSITY NEW MEXICO HOSPITAL
98502 | 1397854 | SMITHS MEDICAL MD INC | CADD-SOLIS | CADD-SOLIS | INFUSION PUMPS/ PATIENT-CONTROLLED ANALGESIC | 1181056 |  | 1100196 | 2017-03-09 | 2018-01-15 | 95700 | CLINICAL ENGINEERING | 2016-12-02 | USD | 3307.68 | Active | UNIVERSITY NEW MEXICO HOSPITAL
98500 | 1397852 | SMITHS MEDICAL MD INC | CADD-SOLIS | CADD-SOLIS | INFUSION PUMPS/ PATIENT-CONTROLLED ANALGESIC | 1181056 |  | 1100213 | 2017-03-09 | 2018-01-15 | 95700 | CLINICAL ENGINEERING | 2016-12-02 | USD | 3307.68 | Active | UNIVERSITY NEW MEXICO HOSPITAL
98499 | 1397851 | SMITHS MEDICAL MD INC | CADD-SOLIS | CADD-SOLIS | INFUSION PUMPS/ PATIENT-CONTROLLED ANALGESIC | 1181056 |  | 1100199 | 2017-03-09 | 2018-01-15 | 95700 | CLINICAL ENGINEERING | 2016-12-02 | USD | 3307.68 | Active | UNIVERSITY NEW MEXICO HOSPITAL
98498 | 1397850 | SMITHS MEDICAL MD INC | CADD-SOLIS | CADD-SOLIS | INFUSION PUMPS/ PATIENT-CONTROLLED ANALGESIC | 1181056 |  | 1100200 | 2017-03-09 | 2018-01-15 | 95700 | CLINICAL ENGINEERING | 2016-12-02 | USD | 3307.68 | Active | UNIVERSITY NEW MEXICO HOSPITAL
98501 | 1397853 | SMITHS MEDICAL MD INC | CADD-SOLIS | CADD-SOLIS | INFUSION PUMPS/ PATIENT-CONTROLLED ANALGESIC | 1181056 |  | 1100198 | 2017-03-09 | 2018-01-15 | 95700 | CLINICAL ENGINEERING | 2016-12-02 | USD | 3307.68 | Active | UNIVERSITY NEW MEXICO HOSPITAL
98566 | 1398068 | SMITHS MEDICAL MD INC | CADD-SOLIS | CADD-SOLIS | INFUSION PUMPS/ PATIENT-CONTROLLED ANALGESIC | 1181056 |  | 1100226 | 2017-03-15 | 2018-01-15 | 95700 | CLINICAL ENGINEERING | 2016-12-02 | USD | 3307.68 | Active | UNIVERSITY NEW MEXICO HOSPITAL
98497 | 1397849 | SMITHS MEDICAL MD INC | CADD-SOLIS | CADD-SOLIS | INFUSION PUMPS/ PATIENT-CONTROLLED ANALGESIC | 1181056 |  | 1100201 | 2017-03-01 | 2018-01-15 | 95700 | CLINICAL ENGINEERING | 2016-12-02 | USD | 3307.68 | Active | UNIVERSITY NEW MEXICO HOSPITAL
98496 | 1397848 | SMITHS MEDICAL MD INC | CADD-SOLIS | CADD-SOLIS | INFUSION PUMPS/ PATIENT-CONTROLLED ANALGESIC | 1181056 |  | 1100214 | 2017-02-24 | 2018-01-15 | 95700 | CLINICAL ENGINEERING | 2016-12-02 | USD | 3307.68 | Active | UNIVERSITY NEW MEXICO HOSPITAL
98495 | 1397847 | SMITHS MEDICAL MD INC | CADD-SOLIS | CADD-SOLIS | INFUSION PUMPS/ PATIENT-CONTROLLED ANALGESIC | 1181056 |  | 1100250 | 2017-02-24 | 2018-01-15 | 95700 | CLINICAL ENGINEERING | 2016-12-02 | USD | 3307.68 | Active | UNIVERSITY NEW MEXICO HOSPITAL
98494 | 1397846 | SMITHS MEDICAL MD INC | CADD-SOLIS | CADD-SOLIS | INFUSION PUMPS/ PATIENT-CONTROLLED ANALGESIC | 1181056 |  | 1100257 | 2017-02-24 | 2018-01-15 | 95700 | CLINICAL ENGINEERING | 2016-12-02 | USD | 3307.68 | Active | UNIVERSITY NEW MEXICO HOSPITAL
98493 | 1397845 | SMITHS MEDICAL MD INC | CADD-SOLIS | CADD-SOLIS | INFUSION PUMPS/ PATIENT-CONTROLLED ANALGESIC | 1181056 |  | 1100256 | 2017-02-24 | 2018-01-15 | 95700 | CLINICAL ENGINEERING | 2016-12-02 | USD | 3307.68 | Active | UNIVERSITY NEW MEXICO HOSPITAL
98492 | 1397844 | SMITHS MEDICAL MD INC | CADD-SOLIS | CADD-SOLIS | INFUSION PUMPS/ PATIENT-CONTROLLED ANALGESIC | 1181056 |  | 1100247 | 2017-02-24 | 2018-01-15 | 95700 | CLINICAL ENGINEERING | 2016-12-02 | USD | 3307.68 | Active | UNIVERSITY NEW MEXICO HOSPITAL
98491 | 1397843 | SMITHS MEDICAL MD INC | CADD-SOLIS | CADD-SOLIS | INFUSION PUMPS/ PATIENT-CONTROLLED ANALGESIC | 1181056 |  | 1100229 | 2017-02-24 | 2018-01-15 | 95700 | CLINICAL ENGINEERING | 2016-12-02 | USD | 3307.68 | Active | UNIVERSITY NEW MEXICO HOSPITAL
98490 | 1397842 | SMITHS MEDICAL MD INC | CADD-SOLIS | CADD-SOLIS | INFUSION PUMPS/ PATIENT-CONTROLLED ANALGESIC | 1181056 |  | 1100252 | 2017-02-24 | 2018-01-15 | 95700 | CLINICAL ENGINEERING | 2016-12-02 | USD | 3307.68 | Active | UNIVERSITY NEW MEXICO HOSPITAL
98489 | 1397841 | SMITHS MEDICAL MD INC | CADD-SOLIS | CADD-SOLIS | INFUSION PUMPS/ PATIENT-CONTROLLED ANALGESIC | 1181056 |  | 1100251 | 2017-02-24 | 2018-01-15 | 95700 | CLINICAL ENGINEERING | 2016-12-02 | USD | 3307.68 | Active | UNIVERSITY NEW MEXICO HOSPITAL
98488 | 1397840 | SMITHS MEDICAL MD INC | CADD-SOLIS | CADD-SOLIS | INFUSION PUMPS/ PATIENT-CONTROLLED ANALGESIC | 1181056 |  | 1100239 | 2017-02-24 | 2018-01-15 | 95700 | CLINICAL ENGINEERING | 2016-12-02 | USD | 3307.68 | Active | UNIVERSITY NEW MEXICO HOSPITAL
98487 | 1397839 | SMITHS MEDICAL MD INC | CADD-SOLIS | CADD-SOLIS | INFUSION PUMPS/ PATIENT-CONTROLLED ANALGESIC | 1181056 |  | 1100234 | 2017-02-24 | 2018-01-15 | 95700 | CLINICAL ENGINEERING | 2016-12-02 | USD | 3307.68 | Active | UNIVERSITY NEW MEXICO HOSPITAL
98486 | 1397838 | SMITHS MEDICAL MD INC | CADD-SOLIS | CADD-SOLIS | INFUSION PUMPS/ PATIENT-CONTROLLED ANALGESIC | 1181056 |  | 1100230 | 2017-02-24 | 2018-01-15 | 95700 | CLINICAL ENGINEERING | 2016-12-02 | USD | 3307.68 | Active | UNIVERSITY NEW MEXICO HOSPITAL
98485 | 1397837 | SMITHS MEDICAL MD INC | CADD-SOLIS | CADD-SOLIS | INFUSION PUMPS/ PATIENT-CONTROLLED ANALGESIC | 1181056 |  | 1100249 | 2017-02-24 | 2018-01-15 | 95700 | CLINICAL ENGINEERING | 2016-12-02 | USD | 3307.68 | Active | UNIVERSITY NEW MEXICO HOSPITAL
98484 | 1397836 | SMITHS MEDICAL MD INC | CADD-SOLIS | CADD-SOLIS | INFUSION PUMPS/ PATIENT-CONTROLLED ANALGESIC | 1181056 |  | 1100231 | 2017-02-24 | 2018-01-15 | 95700 | CLINICAL ENGINEERING | 2016-12-02 | USD | 3307.68 | Active | UNIVERSITY NEW MEXICO HOSPITAL
98483 | 1397835 | SMITHS MEDICAL MD INC | CADD-SOLIS | CADD-SOLIS | INFUSION PUMPS/ PATIENT-CONTROLLED ANALGESIC | 1181056 |  | 1100248 | 2017-02-24 | 2018-01-15 | 95700 | CLINICAL ENGINEERING | 2016-12-02 | USD | 3307.68 | Active | UNIVERSITY NEW MEXICO HOSPITAL
98482 | 1397834 | SMITHS MEDICAL MD INC | CADD-SOLIS | CADD-SOLIS | INFUSION PUMPS/ PATIENT-CONTROLLED ANALGESIC | 1181056 |  | 1100228 | 2017-02-24 | 2018-01-15 | 95700 | CLINICAL ENGINEERING | 2016-12-02 | USD | 3307.68 | Active | UNIVERSITY NEW MEXICO HOSPITAL
98481 | 1397833 | SMITHS MEDICAL MD INC | CADD-SOLIS | CADD-SOLIS | INFUSION PUMPS/ PATIENT-CONTROLLED ANALGESIC | 1181056 |  | 1100232 | 2017-02-24 | 2018-01-15 | 95700 | CLINICAL ENGINEERING | 2016-12-02 | USD | 3307.68 | Active | UNIVERSITY NEW MEXICO HOSPITAL
98480 | 1397832 | SMITHS MEDICAL MD INC | CADD-SOLIS | CADD-SOLIS | INFUSION PUMPS/ PATIENT-CONTROLLED ANALGESIC | 1181056 |  | 1100241 | 2017-02-24 | 2018-01-15 | 95700 | CLINICAL ENGINEERING | 2016-12-02 | USD | 3307.68 | Active | UNIVERSITY NEW MEXICO HOSPITAL
98479 | 1397831 | SMITHS MEDICAL MD INC | CADD-SOLIS | CADD-SOLIS | INFUSION PUMPS/ PATIENT-CONTROLLED ANALGESIC | 1181056 |  | 1100240 | 2017-02-24 | 2018-01-15 | 95700 | CLINICAL ENGINEERING | 2016-12-02 | USD | 3307.68 | Active | UNIVERSITY NEW MEXICO HOSPITAL
98478 | 1397830 | SMITHS MEDICAL MD INC | CADD-SOLIS | CADD-SOLIS | INFUSION PUMPS/ PATIENT-CONTROLLED ANALGESIC | 1181056 |  | 1100235 | 2017-02-24 | 2018-01-15 | 95700 | CLINICAL ENGINEERING | 2016-12-02 | USD | 3307.68 | Active | UNIVERSITY NEW MEXICO HOSPITAL
98477 | 1397829 | SMITHS MEDICAL MD INC | CADD-SOLIS | CADD-SOLIS | INFUSION PUMPS/ PATIENT-CONTROLLED ANALGESIC | 1181056 |  | 1100233 | 2017-02-24 | 2018-01-15 | 95700 | CLINICAL ENGINEERING | 2016-12-02 | USD | 3307.68 | Active | UNIVERSITY NEW MEXICO HOSPITAL
98476 | 1397588 | SMITHS MEDICAL MD INC | CADD-SOLIS | CADD-SOLIS | INFUSION PUMPS/ PATIENT-CONTROLLED ANALGESIC | 1181056 |  | 1100217 | 2017-02-24 | 2018-01-15 | 95700 | CLINICAL ENGINEERING | 2016-12-02 | USD | 3307.68 | Active | UNIVERSITY NEW MEXICO HOSPITAL
98475 | 1397587 | SMITHS MEDICAL MD INC | CADD-SOLIS | CADD-SOLIS | INFUSION PUMPS/ PATIENT-CONTROLLED ANALGESIC | 1181056 |  | 1098310 | 2017-02-24 | 2018-01-15 | 95700 | CLINICAL ENGINEERING | 2016-12-02 | USD | 3307.68 | Active | UNIVERSITY NEW MEXICO HOSPITAL
98474 | 1397586 | SMITHS MEDICAL MD INC | CADD-SOLIS | CADD-SOLIS | INFUSION PUMPS/ PATIENT-CONTROLLED ANALGESIC | 1181056 |  | 1099899 | 2017-02-24 | 2018-01-15 | 95700 | CLINICAL ENGINEERING | 2016-12-02 | USD | 3307.68 | Active | UNIVERSITY NEW MEXICO HOSPITAL
98473 | 1397585 | SMITHS MEDICAL MD INC | CADD-SOLIS | CADD-SOLIS | INFUSION PUMPS/ PATIENT-CONTROLLED ANALGESIC | 1181056 |  | 1099936 | 2017-02-24 | 2018-01-15 | 95700 | CLINICAL ENGINEERING | 2016-12-02 | USD | 3307.68 | Active | UNIVERSITY NEW MEXICO HOSPITAL
98472 | 1397584 | SMITHS MEDICAL MD INC | CADD-SOLIS | CADD-SOLIS | INFUSION PUMPS/ PATIENT-CONTROLLED ANALGESIC | 1181056 |  | 1100258 | 2017-02-24 | 2018-01-15 | 95700 | CLINICAL ENGINEERING | 2016-12-02 | USD | 3307.68 | Active | UNIVERSITY NEW MEXICO HOSPITAL
98471 | 1397583 | SMITHS MEDICAL MD INC | CADD-SOLIS | CADD-SOLIS | INFUSION PUMPS/ PATIENT-CONTROLLED ANALGESIC | 1181056 |  | 1098314 | 2017-02-24 | 2018-01-15 | 95700 | CLINICAL ENGINEERING | 2016-12-02 | USD | 3307.68 | Active | UNIVERSITY NEW MEXICO HOSPITAL
98470 | 1397582 | SMITHS MEDICAL MD INC | CADD-SOLIS | CADD-SOLIS | INFUSION PUMPS/ PATIENT-CONTROLLED ANALGESIC | 1181056 |  | 1100254 | 2017-02-24 | 2018-01-15 | 95700 | CLINICAL ENGINEERING | 2016-12-02 | USD | 3307.68 | Active | UNIVERSITY NEW MEXICO HOSPITAL
98469 | 1397581 | SMITHS MEDICAL MD INC | CADD-SOLIS | CADD-SOLIS | INFUSION PUMPS/ PATIENT-CONTROLLED ANALGESIC | 1181056 |  | 1100255 | 2017-02-24 | 2018-01-15 | 95700 | CLINICAL ENGINEERING | 2016-12-02 | USD | 3307.68 | Active | UNIVERSITY NEW MEXICO HOSPITAL
98468 | 1397580 | SMITHS MEDICAL MD INC | CADD-SOLIS | CADD-SOLIS | INFUSION PUMPS/ PATIENT-CONTROLLED ANALGESIC | 1181056 |  | 1098312 | 2017-02-24 | 2018-01-15 | 95700 | CLINICAL ENGINEERING | 2016-12-02 | USD | 3307.68 | Active | UNIVERSITY NEW MEXICO HOSPITAL
98467 | 1397579 | SMITHS MEDICAL MD INC | CADD-SOLIS | CADD-SOLIS | INFUSION PUMPS/ PATIENT-CONTROLLED ANALGESIC | 1181056 |  | 1098309 | 2017-02-24 | 2018-01-15 | 95700 | CLINICAL ENGINEERING | 2016-12-02 | USD | 3307.68 | Active | UNIVERSITY NEW MEXICO HOSPITAL
98466 | 1397578 | SMITHS MEDICAL MD INC | CADD-SOLIS | CADD-SOLIS | INFUSION PUMPS/ PATIENT-CONTROLLED ANALGESIC | 1181056 |  | 1098311 | 2017-02-24 | 2018-01-15 | 95700 | CLINICAL ENGINEERING | 2016-12-02 | USD | 3307.68 | Active | UNIVERSITY NEW MEXICO HOSPITAL
98465 | 1397577 | SMITHS MEDICAL MD INC | CADD-SOLIS | CADD-SOLIS | INFUSION PUMPS/ PATIENT-CONTROLLED ANALGESIC | 1181056 |  | 1099978 | 2017-02-24 | 2018-01-15 | 95700 | CLINICAL ENGINEERING | 2016-12-02 | USD | 3307.68 | Active | UNIVERSITY NEW MEXICO HOSPITAL
98464 | 1397576 | SMITHS MEDICAL MD INC | CADD-SOLIS | CADD-SOLIS | INFUSION PUMPS/ PATIENT-CONTROLLED ANALGESIC | 1181056 |  | 1100253 | 2017-02-24 | 2018-01-15 | 95700 | CLINICAL ENGINEERING | 2016-12-02 | USD | 3307.68 | Active | UNIVERSITY NEW MEXICO HOSPITAL
98463 | 1397575 | SMITHS MEDICAL MD INC | CADD-SOLIS | CADD-SOLIS | INFUSION PUMPS/ PATIENT-CONTROLLED ANALGESIC | 1181056 |  | 1100005 | 2017-02-24 | 2018-01-15 | 95700 | CLINICAL ENGINEERING | 2016-12-02 | USD | 3307.68 | Active | UNIVERSITY NEW MEXICO HOSPITAL
98462 | 1397574 | SMITHS MEDICAL MD INC | CADD-SOLIS | CADD-SOLIS | INFUSION PUMPS/ PATIENT-CONTROLLED ANALGESIC | 1181056 |  | 1100014 | 2017-02-24 | 2018-01-15 | 95700 | CLINICAL ENGINEERING | 2016-12-02 | USD | 3307.68 | Active | UNIVERSITY NEW MEXICO HOSPITAL
98461 | 1397573 | SMITHS MEDICAL MD INC | CADD-SOLIS | CADD-SOLIS | INFUSION PUMPS/ PATIENT-CONTROLLED ANALGESIC | 1181056 |  | 1100016 | 2017-02-24 | 2018-01-15 | 95700 | CLINICAL ENGINEERING | 2016-12-02 | USD | 3307.68 | Active | UNIVERSITY NEW MEXICO HOSPITAL
98460 | 1397572 | SMITHS MEDICAL MD INC | CADD-SOLIS | CADD-SOLIS | INFUSION PUMPS/ PATIENT-CONTROLLED ANALGESIC | 1181056 |  | 1100259 | 2017-02-24 | 2018-01-15 | 95700 | CLINICAL ENGINEERING | 2016-12-02 | USD | 3307.68 | Active | UNIVERSITY NEW MEXICO HOSPITAL
98459 | 1397571 | SMITHS MEDICAL MD INC | CADD-SOLIS | CADD-SOLIS | INFUSION PUMPS/ PATIENT-CONTROLLED ANALGESIC | 1181056 |  | 1100017 | 2017-02-24 | 2018-01-15 | 95700 | CLINICAL ENGINEERING | 2016-12-02 | USD | 3307.68 | Active | UNIVERSITY NEW MEXICO HOSPITAL
98458 | 1397570 | SMITHS MEDICAL MD INC | CADD-SOLIS | CADD-SOLIS | INFUSION PUMPS/ PATIENT-CONTROLLED ANALGESIC | 1181056 |  | 1098308 | 2017-02-24 | 2018-01-15 | 95700 | CLINICAL ENGINEERING | 2016-12-02 | USD | 3307.68 | Active | UNIVERSITY NEW MEXICO HOSPITAL
98457 | 1397569 | SMITHS MEDICAL MD INC | CADD-SOLIS | CADD-SOLIS | INFUSION PUMPS/ PATIENT-CONTROLLED ANALGESIC | 1181056 |  | 1098306 | 2017-02-24 | 2018-01-15 | 95700 | CLINICAL ENGINEERING | 2016-12-02 | USD | 3307.68 | Active | UNIVERSITY NEW MEXICO HOSPITAL
98456 | 1397568 | SMITHS MEDICAL MD INC | CADD-SOLIS | CADD-SOLIS | INFUSION PUMPS/ PATIENT-CONTROLLED ANALGESIC | 1181056 |  | 1098305 | 2017-02-23 | 2018-01-15 | 95700 | CLINICAL ENGINEERING | 2016-12-02 | USD | 3307.68 | Active | UNIVERSITY NEW MEXICO HOSPITAL
98455 | 1397567 | SMITHS MEDICAL MD INC | CADD-SOLIS | CADD-SOLIS | INFUSION PUMPS/ PATIENT-CONTROLLED ANALGESIC | 1181056 |  | 1099984 | 2017-02-23 | 2018-01-15 | 95700 | CLINICAL ENGINEERING | 2016-12-02 | USD | 3307.68 | Active | UNIVERSITY NEW MEXICO HOSPITAL
98454 | 1397566 | SMITHS MEDICAL MD INC | CADD-SOLIS | CADD-SOLIS | INFUSION PUMPS/ PATIENT-CONTROLLED ANALGESIC | 1181056 |  | 1100131 | 2017-02-23 | 2018-01-15 | 95700 | CLINICAL ENGINEERING | 2016-12-02 | USD | 3307.68 | Active | UNIVERSITY NEW MEXICO HOSPITAL
98453 | 1397565 | SMITHS MEDICAL MD INC | CADD-SOLIS | CADD-SOLIS | INFUSION PUMPS/ PATIENT-CONTROLLED ANALGESIC | 1181056 |  | 1100024 | 2017-02-23 | 2018-01-15 | 95700 | CLINICAL ENGINEERING | 2016-12-02 | USD | 3307.68 | Active | UNIVERSITY NEW MEXICO HOSPITAL
98452 | 1397564 | SMITHS MEDICAL MD INC | CADD-SOLIS | CADD-SOLIS | INFUSION PUMPS/ PATIENT-CONTROLLED ANALGESIC | 1181056 |  | 1100190 | 2017-02-23 | 2018-01-15 | 95700 | CLINICAL ENGINEERING | 2016-12-02 | USD | 3307.68 | Active | UNIVERSITY NEW MEXICO HOSPITAL
98451 | 1397563 | SMITHS MEDICAL MD INC | CADD-SOLIS | CADD-SOLIS | INFUSION PUMPS/ PATIENT-CONTROLLED ANALGESIC | 1181056 |  | 1100191 | 2017-02-23 | 2018-01-15 | 95700 | CLINICAL ENGINEERING | 2016-12-02 | USD | 3307.68 | Active | UNIVERSITY NEW MEXICO HOSPITAL
98450 | 1397562 | SMITHS MEDICAL MD INC | CADD-SOLIS | CADD-SOLIS | INFUSION PUMPS/ PATIENT-CONTROLLED ANALGESIC | 1181056 |  | 1100022 | 2017-02-23 | 2018-01-15 | 95700 | CLINICAL ENGINEERING | 2016-12-02 | USD | 3307.68 | Active | UNIVERSITY NEW MEXICO HOSPITAL
98449 | 1397561 | SMITHS MEDICAL MD INC | CADD-SOLIS | CADD-SOLIS | INFUSION PUMPS/ PATIENT-CONTROLLED ANALGESIC | 1181056 |  | 1100187 | 2017-02-23 | 2018-01-15 | 95700 | CLINICAL ENGINEERING | 2016-12-02 | USD | 3307.68 | Active | UNIVERSITY NEW MEXICO HOSPITAL
98448 | 1397560 | SMITHS MEDICAL MD INC | CADD-SOLIS | CADD-SOLIS | INFUSION PUMPS/ PATIENT-CONTROLLED ANALGESIC | 1181056 |  | 1100162 | 2017-02-23 | 2018-01-15 | 95700 | CLINICAL ENGINEERING | 2016-12-02 | USD | 3307.68 | Active | UNIVERSITY NEW MEXICO HOSPITAL
98447 | 1397559 | SMITHS MEDICAL MD INC | CADD-SOLIS | CADD-SOLIS | INFUSION PUMPS/ PATIENT-CONTROLLED ANALGESIC | 1181056 |  | 1100192 | 2017-02-23 | 2018-01-15 | 95700 | CLINICAL ENGINEERING | 2016-12-02 | USD | 3307.68 | Active | UNIVERSITY NEW MEXICO HOSPITAL
98446 | 1397558 | SMITHS MEDICAL MD INC | CADD-SOLIS | CADD-SOLIS | INFUSION PUMPS/ PATIENT-CONTROLLED ANALGESIC | 1181056 |  | 1100193 | 2017-02-23 | 2018-01-15 | 95700 | CLINICAL ENGINEERING | 2016-12-02 | USD | 3307.68 | Active | UNIVERSITY NEW MEXICO HOSPITAL
98445 | 1397557 | SMITHS MEDICAL MD INC | CADD-SOLIS | CADD-SOLIS | INFUSION PUMPS/ PATIENT-CONTROLLED ANALGESIC | 1181056 |  | 1100194 | 2017-02-23 | 2018-01-15 | 95700 | CLINICAL ENGINEERING | 2016-12-02 | USD | 3307.68 | Active | UNIVERSITY NEW MEXICO HOSPITAL
98444 | 1397556 | SMITHS MEDICAL MD INC | CADD-SOLIS | CADD-SOLIS | INFUSION PUMPS/ PATIENT-CONTROLLED ANALGESIC | 1181056 |  | 1100023 | 2017-02-23 | 2018-01-15 | 95700 | CLINICAL ENGINEERING | 2016-12-02 | USD | 3307.68 | Active | UNIVERSITY NEW MEXICO HOSPITAL
98443 | 1397555 | SMITHS MEDICAL MD INC | CADD-SOLIS | CADD-SOLIS | INFUSION PUMPS/ PATIENT-CONTROLLED ANALGESIC | 1181056 |  | 1100195 | 2017-02-23 | 2018-01-15 | 95700 | CLINICAL ENGINEERING | 2016-12-02 | USD | 3307.68 | Active | UNIVERSITY NEW MEXICO HOSPITAL
98442 | 1397554 | SMITHS MEDICAL MD INC | CADD-SOLIS | CADD-SOLIS | INFUSION PUMPS/ PATIENT-CONTROLLED ANALGESIC | 1181056 |  | 1100021 | 2017-02-23 | 2018-01-15 | 95700 | CLINICAL ENGINEERING | 2016-12-02 | USD | 3307.68 | Active | UNIVERSITY NEW MEXICO HOSPITAL
98441 | 1397553 | SMITHS MEDICAL MD INC | CADD-SOLIS | CADD-SOLIS | INFUSION PUMPS/ PATIENT-CONTROLLED ANALGESIC | 1181056 |  | 1100020 | 2017-02-23 | 2018-01-15 | 95700 | CLINICAL ENGINEERING | 2016-12-02 | USD | 3307.68 | Active | UNIVERSITY NEW MEXICO HOSPITAL
98440 | 1397552 | SMITHS MEDICAL MD INC | CADD-SOLIS | CADD-SOLIS | INFUSION PUMPS/ PATIENT-CONTROLLED ANALGESIC | 1181056 |  | 1100018 | 2017-02-23 | 2018-01-15 | 95700 | CLINICAL ENGINEERING | 2016-12-02 | USD | 3307.68 | Active | UNIVERSITY NEW MEXICO HOSPITAL
98439 | 1397551 | SMITHS MEDICAL MD INC | CADD-SOLIS | CADD-SOLIS | INFUSION PUMPS/ PATIENT-CONTROLLED ANALGESIC | 1181056 |  | 1100019 | 2017-02-23 | 2018-01-15 | 95700 | CLINICAL ENGINEERING | 2016-12-02 | USD | 3307.68 | Active | UNIVERSITY NEW MEXICO HOSPITAL
98438 | 1397550 | SMITHS MEDICAL MD INC | CADD-SOLIS | CADD-SOLIS | INFUSION PUMPS/ PATIENT-CONTROLLED ANALGESIC | 1181056 |  | 1100361 | 2017-02-23 | 2018-01-15 | 95700 | CLINICAL ENGINEERING | 2016-12-02 | USD | 3307.68 | Active | UNIVERSITY NEW MEXICO HOSPITAL
98437 | 1397549 | SMITHS MEDICAL MD INC | CADD-SOLIS | CADD-SOLIS | INFUSION PUMPS/ PATIENT-CONTROLLED ANALGESIC | 1181056 |  | 1100362 | 2017-02-23 | 2018-01-15 | 95700 | CLINICAL ENGINEERING | 2016-12-02 | USD | 3307.68 | Active | UNIVERSITY NEW MEXICO HOSPITAL
98436 | 1397548 | SMITHS MEDICAL MD INC | CADD-SOLIS | CADD-SOLIS | INFUSION PUMPS/ PATIENT-CONTROLLED ANALGESIC | 1181056 |  | 1100363 | 2017-02-23 | 2018-01-15 | 95700 | CLINICAL ENGINEERING | 2016-12-02 | USD | 3307.68 | Active | UNIVERSITY NEW MEXICO HOSPITAL
98435 | 1397547 | SMITHS MEDICAL MD INC | CADD-SOLIS | CADD-SOLIS | INFUSION PUMPS/ PATIENT-CONTROLLED ANALGESIC | 1181056 |  | 1100364 | 2017-02-23 | 2018-01-15 | 95700 | CLINICAL ENGINEERING | 2016-12-02 | USD | 3307.68 | Active | UNIVERSITY NEW MEXICO HOSPITAL
98434 | 1397546 | SMITHS MEDICAL MD INC | CADD-SOLIS | CADD-SOLIS | INFUSION PUMPS/ PATIENT-CONTROLLED ANALGESIC | 1181056 |  | 1100370 | 2017-02-23 | 2018-01-15 | 95700 | CLINICAL ENGINEERING | 2016-12-02 | USD | 3307.68 | Active | UNIVERSITY NEW MEXICO HOSPITAL
98433 | 1397545 | SMITHS MEDICAL MD INC | CADD-SOLIS | CADD-SOLIS | INFUSION PUMPS/ PATIENT-CONTROLLED ANALGESIC | 1181056 |  | 1100369 | 2017-02-23 | 2018-01-15 | 95700 | CLINICAL ENGINEERING | 2016-12-02 | USD | 3307.68 | Active | UNIVERSITY NEW MEXICO HOSPITAL
98432 | 1397544 | SMITHS MEDICAL MD INC | CADD-SOLIS | CADD-SOLIS | INFUSION PUMPS/ PATIENT-CONTROLLED ANALGESIC | 1181056 |  | 1100260 | 2017-02-23 | 2018-01-15 | 95700 | CLINICAL ENGINEERING | 2016-12-02 | USD | 3307.68 | Active | UNIVERSITY NEW MEXICO HOSPITAL
98431 | 1397543 | SMITHS MEDICAL MD INC | CADD-SOLIS | CADD-SOLIS | INFUSION PUMPS/ PATIENT-CONTROLLED ANALGESIC | 1181056 |  | 1100366 | 2017-02-23 | 2018-01-15 | 95700 | CLINICAL ENGINEERING | 2016-12-02 | USD | 3307.68 | Active | UNIVERSITY NEW MEXICO HOSPITAL
98430 | 1397542 | SMITHS MEDICAL MD INC | CADD-SOLIS | CADD-SOLIS | INFUSION PUMPS/ PATIENT-CONTROLLED ANALGESIC | 1181056 |  | 1100367 | 2017-02-23 | 2018-01-15 | 95700 | CLINICAL ENGINEERING | 2016-12-02 | USD | 3307.68 | Active | UNIVERSITY NEW MEXICO HOSPITAL
98429 | 1397541 | SMITHS MEDICAL MD INC | CADD-SOLIS | CADD-SOLIS | INFUSION PUMPS/ PATIENT-CONTROLLED ANALGESIC | 1181056 |  | 1100368 | 2017-02-23 | 2018-01-15 | 95700 | CLINICAL ENGINEERING | 2016-12-02 | USD | 3307.68 | Active | UNIVERSITY NEW MEXICO HOSPITAL
98428 | 1397540 | SMITHS MEDICAL MD INC | CADD-SOLIS | CADD-SOLIS | INFUSION PUMPS/ PATIENT-CONTROLLED ANALGESIC | 1181056 |  | 1100361 | 2017-02-23 | 2018-01-15 | 95700 | CLINICAL ENGINEERING | 2016-12-02 | USD | 3307.68 | Active | UNIVERSITY NEW MEXICO HOSPITAL
98427 | 1397539 | SMITHS MEDICAL MD INC | CADD-SOLIS | CADD-SOLIS | INFUSION PUMPS/ PATIENT-CONTROLLED ANALGESIC | 1181056 |  | 1100365 | 2017-02-23 | 2018-01-15 | 95700 | CLINICAL ENGINEERING | 2016-12-02 | USD | 3307.68 | Active | UNIVERSITY NEW MEXICO HOSPITAL
98825 | 1421702 | THERMO ELECTRON CORP | FORMA-SPLINT SP-1501 | FORMA-SPLINT SP-1501 | BATHS/ WATER |  |  | 16417882 | 2017-01-01 | 2018-01-15 | 76015 | REHABILITATION OUTPATIENT 1025 | 2016-12-02 | USD |  | Active | UNIVERSITY NEW MEXICO HOSPITAL
98826 | 1421703 | 3M HEALTH CARE | BAIR HUGGER | 775 | WARMING UNITS/ PATIENT/ FORCED-AIR |  |  | 53443 | 2017-06-16 | 2017-12-15 | 15000 | OPERATING ROOM | 2016-12-01 | USD | 1547 | Active | UNIVERSITY NEW MEXICO HOSPITAL
98846 | 1421721 | GE HEALTHCARE | CARESCAPE V100 | 2034803-005 | MONITORS/ PHYSIOLOGIC/ VITAL SIGNS | 402509 |  | SH616400372SA | 2017-01-01 | 2018-01-15 | 60400 | CPC ACUTE SERVICES | 2016-11-26 | USD | 3391.5 | Active | UNIVERSITY NEW MEXICO HOSPITAL
98845 | 1421720 | GE HEALTHCARE | CARESCAPE V100 | 2034803-005 | MONITORS/ PHYSIOLOGIC/ VITAL SIGNS | 402509 |  | SH616400292SA | 2017-01-01 | 2018-01-15 | 60400 | CPC ACUTE SERVICES | 2016-11-26 | USD | 3391.5 | Active | UNIVERSITY NEW MEXICO HOSPITAL
98834 | 1421710 | NATIONAL DISPLAY SYSTEMS | SC-SX19-A1511 | SC-SX19-A1511 | MONITORS/ VIDEO | 1194325-0-CAP |  | 16263792 | 2016-11-23 | 2016-11-15 | 34230 | SURGICAL SPECIALTIES | 2016-11-23 | USD |  | Active | UNIVERSITY NEW MEXICO HOSPITAL
98836 | 1421712 | KARL STORZ ENDOSCOPY-AMERICA INC | IMAGE1 S X-LINK | TC301 | VIDEO SYSTEMS/ ENDOSCOPIC | 1194325-0-CAP |  | WT754915P | 2016-11-23 | 2017-11-15 | 34230 | SURGICAL SPECIALTIES | 2016-11-23 | USD |  | Active | UNIVERSITY NEW MEXICO HOSPITAL
98840 | 1420422 | KARL STORZ ENDOSCOPY-AMERICA INC | 13821 NKS | 13821 NKS | GASTROSCOPES | 1194325-0-CAP |  | 25015 | 2017-02-17 | 2017-02-15 | 34230 | SURGICAL SPECIALTIES | 2016-11-23 | USD |  | Active | UNIVERSITY NEW MEXICO HOSPITAL
98838 | 1421714 | KARL STORZ ENDOSCOPY-AMERICA INC | 13821 NKS | 13821 NKS | GASTROSCOPES | 1194325-0-CAP |  | 25030 | 2017-02-15 | 2017-02-15 | 34230 | SURGICAL SPECIALTIES | 2016-11-23 | USD |  | Active | UNIVERSITY NEW MEXICO HOSPITAL
98837 | 1421713 | SONY CORP OF AMERICA | UP-DR80MD | UP-DR80MD | PRINTERS | 1194325-0-CAP |  | 712655 | 2016-11-23 | 2016-11-15 | 34230 | SURGICAL SPECIALTIES | 2016-11-23 | USD |  | Active | UNIVERSITY NEW MEXICO HOSPITAL
98835 | 1421711 | KARL STORZ ENDOSCOPY-AMERICA INC | IMAGE1 S CONNECT | TC 200 EN | VIDEO IMAGE PROCESSORS/ ENDOSCOPIC | 1194325-0-CAP |  | WT754530P | 2016-11-23 | 2016-11-15 | 34230 | SURGICAL SPECIALTIES | 2016-11-23 | USD |  | Active | UNIVERSITY NEW MEXICO HOSPITAL
98324 | 1421500 | AMVEX CORP | VR-PIUD-CMA | VR-PIUD-CMA | REGULATORS/ SUCTION | FOUND |  | VRA05519BG |  | 2017-06-15 | 12455 | NEWBORN ICU | 2016-11-18 | USD |  | Active | UNIVERSITY NEW MEXICO HOSPITAL
98417 | 1400004 | COVIDIEN | PM10N | PM10N | OXIMETERS/ PULSE | 1171935 |  | MBP0007241 | 2017-02-06 | 2017-10-15 | 32040 | NE HEIGHTS CLINIC | 2016-11-16 | USD | 480 | Active | UNIVERSITY NEW MEXICO HOSPITAL
98416 | 1400003 | ROCHE DIAGNOSTIC SYSTEMS INC | COAGUCHEK XS PLUS | COAGUCHEK XS PLUS | ANALYZERS/ POINT-OF-CARE/ WHOLE BLOOD/ COAGULATION | REPLACN98170 |  | UQ00123029 | 2017-02-06 | 2017-02-15 | 34030 | ANTICOAGULATION SERVICES | 2016-11-16 | USD |  | Active | UNIVERSITY NEW MEXICO HOSPITAL
98601 | 1399679 | OLYMPUS AMERICA INC | OEP-4 | OEP-4 | PRINTERS/ VIDEO | 1195218-o-mcap |  | 7657047 | 2016-11-15 | 2016-11-15 | 15060 | ANESTHESIA - BBRP | 2016-11-15 | USD | 4850 | Active | UNIVERSITY NEW MEXICO HOSPITAL
98600 | 1399678 | OLYMPUS AMERICA INC | OTV-SI | OTV-SI | VIDEO IMAGE PROCESSORS/ ENDOSCOPIC | 1195218-o-mcap |  | 7657047 |  | 2016-11-15 | 15060 | ANESTHESIA - BBRP | 2016-11-15 | USD | 6458.8 | Active | UNIVERSITY NEW MEXICO HOSPITAL
98117 | 1420419 | GE HEALTHCARE | TRAM-RAC 4A | TRAM-RAC 4A | RACKS/ MODULE | ACNSWAP95255 |  | E3ST8750G |  | 2016-11-15 | 95700 | CLINICAL ENGINEERING | 2016-11-15 | USD |  | Active | UNIVERSITY NEW MEXICO HOSPITAL
98116 | 1379889 | GE HEALTHCARE | TRAM-RAC 4A | TRAM-RAC 4A | RACKS/ MODULE | ACNSWAP95251 |  | E3ST8751G |  | 2016-11-15 | 95700 | CLINICAL ENGINEERING | 2016-11-15 | USD |  | Active | UNIVERSITY NEW MEXICO HOSPITAL
98415 | 1399646 | ACCUVEIN LLC | AV400 | AV400 | TRANSILLUMINATORS | REPLACN82873 |  | AV16340185 | 2017-02-06 | 2017-02-15 | 12430 | GENERAL PEDIATRICS UNIT | 2016-11-14 | USD | 1600 | Active | UNIVERSITY NEW MEXICO HOSPITAL
98411 | 1399642 | EXERGEN CORP | TAT-5000 | TAT-5000 | THERMOMETERS/ ELECTRONIC/ INFRARED | REPLACN89619 |  | A567942 | 2017-02-03 | 2017-02-15 | 12320 | GENERAL MEDICINE (5-W) | 2016-11-10 | USD |  | Active | UNIVERSITY NEW MEXICO HOSPITAL
98409 | 1399640 | EXERGEN CORP | TAT-5000 | TAT-5000 | THERMOMETERS/ ELECTRONIC/ INFRARED |  |  | A572486 | 2017-02-03 | 2017-02-15 | 12430 | GENERAL PEDIATRICS UNIT | 2016-11-10 | USD |  | Active | UNIVERSITY NEW MEXICO HOSPITAL
98408 | 1399639 | EXERGEN CORP | TAT-5000 | TAT-5000 | THERMOMETERS/ ELECTRONIC/ INFRARED | REPLACN91308 |  | A577774 | 2017-02-03 | 2017-02-15 | 12220 | MED/SURG SUBACUTE (4-E) | 2016-11-10 | USD |  | Active | UNIVERSITY NEW MEXICO HOSPITAL
98414 | 1399645 | TYCO HEALTHCARE GROUP | GENIUS II | GENIUS II | THERMOMETERS/ ELECTRONIC/ INFRARED/ EAR | REPLACN91736 |  | N16581482 | 2017-02-03 | 2017-02-15 | 12130 | TRAUMA/SURGICAL ICU | 2016-11-10 | USD | 130 | Active | UNIVERSITY NEW MEXICO HOSPITAL
98413 | 1399644 | TYCO HEALTHCARE GROUP | GENIUS II | GENIUS II | THERMOMETERS/ ELECTRONIC/ INFRARED/ EAR | REPLACN91159 |  | N16581436 | 2017-02-03 | 2017-02-15 | 12130 | TRAUMA/SURGICAL ICU | 2016-11-10 | USD | 130 | Active | UNIVERSITY NEW MEXICO HOSPITAL
98412 | 1399643 | TYCO HEALTHCARE GROUP | GENIUS II | GENIUS II | THERMOMETERS/ ELECTRONIC/ INFRARED/ EAR | REPLACN95358 |  | N16581512 | 2017-02-03 | 2017-02-15 | 12310 | ADULT ONCOLOGY MED/SURG | 2016-11-10 | USD | 130 | Active | UNIVERSITY NEW MEXICO HOSPITAL
98406 | 1398078 | EXERGEN CORP | TAT-5000 | TAT-5000 | THERMOMETERS/ ELECTRONIC/ INFRARED |  |  | A599664 | 2017-02-03 | 2017-02-15 | 12330 | FAMILY PRACTICE (3-N) | 2016-11-09 | USD |  | Active | UNIVERSITY NEW MEXICO HOSPITAL
93782 | 1477951 | MEDTRONIC INC | KANGAROO EPUMP | KANGAROO EPUMP | PUMPS/ ENTERAL FEEDING |  |  | C15131935 | 2016-11-07 | 2017-11-15 | 12230 | GEN MED/SAC (4-W) | 2016-11-09 | USD | 0.01 | Active | UNIVERSITY NEW MEXICO HOSPITAL
98405 | 1398077 | EXERGEN CORP | TAT-5000 | TAT-5000 | THERMOMETERS/ ELECTRONIC/ INFRARED |  |  | A599713 | 2017-02-03 | 2017-02-15 | 12330 | FAMILY PRACTICE (3-N) | 2016-11-09 | USD |  | Active | UNIVERSITY NEW MEXICO HOSPITAL
98598 | 1399676 | KARL STORZ ENDOSCOPY-AMERICA INC | IMAGE1 S X-LINK | TC301 | VIDEO SYSTEMS/ ENDOSCOPIC | 1196684 |  | YV724230-P | 2017-06-30 | 2018-06-15 | 15000 | OPERATING ROOM | 2016-11-09 | USD |  | Active | UNIVERSITY NEW MEXICO HOSPITAL
98599 | 1399677 | KARL STORZ ENDOSCOPY-AMERICA INC | IMAGE1 S X-LINK | TC301 | VIDEO SYSTEMS/ ENDOSCOPIC | 1196684 |  | YV724230-P | 2017-06-30 | 2018-06-15 | 15000 | OPERATING ROOM | 2016-11-09 | USD |  | Active | UNIVERSITY NEW MEXICO HOSPITAL
98590 | 1399668 | MEDFUSION INC | 3500 | 3500 | INFUSION PUMPS | 1194244 |  | M-8775 | 2017-06-30 | 2018-06-15 | 15055 | ANESTHESIA | 2016-11-03 | USD | 2595 | Active | UNIVERSITY NEW MEXICO HOSPITAL
98591 | 1399669 | MEDFUSION INC | 3500 | 3500 | INFUSION PUMPS | 1194244 |  | M-8773 | 2017-06-28 | 2018-06-15 | 15055 | ANESTHESIA | 2016-11-03 | USD | 2595 | Active | UNIVERSITY NEW MEXICO HOSPITAL
98587 | 1399665 | MEDFUSION INC | 3500 | 3500 | INFUSION PUMPS | 1194244 |  | M-8777 | 2017-06-22 | 2018-06-15 | 15055 | ANESTHESIA | 2016-11-03 | USD | 2595 | Active | UNIVERSITY NEW MEXICO HOSPITAL
98589 | 1399667 | MEDFUSION INC | 3500 | 3500 | INFUSION PUMPS | 1194244 |  | M-8776 | 2017-06-30 | 2018-06-15 | 15055 | ANESTHESIA | 2016-11-03 | USD | 2595 | Active | UNIVERSITY NEW MEXICO HOSPITAL
98585 | 1399663 | MEDFUSION INC | 3500 | 3500 | INFUSION PUMPS | 1194244 |  | M-8771 | 2017-06-21 | 2018-06-15 | 15055 | ANESTHESIA | 2016-11-03 | USD | 2595 | Active | UNIVERSITY NEW MEXICO HOSPITAL
98586 | 1399664 | MEDFUSION INC | 3500 | 3500 | INFUSION PUMPS | 1194244 |  | M-8770 | 2017-06-12 | 2018-06-15 | 15055 | ANESTHESIA | 2016-11-03 | USD | 2595 | Active | UNIVERSITY NEW MEXICO HOSPITAL
98584 | 1399662 | MEDFUSION INC | 3500 | 3500 | INFUSION PUMPS | 1194244 |  | M-8774 | 2017-06-16 | 2018-06-15 | 15055 | ANESTHESIA | 2016-11-03 | USD | 2595 | Active | UNIVERSITY NEW MEXICO HOSPITAL
98588 | 1399666 | MEDFUSION INC | 3500 | 3500 | INFUSION PUMPS | 1194244 |  | M-8772 | 2017-06-28 | 2018-06-15 | 15055 | ANESTHESIA | 2016-11-03 | USD | 2595 | Active | UNIVERSITY NEW MEXICO HOSPITAL
70393 | 1398102 | INTOXIMETERS | ALCO-SENSOR III | ALCO-SENSOR III | ANALYZERS/ POINT-OF-CARE/ BREATH/ ALCOHOL | found |  | 1015584 |  | 2017-10-15 | 34130 | MILAGRO OP OB CLINIC | 2016-11-01 | USD |  | Active | UNIVERSITY NEW MEXICO HOSPITAL
70392 | 1398101 | INTOXIMETERS | ALCO-SENSOR III | ALCO-SENSOR III | ANALYZERS/ POINT-OF-CARE/ BREATH/ ALCOHOL | found |  | 1015642 |  | 2017-10-15 | 34130 | MILAGRO OP OB CLINIC | 2016-11-01 | USD |  | Active | UNIVERSITY NEW MEXICO HOSPITAL
98403 | 1397828 | 3M HEALTH CARE | ATTEST 490 | 490 | STERILIZATION PROCESS INDICATORS | 1191564 |  | 202094 |  | 2017-04-15 | 15005 | OPERATING ROOM - BBRP | 2016-11-01 | USD | 995 | Active | UNIVERSITY NEW MEXICO HOSPITAL
98307 | 1399962 | NELLCOR PURITAN BENNETT INC | PB 980 | 980 | VENTILATORS | 1185108-0-MCAP |  | 35B1600423 | 2017-03-24 | 2017-09-15 | 71510 | PULMONARY SERVICES | 2016-10-31 | USD | 34300 | Active | UNIVERSITY NEW MEXICO HOSPITAL
98306 | 1399961 | NELLCOR PURITAN BENNETT INC | PB 980 | 980 | VENTILATORS | 1185108-0-MCAP |  | 35B1600391 | 2017-03-24 | 2017-09-15 | 71510 | PULMONARY SERVICES | 2016-10-31 | USD | 34300 | Active | UNIVERSITY NEW MEXICO HOSPITAL
98305 | 1399960 | NELLCOR PURITAN BENNETT INC | PB 980 | 980 | VENTILATORS | 1185108-0-MCAP |  | 35B1600448 | 2017-03-24 | 2017-09-15 | 71510 | PULMONARY SERVICES | 2016-10-31 | USD | 34300 | Active | UNIVERSITY NEW MEXICO HOSPITAL
98304 | 1399978 | NELLCOR PURITAN BENNETT INC | PB 980 | 980 | VENTILATORS | 1185108-0-MCAP |  | 35B1600169 | 2017-03-24 | 2017-09-15 | 71510 | PULMONARY SERVICES | 2016-10-31 | USD | 34300 | Active | UNIVERSITY NEW MEXICO HOSPITAL
98303 | 1399977 | NELLCOR PURITAN BENNETT INC | PB 980 | 980 | VENTILATORS | 1185108-0-MCAP |  | 35B1600437 | 2017-05-01 | 2017-09-15 | 71510 | PULMONARY SERVICES | 2016-10-31 | USD | 34300 | Active | UNIVERSITY NEW MEXICO HOSPITAL
98302 | 1399976 | NELLCOR PURITAN BENNETT INC | PB 980 | 980 | VENTILATORS | 1185108-0-MCAP |  | 35B1600465 | 2017-03-28 | 2017-09-15 | 71510 | PULMONARY SERVICES | 2016-10-31 | USD | 34300 | Active | UNIVERSITY NEW MEXICO HOSPITAL
98301 | 1399975 | NELLCOR PURITAN BENNETT INC | PB 980 | 980 | VENTILATORS | 1185108-0-MCAP |  | 35B1600311 | 2017-03-29 | 2017-09-15 | 71510 | PULMONARY SERVICES | 2016-10-31 | USD | 34300 | Active | UNIVERSITY NEW MEXICO HOSPITAL
98300 | 1399974 | NELLCOR PURITAN BENNETT INC | PB 980 | 980 | VENTILATORS | 1185108-0-MCAP |  | 35B1600372 | 2017-03-28 | 2017-09-15 | 71510 | PULMONARY SERVICES | 2016-10-31 | USD | 34300 | Active | UNIVERSITY NEW MEXICO HOSPITAL
98298 | 1399972 | NELLCOR PURITAN BENNETT INC | PB 980 | 980 | VENTILATORS | 1185108-0-MCAP |  | 35B1500354 | 2017-03-28 | 2017-09-15 | 71510 | PULMONARY SERVICES | 2016-10-31 | USD | 34300 | Active | UNIVERSITY NEW MEXICO HOSPITAL
98299 | 1399973 | NELLCOR PURITAN BENNETT INC | PB 980 | 980 | VENTILATORS | 1185108-0-MCAP |  | 35B1600474 | 2017-03-28 | 2017-09-15 | 71510 | PULMONARY SERVICES | 2016-10-31 | USD | 34300 | Active | UNIVERSITY NEW MEXICO HOSPITAL
98296 | 1399971 | NELLCOR PURITAN BENNETT INC | PB 980 | 980 | VENTILATORS | 1185108-0-MCAP |  | 35B1600472 | 2017-03-24 | 2017-09-15 | 71510 | PULMONARY SERVICES | 2016-10-31 | USD | 34300 | Active | UNIVERSITY NEW MEXICO HOSPITAL
98297 | 1399970 | NELLCOR PURITAN BENNETT INC | PB 980 | 980 | VENTILATORS | 1185108-0-MCAP |  | 35B1600450 | 2017-03-28 | 2017-09-15 | 71510 | PULMONARY SERVICES | 2016-10-31 | USD | 34300 | Active | UNIVERSITY NEW MEXICO HOSPITAL
98295 | 1399969 | NELLCOR PURITAN BENNETT INC | PB 980 | 980 | VENTILATORS | 1185108-0-MCAP |  | 35B1600460 | 2017-03-29 | 2017-09-15 | 71510 | PULMONARY SERVICES | 2016-10-31 | USD | 34300 | Active | UNIVERSITY NEW MEXICO HOSPITAL
95734 | 1477932 | NOVACEPT (HOLOGIC) | NOVASURE | NOVASURE | RADIOFREQUENCY THERAPY SYSTEMS/ TISSUE ABLATION | 1194730 |  | 37013J16D0 | 2017-05-01 | 2017-11-15 | 15500 | OSIS OPERATING ROOM | 2016-10-31 | USD | 3554 | Active | UNIVERSITY NEW MEXICO HOSPITAL
95733 | 1477931 | NOVACEPT (HOLOGIC) | NOVASURE | NOVASURE | RADIOFREQUENCY THERAPY SYSTEMS/ TISSUE ABLATION | 1194730 |  | 37014J16D0 | 2017-05-01 | 2017-11-15 | 15500 | OSIS OPERATING ROOM | 2016-10-31 | USD | 3554 | Active | UNIVERSITY NEW MEXICO HOSPITAL
98402 | 1397827 | VITAL SIGNS INC | ENFLOW WARMER | 100 | WARMING UNITS/ BLOOD/SOLUTION | Repl.93845 |  | 60182867 | 2017-06-03 | 2018-06-15 | 15000 | OPERATING ROOM | 2016-10-26 | USD |  | Active | UNIVERSITY NEW MEXICO HOSPITAL
98401 | 1397826 | VITAL SIGNS INC | ENFLOW WARMER | 100 | WARMING UNITS/ BLOOD/SOLUTION | Repl.83574 |  | 60182867 | 2017-06-06 | 2018-06-15 | 15000 | OPERATING ROOM | 2016-10-26 | USD |  | Active | UNIVERSITY NEW MEXICO HOSPITAL
98399 | 1397824 | GE HEALTHCARE | MAC 5500 HD | MAC 5500 HD | ELECTROCARDIOGRAPHS/ MULTICHANNEL | 503556 |  | SKJ16341315PA |  | 2017-12-15 | 54080 | UNMMG - TRUMAN ST. CLINIC | 2016-10-25 | USD |  | Active | UNIVERSITY NEW MEXICO HOSPITAL
98400 | 1397825 | GE HEALTHCARE | MAC 5500 HD | MAC 5500 HD | ELECTROCARDIOGRAPHS/ MULTICHANNEL | 503556 |  | SKJ16341300PA |  | 2017-12-15 | 54080 | UNMMG - TRUMAN ST. CLINIC | 2016-10-25 | USD |  | Active | UNIVERSITY NEW MEXICO HOSPITAL
98397 | 1397822 | TYCO HEALTHCARE GROUP | GENIUS II | GENIUS II | THERMOMETERS/ ELECTRONIC/ INFRARED/ EAR | 1193586 |  | N16503822 |  | 2021-11-15 | 12350 | CRC/CTC (5-E) | 2016-10-24 | USD | 150 | Active | UNIVERSITY NEW MEXICO HOSPITAL
98398 | 1397823 | TYCO HEALTHCARE GROUP | GENIUS II | GENIUS II | THERMOMETERS/ ELECTRONIC/ INFRARED/ EAR | 1193586 |  | N16503692 |  | 2021-11-15 | 12350 | CRC/CTC (5-E) | 2016-10-24 | USD | 150 | Active | UNIVERSITY NEW MEXICO HOSPITAL
98396 | 1397821 | TYCO HEALTHCARE GROUP | GENIUS II | GENIUS II | THERMOMETERS/ ELECTRONIC/ INFRARED/ EAR | 1193583 |  | N16503693 |  | 2021-11-15 | 12310 | ADULT ONCOLOGY MED/SURG | 2016-10-24 | USD |  | Active | UNIVERSITY NEW MEXICO HOSPITAL
98395 | 1397820 | TYCO HEALTHCARE GROUP | GENIUS II | GENIUS II | THERMOMETERS/ ELECTRONIC/ INFRARED/ EAR | 1193583 |  | N16503607 |  | 2021-11-15 | 12310 | ADULT ONCOLOGY MED/SURG | 2016-10-24 | USD | 150 | Active | UNIVERSITY NEW MEXICO HOSPITAL
98385 | 1399997 | RF SURGICAL SYSTEMS INC | RF ASSURE | 200 | COUNTERS/ SPONGE | REPLACN95962 |  | 15C5B | 2017-02-03 | 2017-02-15 | 15000 | OPERATING ROOM | 2016-10-21 | USD |  | Active | UNIVERSITY NEW MEXICO HOSPITAL
98384 | 1399996 | AEROGEN (IRELAND) LTD | AERONEB PRO-X | AERONEB PRO-X | NEBULIZERS/ NONHEATED | FOUND |  | AP-1402820 | 2016-12-21 | 2016-12-15 | 71510 | PULMONARY SERVICES | 2016-10-21 | USD |  | Active | UNIVERSITY NEW MEXICO HOSPITAL
98383 | 1399995 | AEROGEN (IRELAND) LTD | AERONEB PRO-X | AERONEB PRO-X | NEBULIZERS/ NONHEATED | FOUND |  | AP-102395 | 2016-12-21 | 2016-12-15 | 71510 | PULMONARY SERVICES | 2016-10-21 | USD |  | Active | UNIVERSITY NEW MEXICO HOSPITAL
98382 | 1399994 | AEROGEN (IRELAND) LTD | AERONEB PRO-X | AERONEB PRO-X | NEBULIZERS/ NONHEATED | FOUND |  | AP-1402798 | 2016-12-21 | 2016-12-15 | 71510 | PULMONARY SERVICES | 2016-10-21 | USD |  | Active | UNIVERSITY NEW MEXICO HOSPITAL
98002 | 1478483 | MEDTRONIC INC | KANGAROO EPUMP | KANGAROO EPUMP | PUMPS/ ENTERAL FEEDING | 2001118 |  | c15131038 | 2016-10-17 | 2017-11-15 | 12330 | FAMILY PRACTICE (3-N) | 2016-10-20 | USD |  | Active | UNIVERSITY NEW MEXICO HOSPITAL
98377 | 1397896 | WELCH ALLYN INC | GS 777 | 408282 | OPHTHALMOSCOPE/OTOSCOPES | 1185932-0 |  | NONE | 2016-12-21 | 2016-10-15 | 71010 | PEDIATRIC CARDIOLOGY | 2016-10-19 | USD | 452.29 | Active | UNIVERSITY NEW MEXICO HOSPITAL
98376 | 1397895 | WELCH ALLYN INC | GS 777 | 408282 | OPHTHALMOSCOPE/OTOSCOPES | 1185932-0 |  | NONE | 2016-12-21 | 2016-10-15 | 71010 | PEDIATRIC CARDIOLOGY | 2016-10-19 | USD | 452.29 | Active | UNIVERSITY NEW MEXICO HOSPITAL
98375 | 1397894 | WELCH ALLYN INC | GS 777 | 408282 | OPHTHALMOSCOPE/OTOSCOPES | 1185932-0 |  | NONE | 2016-12-21 | 2016-10-15 | 71010 | PEDIATRIC CARDIOLOGY | 2016-10-19 | USD | 452.29 | Active | UNIVERSITY NEW MEXICO HOSPITAL
98374 | 1397893 | WELCH ALLYN INC | GS 777 | 408282 | OPHTHALMOSCOPE/OTOSCOPES | 1185932-0 |  | NONE | 2016-12-21 | 2016-10-15 | 71010 | PEDIATRIC CARDIOLOGY | 2016-10-19 | USD | 452.29 | Active | UNIVERSITY NEW MEXICO HOSPITAL
98172 | 1397889 | COVIDIEN | PM10N | PM10N | OXIMETERS/ PULSE | 1193080 |  | MBP1612196 | 2016-12-21 | 2017-10-15 | 32035 | SE HEIGHTS CLINIC-TEXAS | 2016-10-18 | USD | 525 | Active | UNIVERSITY NEW MEXICO HOSPITAL
98173 | 1397892 | WOODWAY | MEDPRO BARIATRIC | 081151075 | TREADMILLS | 1177926-0-CAP |  | 377941016 | 2017-01-01 | 2018-01-15 | 76015 | REHABILITATION OUTPATIENT 1025 | 2016-10-18 | USD | 14064 | Active | UNIVERSITY NEW MEXICO HOSPITAL
98171 | 1397888 | PHILIPS HEALTHCARE | BILICHEK | BILICHEK | BILIRUBINOMETERS | 1188781 |  | B7772 | 2016-12-21 | 2016-12-15 | 12520 | MOTHER & BABY UNIT (3-E) BBRP | 2016-10-18 | USD | 4262.77 | Active | UNIVERSITY NEW MEXICO HOSPITAL
98350 | 1398153 | MEDELA INC | BABYWEIGH | BABYWEIGH | SCALES/ INFANT | 1186827 |  | 76240 | 2016-11-18 | 2017-11-15 | 12520 | MOTHER & BABY UNIT (3-E) BBRP | 2016-10-14 | USD |  | Active | UNIVERSITY NEW MEXICO HOSPITAL
98009 | 1478093 | GRASON-STADLER INC | TYMPSTAR | TYMPSTAR | ANALYZERS/ PHYSIOLOGIC/ MIDDLE EAR |  |  | GS0065192 | 2016-11-01 | 2017-11-15 | 32040 | NE HEIGHTS CLINIC | 2016-10-12 | USD |  | Active | UNIVERSITY NEW MEXICO HOSPITAL
98012 | 1478096 | GRASON-STADLER INC | TYMPSTAR | TYMPSTAR | ANALYZERS/ PHYSIOLOGIC/ MIDDLE EAR |  |  | GS0060599 |  | 2017-11-15 | 76025 | AUDIOLOGY | 2016-10-12 | USD |  | Active | UNIVERSITY NEW MEXICO HOSPITAL
98011 | 1478095 | GRASON-STADLER INC | TYMPSTAR | TYMPSTAR | ANALYZERS/ PHYSIOLOGIC/ MIDDLE EAR |  |  | GS0065418 |  | 2017-11-15 | 76025 | AUDIOLOGY | 2016-10-12 | USD |  | Active | UNIVERSITY NEW MEXICO HOSPITAL
98010 | 1478094 | GRASON-STADLER INC | TYMPSTAR | TYMPSTAR | ANALYZERS/ PHYSIOLOGIC/ MIDDLE EAR |  |  | GS0065417 | 2016-11-01 | 2017-11-15 | 32040 | NE HEIGHTS CLINIC | 2016-10-12 | USD |  | Active | UNIVERSITY NEW MEXICO HOSPITAL
98169 | 1397886 | ROCHE DIAGNOSTIC SYSTEMS INC | COAGUCHEK XS PLUS | COAGUCHEK XS PLUS | ANALYZERS/ POINT-OF-CARE/ WHOLE BLOOD/ COAGULATION | REPLACN93520 |  | UQ0122173 | 2016-11-16 | 2016-11-15 | 34030 | ANTICOAGULATION SERVICES | 2016-10-12 | USD | 0 | Active | UNIVERSITY NEW MEXICO HOSPITAL
98027 | 1399776 | NIHON KOHDEN (AMERICA) INC | JE-921A | JE-921A | ELECTROENCEPHALOGRAPHS | 1177923-0-cap |  | 12791 | 2016-10-11 | 2017-09-15 | 78010 | NEURODIAGNOSTICS LAB | 2016-10-11 | USD |  | Active | UNIVERSITY NEW MEXICO HOSPITAL
98028 | 1399777 | NIHON KOHDEN (AMERICA) INC | JE-921A | JE-921A | ELECTROENCEPHALOGRAPHS | 1177923-0-cap |  | 12758 | 2016-10-11 | 2017-10-15 | 78010 | NEURODIAGNOSTICS LAB | 2016-10-11 | USD |  | Active | UNIVERSITY NEW MEXICO HOSPITAL
98341 | 1398151 | GE HEALTHCARE | CARESCAPE V100 | 2034803-005 | MONITORS/ PHYSIOLOGIC/ VITAL SIGNS | 1185937 |  | sh616330061sa | 2016-12-01 | 2017-12-15 | 34250 | UROLOGY | 2016-10-10 | USD | 3197.7 | Active | UNIVERSITY NEW MEXICO HOSPITAL
98342 | 1398152 | GE HEALTHCARE | CARESCAPE V100 | 2034803-005 | MONITORS/ PHYSIOLOGIC/ VITAL SIGNS | 1185937 |  | sh616330068sa | 2016-12-01 | 2017-12-15 | 34250 | UROLOGY | 2016-10-10 | USD | 3197.7 | Active | UNIVERSITY NEW MEXICO HOSPITAL
98340 | 1398150 | GE HEALTHCARE | CARESCAPE V100 | 2034803-005 | MONITORS/ PHYSIOLOGIC/ VITAL SIGNS | 303725 |  | sh6166240254sa | 2017-01-01 | 2018-01-15 | 12035 | UPC INPATIENT ADULT SERVICES | 2016-10-10 | USD | 3197.7 | Active | UNIVERSITY NEW MEXICO HOSPITAL
98339 | 1398149 | GE HEALTHCARE | CARESCAPE V100 | 2034803-005 | MONITORS/ PHYSIOLOGIC/ VITAL SIGNS | 303724 |  | sh616240235sa | 2017-01-01 | 2018-01-15 | 12035 | UPC INPATIENT ADULT SERVICES | 2016-10-10 | USD | 3197.7 | Active | UNIVERSITY NEW MEXICO HOSPITAL
98328 | 1478145 | CARL ZEISS INC MICROSCOPY & IMAGING SYSTEMS | OPMI PICO S100 | OPMI PICO S100 | MICROSCOPES/ LIGHT/ OPERATING | 1177860-0-CAP |  | 6811501555 | 2016-12-01 | 2017-12-15 | 34230 | SURGICAL SPECIALTIES CLINIC | 2016-09-29 | USD | 26240.99 | Active | UNIVERSITY NEW MEXICO HOSPITAL
98166 | 1397883 | TYCO HEALTHCARE GROUP | GENIUS II | GENIUS II | THERMOMETERS/ ELECTRONIC/ INFRARED/ EAR | 1187215 |  | N16576773 | 2016-11-16 | 2016-11-15 | 12130 | TRAUMA/SURGICAL ICU | 2016-09-22 | USD | 150 | Active | UNIVERSITY NEW MEXICO HOSPITAL
98112 | 1379885 | GE HEALTHCARE | COROMETRICS 174 | COROMETRICS 174 | MONITORS/ BEDSIDE/ FETAL | 1177292-0-CAP |  | SAS16215791PAS |  | 2017-07-15 | 21015 | ED-NORTH | 2016-09-22 | USD | 8393.76 | Active | UNIVERSITY NEW MEXICO HOSPITAL
98165 | 1397882 | EXERGEN CORP | TAT-5000 | TAT-5000 | THERMOMETERS/ ELECTRONIC/ INFRARED | REPLACN89334 |  | A560609 | 2016-10-12 | 2016-10-15 | 12110 | NEUROSCIENCE ICU | 2016-09-22 | USD | 0 | Active | UNIVERSITY NEW MEXICO HOSPITAL
98163 | 1397880 | EXERGEN CORP | TAT-5000 | TAT-5000 | THERMOMETERS/ ELECTRONIC/ INFRARED | REPLACN89948 |  | A560666 | 2016-10-12 | 2016-10-15 | 12230 | GEN MED/SAC (4-W) | 2016-09-22 | USD | 0 | Active | UNIVERSITY NEW MEXICO HOSPITAL
98162 | 1397818 | EXERGEN CORP | TAT-5000 | TAT-5000 | THERMOMETERS/ ELECTRONIC/ INFRARED | REPLACN73357 |  | A560451 | 2016-10-12 | 2016-10-15 | 12410 | PEDIATRIC SPECIALTY CARE | 2016-09-22 | USD | 0 | Active | UNIVERSITY NEW MEXICO HOSPITAL
98161 | 1397817 | EXERGEN CORP | TAT-5000 | TAT-5000 | THERMOMETERS/ ELECTRONIC/ INFRARED | REPLACN73369 |  | A569547 | 2016-10-12 | 2016-10-15 | 12410 | PEDIATRIC SPECIALTY CARE | 2016-09-22 | USD | 0 | Active | UNIVERSITY NEW MEXICO HOSPITAL
98164 | 1397881 | EXERGEN CORP | TAT-5000 | TAT-5000 | THERMOMETERS/ ELECTRONIC/ INFRARED | REPLACN89994 |  | A549070 | 2016-10-12 | 2016-10-15 | 12320 | GENERAL MEDICINE (5-W) | 2016-09-22 | USD | 0 | Active | UNIVERSITY NEW MEXICO HOSPITAL
98160 | 1397816 | EXERGEN CORP | TAT-5000 | TAT-5000 | THERMOMETERS/ ELECTRONIC/ INFRARED | REPLACN89990 |  | A523260 | 2016-10-12 | 2016-10-15 | 12320 | GENERAL MEDICINE (5-W) | 2016-09-22 | USD | 0 | Active | UNIVERSITY NEW MEXICO HOSPITAL
98159 | 1397815 | EXERGEN CORP | TAT-5000 | TAT-5000 | THERMOMETERS/ ELECTRONIC/ INFRARED | REPLACN83042 |  | A358776 | 2016-10-12 | 2016-10-15 | 12350 | CRC/CTC (5-E) | 2016-09-22 | USD | 0 | Active | UNIVERSITY NEW MEXICO HOSPITAL
98158 | 1397814 | EXERGEN CORP | TAT-5000 | TAT-5000 | THERMOMETERS/ ELECTRONIC/ INFRARED | REPLACN82565 |  | A564661 | 2016-10-12 | 2016-10-15 | 12310 | ADULT ONCOLOGY MED/SURG | 2016-09-22 | USD | 0 | Active | UNIVERSITY NEW MEXICO HOSPITAL
98157 | 1399948 | COOPER SURGICAL INC | CLEAR TONE | CLEAR TONE | FETAL HEART DETECTORS/ ULTRASONIC | 1187471 |  | 2015100003 | 2016-11-16 | 2016-11-15 | 12000 | LABOR AND DELIVERY | 2016-09-21 | USD | 525 | Active | UNIVERSITY NEW MEXICO HOSPITAL
98156 | 1403948 | COOPER SURGICAL INC | CLEAR TONE | CLEAR TONE | FETAL HEART DETECTORS/ ULTRASONIC | 1187471 |  | 2016060017 | 2016-11-16 | 2016-11-15 | 12000 | LABOR AND DELIVERY | 2016-09-21 | USD | 525 | Active | UNIVERSITY NEW MEXICO HOSPITAL
98155 | 1398499 | COOPER SURGICAL INC | CLEAR TONE | CLEAR TONE | FETAL HEART DETECTORS/ ULTRASONIC | 1187471 |  | 2015100085 | 2016-11-16 | 2016-11-15 | 12000 | LABOR AND DELIVERY | 2016-09-21 | USD | 525 | Active | UNIVERSITY NEW MEXICO HOSPITAL
36382 | 36382 | KARL STORZ ENDOSCOPY-AMERICA INC | 11101VN | 11101VN | LARYNGOSCOPES/ FLEXIBLE | 1177656-0-CAP |  | 36382 |  | 2017-12-15 | 34230 | SURGICAL SPECIALTIES CLINIC | 2016-09-20 | USD | 7177.1 | Active | UNIVERSITY NEW MEXICO HOSPITAL
4017732 | 4017732 | KARL STORZ ENDOSCOPY-AMERICA INC | 11101VN | 11101VN | LARYNGOSCOPES/ FLEXIBLE | 1177656-0-CAP |  | 4017732 |  | 2017-12-15 | 34230 | SURGICAL SPECIALTIES CLINIC | 2016-09-20 | USD | 3032.4 | Active | UNIVERSITY NEW MEXICO HOSPITAL
93183 | 1040994 | KARL STORZ ENDOSCOPY-AMERICA INC | C-MAC | 8403 ZX | VIDEO SYSTEMS/ ENDOSCOPIC/ CHIP CAMERA/ LARYNGOSCOPIC INTUBATION | 1177656-0-CAP |  | ST9016 | 2016-12-01 | 2017-12-15 | 34230 | SURGICAL SPECIALTIES CLINIC | 2016-09-20 | USD | 6087.2 | Active | UNIVERSITY NEW MEXICO HOSPITAL
95681 | 14190032 | FUTURE HEALTH CONCEPTS | VHCDWC2424-TL-G-D | VHCDWC2424-TL-G-D | WARMING UNITS/ BLANKET |  |  | 112515-d01 | 2017-06-21 | 2018-06-15 | 15000 | OPERATING ROOM | 2016-09-18 | USD |  | Active | UNIVERSITY NEW MEXICO HOSPITAL
98180 | 1478149 | GE HEALTHCARE | MINI TELEMETRY | 2051254 | TRANSMITTER/RECEIVER SYSTEMS/ECG/ MULTICHANNE | 1175443-0-CAP |  | SGH16176330PAS | 2016-11-22 | 2017-11-15 | 12000 | LABOR AND DELIVERY | 2016-09-16 | USD | 0 | Active | UNIVERSITY NEW MEXICO HOSPITAL
98179 | 1478148 | GE HEALTHCARE | MINI TELEMETRY | 2051254 | TRANSMITTER/RECEIVER SYSTEMS/ECG/ MULTICHANNE | 1175443-0-CAP |  | SGH16186356PAS | 2016-11-21 | 2017-11-15 | 12000 | LABOR AND DELIVERY | 2016-09-16 | USD | 0 | Active | UNIVERSITY NEW MEXICO HOSPITAL
98182 | 1411297 | GE HEALTHCARE | MINI TELEMETRY | 2051254 | TRANSMITTER/RECEIVER SYSTEMS/ECG/ MULTICHANNE | 1175443-0-CAP |  | SGH16186357PAS | 2016-11-22 | 2017-11-15 | 12000 | LABOR AND DELIVERY | 2016-09-16 | USD | 5436.3 | Active | UNIVERSITY NEW MEXICO HOSPITAL
98181 | 1411296 | GE HEALTHCARE | MINI TELEMETRY | 2051254 | TRANSMITTER/RECEIVER SYSTEMS/ECG/ MULTICHANNE | 1175443-0-CAP |  | SGH16176331PAS | 2016-11-21 | 2017-11-15 | 12000 | LABOR AND DELIVERY | 2016-09-16 | USD | 5436.3 | Active | UNIVERSITY NEW MEXICO HOSPITAL
101046 | 1439647 | AMERICAN ORTHOPAEDIC | 0295-200 | 0295-200 | CAST CUTTERS | Found |  | 1133 |  | 2017-06-15 | 12480 | CTH REHAB-ORTHO UNIT | 2016-09-15 | USD |  | Active | UNIVERSITY NEW MEXICO HOSPITAL
2229467 | 2229467 | KARL STORZ ENDOSCOPY-AMERICA INC | 11101VN | 11101VN | LARYNGOSCOPES/ FLEXIBLE | 2001104-0-CAP |  | 2229467 |  | 2017-06-15 | 34230 | SURGICAL SPECIALTIES CLINIC | 2016-09-13 | USD | 6874 | Active | UNIVERSITY NEW MEXICO HOSPITAL
2229736 | 2229736 | KARL STORZ ENDOSCOPY-AMERICA INC | 11101VN | 11101VN | LARYNGOSCOPES/ FLEXIBLE | 1177658-0-CAP |  | 2229736 |  | 2017-12-15 | 34230 | SURGICAL SPECIALTIES CLINIC | 2016-09-13 | USD | 5655.3 | Active | UNIVERSITY NEW MEXICO HOSPITAL
2229694 | 2229694 | KARL STORZ ENDOSCOPY-AMERICA INC | 11101VN | 11101VN | LARYNGOSCOPES/ FLEXIBLE | 1177658-0-CAP |  | 2229694 |  | 2017-12-15 | 34230 | SURGICAL SPECIALTIES CLINIC | 2016-09-13 | USD | 5655.3 | Active | UNIVERSITY NEW MEXICO HOSPITAL
2522056 | 2522056 | OLYMPUS AMERICA INC | BF-IT160 | BF-IT160 | BRONCHOSCOPES | 1170749-0-CAP |  | 2522056 | 2017-02-16 | 2018-02-15 | 15055 | ANESTHESIA | 2016-09-13 | USD | 12144 | Active | UNIVERSITY NEW MEXICO HOSPITAL
84937 | 1199284 | INTOXIMETERS | ALCO-SENSOR III | ALCO-SENSOR III | ANALYZERS/ POINT-OF-CARE/ BREATH/ ALCOHOL | FOUND |  | 1400399 | 2016-10-05 | 2017-10-15 | 60640 | ASAP PRIMARY CARE CLINIC | 2016-09-09 | USD | 0.01 | Active | UNIVERSITY NEW MEXICO HOSPITAL
98152 | 1397664 | GAMBRO AB | PRISMAFLEX | PRISMAFLEX | HEMODIALYSIS UNITS | 1174841-0-CAP |  | PA16433 | 2016-10-12 | 2017-08-15 | 12120 | MEDICAL/CARDIAC ICU | 2016-09-07 | USD | 23120 | Active | UNIVERSITY NEW MEXICO HOSPITAL
98153 | 1397665 | STIHLER ELECTRONIC GMBH | PRISMAFLO 2 | PRISMAFLO 2 | WARMING UNITS/ BLOOD/SOLUTION (FLUID) | 1174841-0-CAP |  | PF2300NA | 2016-10-12 | 2017-08-15 | 12120 | MEDICAL/CARDIAC ICU | 2016-09-07 | USD | 3765 | Active | UNIVERSITY NEW MEXICO HOSPITAL
93750 | 1380299 | SCALE-TRONIX INC | 5122 | 5122 | SCALES/ PATIENT/ PLATFORM/ ELECTRONIC | 2001103 |  | 5122-2003 | 2017-01-25 | 2018-01-15 | 34150 | PEDIATRICS CLINIC | 2016-08-26 | USD | 1799.66 | Active | UNIVERSITY NEW MEXICO HOSPITAL
93749 | 1380298 | HEIDELBERG ENGINEERING INC | Spectralis | Spectralis | SCANNING SYSTEMS/ LASER/ OPTICAL TOMOGRAPHY | 1186680-0-CAP |  | SPEC-CAM-10644-S2610 | 2016-12-01 | 2017-12-15 | 34610 | OPHTHALMOLOGY ON SITE CLINIC | 2016-08-26 | USD | 80000 | Active | UNIVERSITY NEW MEXICO HOSPITAL
95824 | 1478032 | HUNTLEIGH HEALTHCARE LTD | FLEXI DOPPLEX | D930 | FETAL HEART DETECTORS/ ULTRASONIC | 1180003 |  | 930LX0106124-16 | 2016-12-20 | 2016-08-15 | 34130 | MILAGRO OP OB CLINIC | 2016-08-24 | USD | 368.28 | Active | UNIVERSITY NEW MEXICO HOSPITAL
91503 | 1040725 | HEALTHCARE SERVICE AND SUPPLY | ALP 501 | 501 | COMPRESSION UNITS/ INTERMITTENT | 1112213 |  | 11772 | 2016-08-22 | 2016-08-15 | 12510 | WOMEN'S SPECIAL CARE | 2016-08-22 | USD |  | Active | UNIVERSITY NEW MEXICO HOSPITAL
98154 | 1398141 | SIEMENS HEALTHCARE | DCA VANTAGE | DCA VANTAGE | ANALYZERS/ POINT-OF-CARE/ WHOLE BLOOD/ GLUCOSE | REPLACN80724 |  | S032714 | 2016-11-01 | 2017-11-15 | 32055 | 1209 CLINIC | 2016-08-19 | USD |  | Active | UNIVERSITY NEW MEXICO HOSPITAL
95822 | 1478030 | VERATHON INC | BLADDERSCAN (BVI-9400) | BVI-9400 | SCANNING SYSTEMS/ULTRASONIC/DIAGNOSTIC (BIOMED) | 1183558-0-MCAP |  | B4306186 | 2016-10-12 | 2017-08-15 | 12220 | MED/SURG SUBACUTE (4-E) | 2016-08-18 | USD | 11060.5 | Active | UNIVERSITY NEW MEXICO HOSPITAL
98007 | 1478488 | MEDELA INC | SYMPHONY | SYMPHONY | PUMPS/ BREAST | 1179829 |  | 160020 | 2017-04-26 | 2018-04-15 | 12410 | PEDIATRIC SPECIALTY CARE | 2016-08-17 | USD |  | Active | UNIVERSITY NEW MEXICO HOSPITAL
98006 | 1478487 | 3M HEALTH CARE | BAIR HUGGER | 775 | WARMING UNITS/ PATIENT/ FORCED-AIR | 1173145 |  | 92493 | 2016-12-20 | 2017-07-15 | 75025 | RADIOLOGY - INTERVENTIONAL RAD | 2016-08-17 | USD |  | Active | UNIVERSITY NEW MEXICO HOSPITAL
95985 | 1478480 | GE HEALTHCARE | CASE P2 SERIES | CASE P2 SERIES | MONITORING SYSTEMS/ PHYSIOLOGIC/ STRESS EXERCISE | 2001105-0-CAP |  | SNP16310917SA | 2017-01-18 | 2018-01-15 | 71010 | PEDIATRIC CARDIOLOGY | 2016-08-16 | USD | 22639.5 | Active | UNIVERSITY NEW MEXICO HOSPITAL
95986 | 1478481 | GE HEALTHCARE | CASE T2100 | CASE T2100 | TREADMILLS | 2001105-0-CAP |  | SN816310837SA | 2017-01-18 | 2018-01-15 | 71010 | PEDIATRIC CARDIOLOGY | 2016-08-16 | USD | 5730.3 | Active | UNIVERSITY NEW MEXICO HOSPITAL
105138 | 1448067 | Medgraphics | 3L | 192808 | SYRINGES/ PLUNGER/ CALIBRATION | found |  | 99541 |  | 2017-05-15 | 71520 | PULMONARY DIAGNOSTICS | 2016-08-12 | USD |  | Active | UNIVERSITY NEW MEXICO HOSPITAL
95949 | 1478116 | MIDMARK CORP | 625 | 625 | TABLES/ EXAMINATION/TREATMENT | 1180459-0-CAP |  | V1775672 |  | 2017-06-15 | 34655 | DERMATOLOGY CLINIC 1021 MED | 2016-08-10 | USD | 5260.28 | Active | UNIVERSITY NEW MEXICO HOSPITAL
95948 | 1478115 | MIDMARK CORP | 625 | 625 | TABLES/ EXAMINATION/TREATMENT | 1180459-0-CAP |  | V1775775 |  | 2017-06-15 | 34655 | DERMATOLOGY CLINIC 1021 MED | 2016-08-10 | USD | 5260.28 | Active | UNIVERSITY NEW MEXICO HOSPITAL
95947 | 1478114 | MIDMARK CORP | 625 | 625 | TABLES/ EXAMINATION/TREATMENT | 1180459-0-CAP |  | V1775703 |  | 2017-06-15 | 34655 | DERMATOLOGY CLINIC 1021 MED | 2016-08-10 | USD | 5260.28 | Active | UNIVERSITY NEW MEXICO HOSPITAL
95950 | 1379797 | MIDMARK CORP | RITTER 222 | 222-016 | TABLES/ EXAMINATION/TREATMENT | 1176525 |  | V1761682 |  | 2017-06-15 | 34520 | ORTHOPEDICS CLINIC | 2016-08-02 | USD | 3499.85 | Active | UNIVERSITY NEW MEXICO HOSPITAL
95951 | 1379798 | MIDMARK CORP | RITTER 222 | 222-016 | TABLES/ EXAMINATION/TREATMENT | 1176525 |  | V1761637 |  | 2017-06-15 | 34520 | ORTHOPEDICS CLINIC | 2016-08-02 | USD | 3499.85 | Active | UNIVERSITY NEW MEXICO HOSPITAL
95973 | 147847 | MIDMARK CORP | 604 (604-001) | 604 (604-001) | TABLES/ EXAMINATION/TREATMENT | 1700304 |  | V1772538 | 2016-08-01 | 2016-08-15 | 34540 | SPORTS MEDICINE | 2016-08-01 | USD |  | Active | UNIVERSITY NEW MEXICO HOSPITAL
95973 | 1478474 | MIDMARK CORP | 604 (604-001) | 604 (604-001) | TABLES/ EXAMINATION/TREATMENT | 1700304 |  | V1772520 | 2016-08-01 | 2016-08-15 | 34540 | SPORTS MEDICINE | 2016-08-01 | USD |  | Active | UNIVERSITY NEW MEXICO HOSPITAL
95819 | 1478028 | EXERGEN CORP | TAT-5000 | TAT-5000 | THERMOMETERS/ ELECTRONIC/ INFRARED | 1181754 |  | A553715 | 2016-08-10 | 2016-08-15 | 12510 | WOMEN'S SPECIAL CARE | 2016-07-28 | USD | 316 | Active | UNIVERSITY NEW MEXICO HOSPITAL
98569 | 1421513 | DRAEGER MEDICAL INC | VAPOR 2000 ISOFLURANE | VAPOR 2000 | ANESTHESIA UNIT VAPORIZERS | 1166899-0-CAP |  | ASJE-0012 | 2017-01-01 | 2018-01-15 | 15055 | ANESTHESIA | 2016-07-28 | USD |  | Active | UNIVERSITY NEW MEXICO HOSPITAL
98568 | 1421512 | DRAEGER MEDICAL INC | FABIUS MRI | 8607300-11 | ANESTHESIA UNITS | 1166899-0-CAP |  | ASJE-0124 | 2017-06-23 | 2017-12-15 | 15055 | ANESTHESIA | 2016-07-28 | USD | 72284.92 | Active | UNIVERSITY NEW MEXICO HOSPITAL
95818 | 1478027 | HILL-ROM INC | SURETEMP PLUS | SURETEMP PLUS | THERMOMETERS/ ELECTRONIC | 1181384 |  | 16212366 | 2016-08-10 | 2016-08-15 | 12520 | MOTHER & BABY UNIT (3-E) BBRP | 2016-07-28 | USD | 183 | Active | UNIVERSITY NEW MEXICO HOSPITAL
95817 | 1478026 | HILL-ROM INC | SURETEMP PLUS | SURETEMP PLUS | THERMOMETERS/ ELECTRONIC | 1181384 |  | 16211514 | 2016-08-10 | 2016-08-15 | 12520 | MOTHER & BABY UNIT (3-E) BBRP | 2016-07-28 | USD | 183 | Active | UNIVERSITY NEW MEXICO HOSPITAL
83122 | 1096965 | MEDELA INC | 87115 | 87115 | WARMING UNITS/ MULTIPURPOSE | 2000050 |  | 1435478 | 2017-02-10 | 2018-02-15 | 12455 | NEWBORN ICU | 2016-07-21 | USD | 775 | Active | UNIVERSITY NEW MEXICO HOSPITAL
95816 | 1478025 | GE HEALTHCARE | CARESCAPE V100 | 2034803-005 | MONITORS/ PHYSIOLOGIC/ VITAL SIGNS | 1174598 |  | SH616280004SA | 2017-01-19 | 2018-01-15 | 32025 | FAMILY PRACTICE CLINIC | 2016-07-21 | USD | 2795.76 | Active | UNIVERSITY NEW MEXICO HOSPITAL
95813 | 1478022 | DRAEGER MEDICAL INC | D-VAPOR DESFLURANE | D-VAPOR DESFLURANE | ANESTHESIA UNIT VAPORIZERS | CONSIGNMENT |  | ARUM-0101 | 2017-01-05 | 2018-01-15 | 15055 | ANESTHESIA | 2016-07-19 | USD |  | Active | UNIVERSITY NEW MEXICO HOSPITAL
95812 | 1478021 | DRAEGER MEDICAL INC | PERSEUS A500 | MK06000 | ANESTHESIA UNITS | 1166899-0-CAP |  | ASJE-0047 | 2017-06-30 | 2018-06-15 | 15060 | ANESTHESIA - BBRP | 2016-07-19 | USD | 69076.04 | Active | UNIVERSITY NEW MEXICO HOSPITAL
95814 | 1478023 | DRAEGER MEDICAL INC | VAPOR 2000 SEVOFLURANE | VAPOR 2000 (M35170) | ANESTHESIA UNIT VAPORIZERS | CONSIGNMENT |  | ARPC-0063 | 2017-01-01 | 2018-01-15 | 15055 | ANESTHESIA | 2016-07-19 | USD |  | Active | UNIVERSITY NEW MEXICO HOSPITAL
95815 | 1478024 | GE MEDICAL SYSTEMS INFORMATION TECHNOLOGIES MONITORING DIV | PRN-50M | PRN-50M | PRINTERS | UNKNOWN |  | A1993551 | 2016-12-20 | 2016-12-15 | 15005 | OPERATING ROOM - BBRP | 2016-07-19 | USD |  | Active | UNIVERSITY NEW MEXICO HOSPITAL
95811 | 1478020 | VERATHON INC | BLADDERSCAN (BVI-9400) | BVI-9400 | SCANNING SYSTEMS/ULTRASONIC/DIAGNOSTIC (BIOMED) | 1178035-0-CAP |  | B4305854 | 2016-07-01 | 2017-07-15 | 34315 | CLINICAL NEUROSCIENCE CENTER | 2016-07-15 | USD | 10960.5 | Active | UNIVERSITY NEW MEXICO HOSPITAL
95731 | 1478019 | ABBOTT | I-STAT 1 | I-STAT 1 | ANALYZERS/ POINT-OF-CARE/ WHOLE BLOOD/ GLUCOSE | REPLACN68233 |  | 332220 | 2016-07-20 | 2016-07-15 | 21020 | PEDIATRIC EMERGENCY DEPARTMENT | 2016-07-14 | USD | 2100 | Active | UNIVERSITY NEW MEXICO HOSPITAL
95809 | 1478017 | GAMBRO AB | PRISMAFLEX | PRISMAFLEX | HEMODIALYSIS UNITS | 1174842-0-CAP |  | PA16576 | 2016-07-01 | 2017-07-15 | 12130 | TRAUMA/SURGICAL ICU | 2016-07-12 | USD | 23120 | Active | UNIVERSITY NEW MEXICO HOSPITAL
95810 | 1478018 | STIHLER ELECTRONIC GMBH | PRISMAFLO 2 | PRISMAFLO 2 | WARMING UNITS/ BLOOD/SOLUTION (FLUID) | 1174842-0-CAP |  | E02135 | 2016-07-01 | 2017-07-15 | 12130 | TRAUMA/SURGICAL ICU | 2016-07-12 | USD | 3765 | Active | UNIVERSITY NEW MEXICO HOSPITAL
95747 | 1477958 | GE HEALTHCARE | PANDA IRES | PANDA IRES | WARMING UNITS/ PATIENT/ RADIANT/ INFANT | 2001061-0-CAP |  | PBWV60252 | 2016-11-23 | 2017-11-15 | 12000 | LABOR AND DELIVERY | 2016-07-08 | USD | 15759.41 | Active | UNIVERSITY NEW MEXICO HOSPITAL
95718 | 1477924 | SUMMIT DOPPLER SYSTEMS INC | LIFEDOP L250 | LIFEDOP L250 | BLOOD-FLOW DETECTORS/ ULTRASONIC | 1178933 |  | 201600016 | 2016-07-20 | 2016-07-15 | 32040 | NE HEIGHTS CLINIC | 2016-07-06 | USD | 730.25 | Active | UNIVERSITY NEW MEXICO HOSPITAL
95720 | 1477926 | INTERNATIONAL TECHNIDYNE CORP | HEMOCHRON SIGNATURE ELITE | HEMOCHRON SIGNATURE | ANALYZERS/ POINT-OF-CARE/ WHOLE BLOOD/ HEMATOLOGY | 1174633-0-CAP |  | SE11774 | 2016-07-20 | 2016-07-15 | 12210 | CORONARY CARE SUBACUTE | 2016-07-06 | USD | 6500 | Active | UNIVERSITY NEW MEXICO HOSPITAL
95717.D | 1477923 | SUMMIT DOPPLER SYSTEMS INC | LIFEDOP L250 | LIFEDOP L250 | BLOOD-FLOW DETECTORS/ ULTRASONIC | 1178933 |  | 2016020022 | 2016-07-20 | 2016-07-15 | 32040 | NE HEIGHTS CLINIC | 2016-07-06 | USD | 730.25 | Active | UNIVERSITY NEW MEXICO HOSPITAL
95730 | 1478016 | MEDFUSION INC | 3500 | 3500 | INFUSION PUMPS | 1179600 |  | M-8608 | 2017-05-19 | 2018-05-15 | 15510 | OSIS PACU | 2016-07-06 | USD | 3377.04 | Active | UNIVERSITY NEW MEXICO HOSPITAL
95723 | 1477929 | SCOTTCARE CORP | ABP320 | ABP320 | SPHYGMOMANOMETERS/ ELECTRONIC | 1177285 |  | SC0359 | 2016-10-01 | 2017-10-15 | 71030 | HEART STATION | 2016-07-06 | USD | 2103.75 | Active | UNIVERSITY NEW MEXICO HOSPITAL
95724 | 1478010 | DRAEGER MEDICAL INC | VAPOR 2000 SEVOFLURANE | VAPOR 2000 (M35170) | ANESTHESIA UNIT VAPORIZERS | REPLACN95724 |  | ARPF-1058 | 2017-01-01 | 2018-01-15 | 15515 | OSIS ANESTHESIA | 2016-07-06 | USD | 0 | Active | UNIVERSITY NEW MEXICO HOSPITAL
95722 | 1477928 | SCOTTCARE CORP | ABP320 | ABP320 | SPHYGMOMANOMETERS/ ELECTRONIC | 1177285 |  | CD0986 | 2016-10-01 | 2017-10-15 | 71030 | HEART STATION | 2016-07-06 | USD | 2103.75 | Active | UNIVERSITY NEW MEXICO HOSPITAL
95721 | 1477927 | SCOTTCARE CORP | ABP320 | ABP320 | SPHYGMOMANOMETERS/ ELECTRONIC | 1177285 |  | CD0665 | 2016-10-27 | 2017-10-15 | 71030 | HEART STATION | 2016-07-06 | USD | 2103.75 | Active | UNIVERSITY NEW MEXICO HOSPITAL
95729 | 1478015 | ABBOTT | I-STAT 1 | I-STAT 1 | ANALYZERS/ POINT-OF-CARE/ WHOLE BLOOD/ GLUCOSE | REPLACN95275 |  | 374455 | 2016-07-06 | 2016-07-15 | 70071 | LIFEGUARD-ROTOR | 2016-07-06 | USD | 10335.03 | Reactivated | UNIVERSITY NEW MEXICO HOSPITAL
95728 | 1478014 | COVIDIEN | PM10N | PM10N | OXIMETERS/ PULSE | 1180131 |  | MBP1612517 | 2016-10-05 | 2017-10-15 | 32030 | UNM LOBOCARE CLINIC | 2016-07-06 | USD | 525 | Active | UNIVERSITY NEW MEXICO HOSPITAL
95727 | 1478013 | COVIDIEN | PM10N | PM10N | OXIMETERS/ PULSE | 1180131 |  | MBP1612578 | 2016-10-05 | 2017-10-15 | 32030 | UNM LOBOCARE CLINIC | 2016-07-06 | USD | 525 | Active | UNIVERSITY NEW MEXICO HOSPITAL
95726 | 1478012 | COVIDIEN | PM10N | PM10N | OXIMETERS/ PULSE | 1180131 |  | MBP1612522 | 2016-10-05 | 2017-10-15 | 32030 | UNM LOBOCARE CLINIC | 2016-07-06 | USD | 525 | Active | UNIVERSITY NEW MEXICO HOSPITAL
95725 | 1478011 | GE HEALTHCARE | CARESCAPE V100 | 2034803-005 | MONITORS/ PHYSIOLOGIC/ VITAL SIGNS | 1177590 |  | SH616250003SA | 2017-07-20 | 2017-10-15 | 32030 | UNM LOBOCARE CLINIC | 2016-07-06 | USD | 3298.96 | Active | UNIVERSITY NEW MEXICO HOSPITAL
95801 | 1477944 | OLYMPUS AMERICA INC ENDOSCOPY GROUP | EVIS EXERA III CV-190 | EVIS EXERA III CV-190 | VIDEO IMAGE PROCESSORS/ ENDOSCOPIC | 1179168-0-CAP |  | 7620601 |  | 2017-02-15 | 70010 | DIGESTIVE DISEASE PROCEDURES | 2016-07-05 | USD | 24206 | Active | UNIVERSITY NEW MEXICO HOSPITAL
95804 | 1477947 | OLYMPUS AMERICA INC ENDOSCOPY GROUP | EVIS EXERA III CV-190 | EVIS EXERA III CV-190 | VIDEO IMAGE PROCESSORS/ ENDOSCOPIC | 1179168-0-CAP |  | 7620602 |  | 2017-02-15 | 70010 | DIGESTIVE DISEASE PROCEDURES | 2016-07-05 | USD | 24206 | Active | UNIVERSITY NEW MEXICO HOSPITAL
95803 | 1477946 | OLYMPUS AMERICA INC | OEV-262H | OEV-262H | MONITORS/ MEDICAL GRADE DISPLAY | 1179168-0-CAP |  | 7642625 |  | 2017-02-15 | 70010 | DIGESTIVE DISEASE PROCEDURES | 2016-07-05 | USD | 7780.5 | Active | UNIVERSITY NEW MEXICO HOSPITAL
95805 | 1477948 | OLYMPUS AMERICA INC | EVIS EXERA III CLV-190 | EVIS EXERA III CLV-190 | LIGHT SOURCES/ FIBEROPTIC | 1179168-0-CAP |  | 7667654 | 2017-02-07 | 2018-02-15 | 70010 | DIGESTIVE DISEASE PROCEDURES | 2016-07-05 | USD | 13923 | Active | UNIVERSITY NEW MEXICO HOSPITAL
95802 | 1477945 | OLYMPUS AMERICA INC | EVIS EXERA III CLV-190 | EVIS EXERA III CLV-190 | LIGHT SOURCES/ FIBEROPTIC | 1179168-0-CAP |  | 7667653 | 2017-02-07 | 2018-02-15 | 70010 | DIGESTIVE DISEASE PROCEDURES | 2016-07-05 | USD | 13923 | Active | UNIVERSITY NEW MEXICO HOSPITAL
| 1478135 | FLUKE BIOMEDICAL CORP | PROSIM 4 | PROSIM 4 | SIMULATORS/ MULTIPARAMETER |  |  | 3555005 | 2017-03-21 | 2018-03-15 | 95700 | CLINICAL ENGINEERING | 2016-07-05 | USD |  | Active | UNIVERSITY NEW MEXICO HOSPITAL
95792 | 1477996 | STRYKER CORP | SMARTPUMP DUAL | 5920011000 | TOURNIQUETS/ PNEUMATIC/ AUTOMATIC ROTATING | 1180637-0-CAP |  | 1611300273 | 2017-05-19 | 2018-05-15 | 15500 | OSIS OPERATING ROOM | 2016-07-01 | USD | 9616.67 | Active | UNIVERSITY NEW MEXICO HOSPITAL
95791 | 1477995 | STRYKER CORP | SMARTPUMP DUAL | 5920011000 | TOURNIQUETS/ PNEUMATIC/ AUTOMATIC ROTATING | 1180637-0-CAP |  | 1611300253 | 2017-05-19 | 2018-05-15 | 15500 | OSIS OPERATING ROOM | 2016-07-01 | USD | 9616.67 | Active | UNIVERSITY NEW MEXICO HOSPITAL
95790 | 1477994 | STRYKER CORP | SMARTPUMP DUAL | 5920011000 | TOURNIQUETS/ PNEUMATIC/ AUTOMATIC ROTATING | 1180637-0-CAP |  | 1611300123 | 2017-05-19 | 2018-05-15 | 15500 | OSIS OPERATING ROOM | 2016-07-01 | USD | 9616.67 | Active | UNIVERSITY NEW MEXICO HOSPITAL
95787 | 1477991 | STRYKER CORP | SMARTPUMP DUAL | 5920011000 | TOURNIQUETS/ PNEUMATIC/ AUTOMATIC ROTATING | 1180637-0-CAP |  | 1611300283 | 2017-05-22 | 2018-05-15 | 15500 | OSIS OPERATING ROOM | 2016-07-01 | USD | 9616.67 | Active | UNIVERSITY NEW MEXICO HOSPITAL
95785 | 1477989 | STRYKER CORP | SMARTPUMP DUAL | 5920011000 | TOURNIQUETS/ PNEUMATIC/ AUTOMATIC ROTATING | 1180637-0-CAP |  | 1611300243 | 2017-05-19 | 2018-05-15 | 15500 | OSIS OPERATING ROOM | 2016-07-01 | USD | 9616.67 | Active | UNIVERSITY NEW MEXICO HOSPITAL
95781 | 1477985 | STRYKER CORP | SMARTPUMP DUAL | 5920011000 | TOURNIQUETS/ PNEUMATIC/ AUTOMATIC ROTATING | 1180637-0-CAP |  | 1611300233 | 2017-05-19 | 2018-05-15 | 15500 | OSIS OPERATING ROOM | 2016-07-01 | USD | 9616.67 | Active | UNIVERSITY NEW MEXICO HOSPITAL
95793 | 1477997 | STRYKER CORP | SMARTPUMP DUAL | 5920011000 | TOURNIQUETS/ PNEUMATIC/ AUTOMATIC ROTATING | 1180637-0-CAP |  | 1611300193 | 2017-06-09 | 2017-10-15 | 15005 | OPERATING ROOM - BBRP | 2016-07-01 | USD | 9616.67 | Active | UNIVERSITY NEW MEXICO HOSPITAL
95789 | 1477993 | STRYKER CORP | SMARTPUMP DUAL | 5920011000 | TOURNIQUETS/ PNEUMATIC/ AUTOMATIC ROTATING | 1180637-0-CAP |  | 1611300133 | 2017-06-09 | 2017-10-15 | 15005 | OPERATING ROOM - BBRP | 2016-07-01 | USD | 9616.67 | Active | UNIVERSITY NEW MEXICO HOSPITAL
95784 | 1477988 | STRYKER CORP | SMARTPUMP DUAL | 5920011000 | TOURNIQUETS/ PNEUMATIC/ AUTOMATIC ROTATING | 1180637-0-CAP |  | 1611300173 | 2016-11-15 | 2017-10-15 | 15005 | OPERATING ROOM - BBRP | 2016-07-01 | USD | 9616.67 | Active | UNIVERSITY NEW MEXICO HOSPITAL
95779 | 1477983 | STRYKER CORP | SMARTPUMP DUAL | 5920011000 | TOURNIQUETS/ PNEUMATIC/ AUTOMATIC ROTATING | 1180637-0-CAP |  | 1611300113 | 2016-11-15 | 2017-10-15 | 15005 | OPERATING ROOM - BBRP | 2016-07-01 | USD | 9616.67 | Active | UNIVERSITY NEW MEXICO HOSPITAL
95788 | 1477992 | STRYKER CORP | SMARTPUMP DUAL | 5920011000 | TOURNIQUETS/ PNEUMATIC/ AUTOMATIC ROTATING | 1180637-0-CAP |  | 1611300163 | 2017-06-06 | 2018-06-15 | 15000 | OPERATING ROOM | 2016-07-01 | USD | 9616.67 | Active | UNIVERSITY NEW MEXICO HOSPITAL
95786 | 1477990 | STRYKER CORP | SMARTPUMP DUAL | 5920011000 | TOURNIQUETS/ PNEUMATIC/ AUTOMATIC ROTATING | 1180637-0-CAP |  | 1611300223 | 2017-06-06 | 2018-06-15 | 15000 | OPERATING ROOM | 2016-07-01 | USD | 9616.67 | Active | UNIVERSITY NEW MEXICO HOSPITAL
95783 | 1477987 | STRYKER CORP | SMARTPUMP DUAL | 5920011000 | TOURNIQUETS/ PNEUMATIC/ AUTOMATIC ROTATING | 1180637-0-CAP |  | 1611300203 | 2017-06-06 | 2018-06-15 | 15000 | OPERATING ROOM | 2016-07-01 | USD | 9616.67 | Active | UNIVERSITY NEW MEXICO HOSPITAL
95782 | 1477986 | STRYKER CORP | SMARTPUMP DUAL | 5920011000 | TOURNIQUETS/ PNEUMATIC/ AUTOMATIC ROTATING | 1180637-0-CAP |  | 1611300153 | 2017-06-30 | 2018-06-15 | 15000 | OPERATING ROOM | 2016-07-01 | USD | 9616.67 | Active | UNIVERSITY NEW MEXICO HOSPITAL
95780 | 1477984 | STRYKER CORP | SMARTPUMP DUAL | 5920011000 | TOURNIQUETS/ PNEUMATIC/ AUTOMATIC ROTATING | 1180637-0-CAP |  | 1611300213 | 2017-06-29 | 2018-06-15 | 15000 | OPERATING ROOM | 2016-07-01 | USD | 9616.67 | Active | UNIVERSITY NEW MEXICO HOSPITAL
95778 | 1477982 | STRYKER CORP | SMARTPUMP DUAL | 5920011000 | TOURNIQUETS/ PNEUMATIC/ AUTOMATIC ROTATING | 1180637-0-CAP |  | 1611300143 | 2017-06-06 | 2018-06-15 | 15000 | OPERATING ROOM | 2016-07-01 | USD | 9616.67 | Active | UNIVERSITY NEW MEXICO HOSPITAL
95777 | 1477981 | STRYKER CORP | SMARTPUMP DUAL | 5920011000 | TOURNIQUETS/ PNEUMATIC/ AUTOMATIC ROTATING | 1180637-0-CAP |  | 1610514403 | 2017-06-30 | 2018-06-15 | 15000 | OPERATING ROOM | 2016-07-01 | USD | 9616.67 | Active | UNIVERSITY NEW MEXICO HOSPITAL
95776 | 1477980 | STRYKER CORP | SMARTPUMP DUAL | 5920011000 | TOURNIQUETS/ PNEUMATIC/ AUTOMATIC ROTATING | 1180637-0-CAP |  | 1611300183 | 2017-06-06 | 2018-06-15 | 15000 | OPERATING ROOM | 2016-07-01 | USD | 9616.67 | Active | UNIVERSITY NEW MEXICO HOSPITAL
98021 | 1419029 | FUTURE HEALTH CONCEPTS | VHCDWC2424-TL-G-D | VHCDWC2424-TL-G-D | WARMING UNITS/ BLANKET | FOUND |  | 112415-D-10 | 2017-06-28 | 2018-06-15 | 15000 | OPERATING ROOM | 2016-06-30 | USD |  | Active | UNIVERSITY NEW MEXICO HOSPITAL
95311 | 1477972 | BIODEX MEDICAL SYSTEMS INC | PULMONEX II DOUBLE CART | PULMONEX II DOUBLE C | XENON SYSTEMS | 1177855-0-CAP |  | 16061359 | 2017-01-01 | 2018-01-15 | 75045 | RADIOLOGY - NUCLEAR MED | 2016-06-28 | USD | 8950 | Active | UNIVERSITY NEW MEXICO HOSPITAL
NA | 1478001 | FLUKE BIOMEDICAL CORP | 287 | 287 | DIGITAL MULTIMETERS | 6000377120 |  | 35280116 | 2016-06-28 | 2017-06-15 | 95700 | CLINICAL ENGINEERING | 2016-06-28 | USD |  | Active | UNIVERSITY NEW MEXICO HOSPITAL
NA | 1478000 | FLUKE BIOMEDICAL CORP | 287 | 287 | DIGITAL MULTIMETERS | 6000377120 |  | 35280120 | 2017-03-22 | 2018-03-15 | 95700 | CLINICAL ENGINEERING | 2016-06-28 | USD |  | Active | UNIVERSITY NEW MEXICO HOSPITAL
95309 | 1477970 | SIEMENS HEALTHCARE | DCA VANTAGE | DCA VANTAGE | ANALYZERS/ POINT-OF-CARE/ WHOLE BLOOD/ GLUCOSE | REPLACN80725 |  | S008049 | 2017-01-01 | 2018-01-15 | 30030 | CTH OUTPATIENT CLINIC | 2016-06-28 | USD |  | Active | UNIVERSITY NEW MEXICO HOSPITAL
95717 | 1477922 | TERUMO MEDICAL CORP | CDI 500 | CDI 500 | MONITORS/ BEDSIDE/ BLOOD GAS | REPLACN84377 |  | 7066 | 2017-06-30 | 2018-06-15 | 70050 | ECMO | 2016-06-27 | USD |  | Active | UNIVERSITY NEW MEXICO HOSPITAL
95745 | 1477956 | HITACHI ALOKA MEDICAL, LTD. | PROSOUND | F75 | SCANNING SYSTEMS/ULTRASONIC/DIAGNOSTIC(365) | 1178030-0-CAP |  | 204l2889 | 2017-06-30 | 2018-06-15 | 70020 | ENDOSCOPY CENTER | 2016-06-27 | USD | 227390 | Active | UNIVERSITY NEW MEXICO HOSPITAL
95712 | 1477918 | DRAEGER MEDICAL INC | PERSEUS A500 | MK06000 | ANESTHESIA UNITS | 1166899-0-CAP |  | ASJE-0046 | 2017-06-26 | 2018-06-15 | 15055 | ANESTHESIA | 2016-06-26 | USD | 69076.04 | Active | UNIVERSITY NEW MEXICO HOSPITAL
95714 | 1477920 | DRAEGER MEDICAL INC | VAPOR 2000 SEVOFLURANE | VAPOR 2000 (M35170) | ANESTHESIA UNIT VAPORIZERS | CONSIGNMENT |  | ARXA-0166 | 2017-01-04 | 2018-01-15 | 15055 | ANESTHESIA | 2016-06-26 | USD |  | Active | UNIVERSITY NEW MEXICO HOSPITAL
95715 | 1477921 | GE MEDICAL SYSTEMS INFORMATION TECHNOLOGIES MONITORING DIV | PRN-50M | PRN-50M | PRINTERS | UNKNOWN |  | A1993536 | 2016-12-20 | 2016-12-15 | 15055 | ANESTHESIA | 2016-06-26 | USD |  | Active | UNIVERSITY NEW MEXICO HOSPITAL
101653 | 1449551 | Medgraphics | 3L | 192808 | SYRINGES/ PLUNGER/ CALIBRATION |  |  | 114816 |  | 2017-03-15 | 71520 | PULMONARY DIAGNOSTICS | 2016-06-24 | USD |  | Active | UNIVERSITY NEW MEXICO HOSPITAL
101652 | 1449550 | Medgraphics | 3L | 192808 | SYRINGES/ PLUNGER/ CALIBRATION |  |  | 114816 |  | 2017-03-15 | 71520 | PULMONARY DIAGNOSTICS | 2016-06-24 | USD |  | Active | UNIVERSITY NEW MEXICO HOSPITAL
95304 | 1478435 | KARL STORZ ENDOSCOPY-AMERICA INC | TELEPACK X | 20045020 | VIDEO IMAGE PROCESSORS/ ENDOSCOPIC | 1177655-0-CAP |  | OT4187 | 2016-06-24 | 2016-06-15 | 34230 | SURGICAL SPECIALTIES CLINIC | 2016-06-24 | USD | 15659 | Active | UNIVERSITY NEW MEXICO HOSPITAL
95299 | 1478430 | PHILIPS HEALTHCARE | V60 | V60 | VENTILATORS | 1175347-0-CAP |  | 100187583 | 2016-09-22 | 2017-09-15 | 71510 | PULMONARY SERVICES | 2016-06-23 | USD | 12543.69 | Active | UNIVERSITY NEW MEXICO HOSPITAL
98943 | 1439740 | Medgraphics | 3L | 192808 | SYRINGES/ PLUNGER/ CALIBRATION |  |  | 114057 |  | 2017-03-15 | 71520 | PULMONARY DIAGNOSTICS | 2016-06-23 | USD |  | Active | UNIVERSITY NEW MEXICO HOSPITAL
95298 | 1478329 | PHILIPS HEALTHCARE | V60 | V60 | VENTILATORS | 1175347-0-CAP |  | 100187218 | 2016-09-22 | 2017-09-15 | 71510 | PULMONARY SERVICES | 2016-06-23 | USD | 12543.69 | Active | UNIVERSITY NEW MEXICO HOSPITAL
95297 | 1478328 | PHILIPS HEALTHCARE | V60 | V60 | VENTILATORS | 1175347-0-CAP |  | 100187217 | 2016-10-05 | 2017-09-15 | 71510 | PULMONARY SERVICES | 2016-06-23 | USD | 12543.69 | Active | UNIVERSITY NEW MEXICO HOSPITAL
95711 | 1477917 | SIEMENS HEALTHCARE | DCA VANTAGE | DCA VANTAGE | ANALYZERS/ POINT-OF-CARE/ WHOLE BLOOD/ GLUCOSE | 303655 |  | S056998 | 2017-01-01 | 2017-01-15 | 12035 | UPC INPATIENT ADULT SERVICES | 2016-06-23 | USD | 0 | Active | UNIVERSITY NEW MEXICO HOSPITAL
95379 | 1477589 | AMVEX CORP | VACUUM REGULATOR | VACUUM REGULATOR | REGULATORS/ SUCTION | FOUND |  | VRA05391BG |  | 2017-06-15 | 12120 | MEDICAL/CARDIAC ICU | 2016-06-21 | USD | 0 | Active | UNIVERSITY NEW MEXICO HOSPITAL
95378 | 1477588 | AMVEX CORP | VACUUM REGULATOR | VACUUM REGULATOR | REGULATORS/ SUCTION | FOUND |  | VRA05313BG |  | 2017-06-15 | 12430 | GENERAL PEDIATRICS UNIT | 2016-06-21 | USD | 0 | Active | UNIVERSITY NEW MEXICO HOSPITAL
95710 | 1477916 | AMBU INC | AVIEW | AVIEW | LARYNGOSCOPES | 1178304 |  | AM15900364 | 2016-07-19 | 2016-07-15 | 71510 | PULMONARY SERVICES | 2016-06-16 | USD | 1467.9 | Active | UNIVERSITY NEW MEXICO HOSPITAL
95643 | 1477915 | AMBU INC | AVIEW | AVIEW | LARYNGOSCOPES | 1178304 |  | AM15900358 | 2016-07-19 | 2016-07-15 | 71510 | PULMONARY SERVICES | 2016-06-16 | USD | 1467.9 | Active | UNIVERSITY NEW MEXICO HOSPITAL
95642 | 1477914 | AMBU INC | AVIEW | AVIEW | LARYNGOSCOPES | 1178304 |  | AM15900365 | 2016-07-19 | 2016-07-15 | 71510 | PULMONARY SERVICES | 2016-06-16 | USD | 1467.9 | Active | UNIVERSITY NEW MEXICO HOSPITAL
95641 | 1477913 | AMVEX CORP | VR-CIUT-CMA | VR-CIUT-CMA | REGULATORS/ SUCTION | 2001044 |  | VRA08572AP | 2016-08-10 | 2016-08-15 | 12015 | PEDIATRIC INFUSION UNIT PIU | 2016-06-16 | USD | 287.55 | Active | UNIVERSITY NEW MEXICO HOSPITAL
95640 | 1477912 | AMVEX CORP | VR-CIUT-CMA | VR-CIUT-CMA | REGULATORS/ SUCTION | 2001044 |  | VRA08571AP | 2016-08-10 | 2016-08-15 | 12015 | PEDIATRIC INFUSION UNIT PIU | 2016-06-16 | USD | 287.55 | Active | UNIVERSITY NEW MEXICO HOSPITAL
98641 | 1421558 | Medgraphics | 3L | 192808 | SYRINGES/ PLUNGER/ CALIBRATION |  |  | 112355 |  | 2017-01-15 | 71520 | PULMONARY DIAGNOSTICS | 2016-06-15 | USD |  | Active | UNIVERSITY NEW MEXICO HOSPITAL
95921 | 1478142 | KARL STORZ ENDOSCOPY-AMERICA INC | XENON 300(20133120-1) | XENON 300(20133120-1 | LIGHT SOURCES/ FIBEROPTIC |  |  | WZ0665298 |  | 2017-12-15 | 15000 | OPERATING ROOM | 2016-06-15 | USD |  | Active | UNIVERSITY NEW MEXICO HOSPITAL
95639 | 1477911 | EXERGEN CORP | TAT-5000 | TAT-5000 | THERMOMETERS/ ELECTRONIC/ INFRARED | REPLACN91127 |  | A547999 | 2016-06-22 | 2016-06-15 | 15045 | PACU - BBRP | 2016-06-15 | USD |  | Active | UNIVERSITY NEW MEXICO HOSPITAL
95638 | 1477910 | EXERGEN CORP | TAT-5000 | TAT-5000 | THERMOMETERS/ ELECTRONIC/ INFRARED | REPLACN91007 |  | A548813 | 2016-06-22 | 2016-06-15 | 72040 | I/P HEMODIALYSIS | 2016-06-15 | USD |  | Active | UNIVERSITY NEW MEXICO HOSPITAL
95637 | 1477859 | EXERGEN CORP | TAT-5000 | TAT-5000 | THERMOMETERS/ ELECTRONIC/ INFRARED | REPLACN91280 |  | A550792 | 2016-06-22 | 2016-06-15 | 12340 | SURGICAL SPECIALITY UNIT (4-S) | 2016-06-15 | USD |  | Active | UNIVERSITY NEW MEXICO HOSPITAL
95636 | 1477858 | EXERGEN CORP | TAT-5000 | TAT-5000 | THERMOMETERS/ ELECTRONIC/ INFRARED | REPLACN84825 |  | A547261 | 2016-06-22 | 2016-06-15 | 12230 | GEN MED/SAC (4-W) | 2016-06-15 | USD |  | Active | UNIVERSITY NEW MEXICO HOSPITAL
95635 | 1477857 | EXERGEN CORP | TAT-5000 | TAT-5000 | THERMOMETERS/ ELECTRONIC/ INFRARED | REPLACN84815 |  | A548844 | 2016-06-22 | 2016-06-15 | 12230 | GEN MED/SAC (4-W) | 2016-06-15 | USD |  | Active | UNIVERSITY NEW MEXICO HOSPITAL
95634 | 1477856 | EXERGEN CORP | TAT-5000 | TAT-5000 | THERMOMETERS/ ELECTRONIC/ INFRARED | REPLACN89388 |  | A547805 | 2016-06-22 | 2016-06-15 | 12360 | NEUROSCIENCE | 2016-06-15 | USD |  | Active | UNIVERSITY NEW MEXICO HOSPITAL
95632 | 1477854 | EXERGEN CORP | TAT-5000 | TAT-5000 | THERMOMETERS/ ELECTRONIC/ INFRARED | REPLACN80731 |  | A548659 | 2016-06-22 | 2016-06-15 | 21015 | ED-NORTH | 2016-06-15 | USD |  | Active | UNIVERSITY NEW MEXICO HOSPITAL
95631 | 1477853 | EXERGEN CORP | TAT-5000 | TAT-5000 | THERMOMETERS/ ELECTRONIC/ INFRARED | REPLACN80729 |  | A547980 | 2016-06-22 | 2016-06-15 | 21015 | ED-NORTH | 2016-06-15 | USD |  | Active | UNIVERSITY NEW MEXICO HOSPITAL
95630 | 14778252 | EXERGEN CORP | TAT-5000 | TAT-5000 | THERMOMETERS/ ELECTRONIC/ INFRARED | REPLACN89482 |  | A547860 | 2016-06-22 | 2016-06-15 | 21015 | ED-NORTH | 2016-06-15 | USD |  | Active | UNIVERSITY NEW MEXICO HOSPITAL
95629 | 1477851 | EXERGEN CORP | TAT-5000 | TAT-5000 | THERMOMETERS/ ELECTRONIC/ INFRARED | REPLACN80054 |  | A547987 | 2016-06-22 | 2016-06-15 | 15060 | ANESTHESIA - BBRP | 2016-06-15 | USD |  | Active | UNIVERSITY NEW MEXICO HOSPITAL
95628 | ACN 95628 | EXERGEN CORP | TAT-5000 | TAT-5000 | THERMOMETERS/ ELECTRONIC/ INFRARED | REPLACN91094 |  | A548753 | 2016-06-22 | 2016-06-15 | 12410 | PEDIATRIC SPECIALTY CARE | 2016-06-15 | USD |  | Active | UNIVERSITY NEW MEXICO HOSPITAL
95627 | 1477849 | EXERGEN CORP | TAT-5000 | TAT-5000 | THERMOMETERS/ ELECTRONIC/ INFRARED | REPLACN83023 |  | A525880 | 2016-06-22 | 2016-06-15 | 12350 | CRC/CTC (5-E) | 2016-06-15 | USD |  | Active | UNIVERSITY NEW MEXICO HOSPITAL
95626 | 1477848 | EXERGEN CORP | TAT-5000 | TAT-5000 | THERMOMETERS/ ELECTRONIC/ INFRARED | REPLACN91183 |  | A547884 | 2016-06-22 | 2016-06-15 | 12310 | ADULT ONCOLOGY MED/SURG | 2016-06-15 | USD |  | Active | UNIVERSITY NEW MEXICO HOSPITAL
85625 | 1477847 | EXERGEN CORP | TAT-5000 | TAT-5000 | THERMOMETERS/ ELECTRONIC/ INFRARED | REPLACN70921 |  | A547917 | 2016-06-22 | 2016-06-15 | 12035 | UPC INPATIENT ADULT SERVICES | 2016-06-15 | USD |  | Active | UNIVERSITY NEW MEXICO HOSPITAL
95624 | 1477846 | EXERGEN CORP | TAT-5000 | TAT-5000 | THERMOMETERS/ ELECTRONIC/ INFRARED | REPLACN93052 |  | A548002 | 2016-06-22 | 2016-06-15 | 12410 | PEDIATRIC SPECIALTY CARE | 2016-06-15 | USD |  | Active | UNIVERSITY NEW MEXICO HOSPITAL
95663 | 1477879 | SONOSITE INC | X-PORTE | P19220-60 | SCANNING SYSTEMS/ ULTRASONIC/ PORTABLE | PO-2001093-0-CAP |  | 04593W | 2016-06-15 | 2016-06-15 | 21020 | PEDIATRIC EMERGENCY DEPARTMENT | 2016-06-15 | USD | 63692 | Reactivated | UNIVERSITY NEW MEXICO HOSPITAL
95660 | 1477876 | SONOSITE INC | SII | P20833-10 | SCANNING SYSTEMS/ ULTRASONIC/ PORTABLE | PO-1175600-0-CAP |  | 04470Y |  | 2017-06-15 | 12330 | FAMILY PRACTICE (3-N) | 2016-06-15 | USD | 32940 | Active | UNIVERSITY NEW MEXICO HOSPITAL
95699 | 1477904 | ZOLL CIRCULATION/ ALSIUS | THERMOGARD XP | THERMOGARD XP | COOLING UNITS | 1174817-0-CAP |  | tgxp11951 | 2017-05-09 | 2018-05-15 | 12130 | TRAUMA/SURGICAL ICU | 2016-06-14 | USD | 33249.65 | Active | UNIVERSITY NEW MEXICO HOSPITAL
95060 | 1477901 | ZOLL CIRCULATION/ ALSIUS | THERMOGARD XP | THERMOGARD XP | COOLING UNITS | 1174634-0-CAP |  | TGXP11957 | 2017-07-03 | 2018-07-15 | 12110 | NEUROSCIENCE ICU | 2016-06-14 | USD | 28239.65 | Active | UNIVERSITY NEW MEXICO HOSPITAL
95059 | 1477900 | ZOLL CIRCULATION/ ALSIUS | THERMOGARD XP | THERMOGARD XP | COOLING UNITS | 1174634-0-CAP |  | TGXP11945 | 2017-07-07 | 2018-07-15 | 12110 | NEUROSCIENCE ICU | 2016-06-14 | USD | 28239.65 | Active | UNIVERSITY NEW MEXICO HOSPITAL
95623 | 1477845 | INSTROMEDIX INC | KING OF HEARTS EXPRESS AF | LR080A-02 | RECORDERS/ ELECTRONIC STORAGE/ DATA | REPLACN95070 |  | 4110631 | 2016-06-14 | 2016-06-15 | 71030 | HEART STATION | 2016-06-14 | USD |  | Active | UNIVERSITY NEW MEXICO HOSPITAL
64064 | 1477829 | BHM MEDICAL INC | STEDY | STEDY | LIFTS/ PATIENT TRANSFER | FOUND |  | NTA-13866 | 2016-08-26 | 2017-08-15 | 12220 | MED/SURG SUBACUTE (4-E) | 2016-06-10 | USD |  | Active | UNIVERSITY NEW MEXICO HOSPITAL
95657 | 1477872 | SONOSITE INC | M-OB/GYN OFFICE | M-OB/GYN OFFICE | SCANNING SYSTEMS/ ULTRASONIC/ PORTABLE | PO 1174809-0-CAP |  | Q4H1F9 | 2016-06-09 | 2016-06-15 | 30115 | SE HEIGHTS CLINIC-SAN PABLO | 2016-06-10 | USD | 0.01 | Active | UNIVERSITY NEW MEXICO HOSPITAL
95664 | 1477875 | BARD ACCESS SYSTEMS DIV C R BARD INC | SITE-RITE PREVUE + | SITE-RITE PREVUE + | SCANNING SYSTEMS/ ULTRASONIC/ VASCULAR | 1177927-0-CAP |  | DYAPQ017 |  | 2016-06-15 | 90120 | ADVANCED CLINICAL CARE | 2016-06-10 | USD | 8600 | Active | UNIVERSITY NEW MEXICO HOSPITAL
95658 | 1477873 | BARD | SITE-RITE 8 | 9770501 | SCANNING SYSTEMS/ULTRASONIC/DIAGNOSTIC (DI) | 1174274-0-CAP |  | DYASAC105 | 2016-12-30 | 2016-12-15 | 90120 | ADVANCED CLINICAL CARE | 2016-06-10 | USD | 24300 | Active | UNIVERSITY NEW MEXICO HOSPITAL
95659 | 1477874 | BARD | SITE-RITE 8 | 9770501 | SCANNING SYSTEMS/ULTRASONIC/DIAGNOSTIC (DI) | 1169514-0-CAP |  | DYASAC106 | 2016-12-30 | 2016-12-15 | 90120 | ADVANCED CLINICAL CARE | 2016-06-10 | USD | 24300 | Active | UNIVERSITY NEW MEXICO HOSPITAL
95655 | 1477871 | SONOSITE INC | X-PORTE | P19220-60 | SCANNING SYSTEMS/ ULTRASONIC/ PORTABLE | 1174807-0-CAP |  | 044183 | 2016-08-24 | 2016-08-15 | 12120 | MEDICAL/CARDIAC ICU | 2016-06-09 | USD | 67482 | Active | UNIVERSITY NEW MEXICO HOSPITAL
95210 | 1478465 | PARKS MEDICAL ELECTRONICS INC | 811-B | 811-B | BLOOD-FLOW DETECTORS/ ULTRASONIC | 1175940 |  | 600022048 | 2016-06-08 | 2016-06-15 | 12220 | MED/SURG SUBACUTE (4-E) | 2016-06-08 | USD |  | Active | UNIVERSITY NEW MEXICO HOSPITAL
95329 | 1040625 | INTERNATIONAL TECHNIDYNE CORP | HEMOCHRON SIGNATURE ELITE | HEMOCHRON SIGNATURE | ANALYZERS/ POINT-OF-CARE/ WHOLE BLOOD/ HEMATOLOGY | 1174822-0-cap |  | SE11793 | 2016-06-06 | 2016-06-15 | 12310 | ADULT ONCOLOGY MED/SURG | 2016-06-06 | USD |  | Active | UNIVERSITY NEW MEXICO HOSPITAL
95667 | 1477861 | DATASCOPE CORP | PANORAMA TELEPACK | PANORAMA TELEPACK | TRANSMITTERS/ TELEMETRIC | 1175698-0-cap |  | 0T4153 | 2016-12-01 | 2017-12-15 | 34250 | UROLOGY | 2016-06-06 | USD | 11754.2 | Active | UNIVERSITY NEW MEXICO HOSPITAL
95666 | 1477860 | DATASCOPE CORP | PANORAMA TELEPACK | PANORAMA TELEPACK | TRANSMITTERS/ TELEMETRIC | 1175698-0-cap |  | 0T4145 | 2016-12-01 | 2017-12-15 | 34250 | UROLOGY | 2016-06-06 | USD | 11754.2 | Active | UNIVERSITY NEW MEXICO HOSPITAL
95608 | 1477841 | ABBOTT | I-STAT 1 | I-STAT 1 | ANALYZERS/ POINT-OF-CARE/ WHOLE BLOOD/ GLUCOSE | REPLACN84382 |  | 305023 | 2016-06-22 | 2016-06-15 | 21015 | ED-NORTH | 2016-06-03 | USD | 2100 | Active | UNIVERSITY NEW MEXICO HOSPITAL
93768 | 1478448 | FORESIGHT IMAGING | TIMS 500 | TIMS 500 | DIGITAL IMAGING SYSTEMS | 1173466-0-CAP |  | 6001040 | 2016-10-31 | 2017-10-15 | 76020 | SPEECH/LANGUAGE PATHOLOGY | 2016-06-03 | USD | 12996.75 | Active | UNIVERSITY NEW MEXICO HOSPITAL
93767 | 1478447 | FORESIGHT IMAGING | TIMS 500 | TIMS 500 | DIGITAL IMAGING SYSTEMS | 1173466-0-CAP |  | 6001043 | 2016-10-31 | 2017-10-15 | 76020 | SPEECH/LANGUAGE PATHOLOGY | 2016-06-03 | USD | 12996.75 | Active | UNIVERSITY NEW MEXICO HOSPITAL
93766 | 1478446 | FORESIGHT IMAGING | TIMS 500 | TIMS 500 | DIGITAL IMAGING SYSTEMS | 1173466-0-CAP |  | 6001044 | 2016-10-31 | 2017-10-15 | 76020 | SPEECH/LANGUAGE PATHOLOGY | 2016-06-03 | USD | 12996.75 | Active | UNIVERSITY NEW MEXICO HOSPITAL
93763 | 1478443 | DELL INC | LATITUDE | LATITUDE | COMPUTERS |  |  | 6ZD8042 |  | 2016-06-15 | 30030 | CTH OUTPATIENT CLINIC | 2016-06-03 | USD |  | Active | UNIVERSITY NEW MEXICO HOSPITAL
93764 | 1478444 | DELL INC | LATITUDE | LATITUDE | COMPUTERS |  |  | 4YD8042 |  | 2016-06-15 | 30030 | CTH OUTPATIENT CLINIC | 2016-06-03 | USD |  | Active | UNIVERSITY NEW MEXICO HOSPITAL
93765 | 1478445 | DELL INC | LATITUDE | LATITUDE | COMPUTERS |  |  | 2D78042 |  | 2016-06-15 | 30030 | CTH OUTPATIENT CLINIC | 2016-06-03 | USD |  | Active | UNIVERSITY NEW MEXICO HOSPITAL
95610 | 1477843 | INTUBRITE HYPERVISUALIZATION SYSTEMS (HVS) | EDGE PLUS | VLS2500 | VIDEO SYSTEMS/ ENDOSCOPIC/ CHIP CAMERA/ LARYNGOSCOPIC INTUBATION | 1175290 |  | 2500E200427 | 2016-12-07 | 2017-12-15 | 70071 | LIFEGUARD-ROTOR | 2016-06-03 | USD | 5637.5 | Active | UNIVERSITY NEW MEXICO HOSPITAL
95609 | 1477842 | INTUBRITE HYPERVISUALIZATION SYSTEMS (HVS) | EDGE PLUS | VLS2500 | VIDEO SYSTEMS/ ENDOSCOPIC/ CHIP CAMERA/ LARYNGOSCOPIC INTUBATION | 1175290 |  | 2500E200426 | 2016-12-01 | 2017-12-15 | 70071 | LIFEGUARD-ROTOR | 2016-06-03 | USD | 5637.5 | Active | UNIVERSITY NEW MEXICO HOSPITAL
95615 | 1477884 | PHILIPS HEALTHCARE | HEARTSTART HS1 | HEARTSTART HS1 | DEFIBRILLATORS/ EXTERNAL/ AUTOMATED |  |  | A16D-08140 |  | 2016-10-15 | NONE | DIABETES RESEARCH CENTER (11) DELETE | 2016-06-01 | USD |  | Active | UNIVERSITY NEW MEXICO HOSPITAL
95607 | 1477840 | WELCH ALLYN INC | SPOT VITAL SIGNS (4200B-E1) | SPOT VITAL SIGNS (42 | MONITORING SYSTEMS/ PHYSIOLOGIC/ ACUTE CARE | 1168756 |  | 2013623687 | 2016-09-21 | 2017-09-15 | 34540 | SPORTS MEDICINE | 2016-06-01 | USD |  | Active | UNIVERSITY NEW MEXICO HOSPITAL
95612 | 1477881 | GE HEALTHCARE | TRAM-RAC 4A | TRAM-RAC 4A | RACKS/ MODULE | REPL 95252 |  | RST05461266GA |  | 2016-05-15 | 95700 | CLINICAL ENGINEERING | 2016-05-31 | USD |  | Active | UNIVERSITY NEW MEXICO HOSPITAL
95611 | 1477880 | GE HEALTHCARE | TRAM-RAC 4A | TRAM-RAC 4A | RACKS/ MODULE | REPL 95256 |  | M2ST5634G |  | 2016-05-15 | 95700 | CLINICAL ENGINEERING | 2016-05-31 | USD |  | Active | UNIVERSITY NEW MEXICO HOSPITAL
95613 | 1477882 | GE HEALTHCARE | TRAM-RAC 4A | TRAM-RAC 4A | RACKS/ MODULE | REPL 95253 |  | D45T5594G |  | 2017-06-15 | 95700 | CLINICAL ENGINEERING | 2016-05-31 | USD |  | Active | UNIVERSITY NEW MEXICO HOSPITAL
95375 | 1477585 | PRECISION MEDICAL INC | EASY GO VAC (PM65HG) | EASY GO VAC (PM65HG) | ASPIRATORS/ TRACHEAL | 2001047 |  | 071975 | 2017-04-29 | 2018-04-15 | 12015 | PEDIATRIC INFUSION UNIT PIU | 2016-05-27 | USD | 515 | Active | UNIVERSITY NEW MEXICO HOSPITAL
95374 | 1477584 | EXERGEN CORP | TAT-5000 | TAT-5000 | THERMOMETERS/ ELECTRONIC/ INFRARED | 2001023 |  | A539994 | 2016-07-19 | 2016-07-15 | 12015 | PEDIATRIC INFUSION UNIT PIU | 2016-05-27 | USD | 316 | Active | UNIVERSITY NEW MEXICO HOSPITAL
95373 | 1477583 | EXERGEN CORP | TAT-5000 | TAT-5000 | THERMOMETERS/ ELECTRONIC/ INFRARED | 2001023 |  | A539580 | 2016-07-19 | 2016-07-15 | 12015 | PEDIATRIC INFUSION UNIT PIU | 2016-05-27 | USD | 316 | Active | UNIVERSITY NEW MEXICO HOSPITAL
95372 | 1477582 | EXERGEN CORP | TAT-5000 | TAT-5000 | THERMOMETERS/ ELECTRONIC/ INFRARED | 2001023 |  | A540341 | 2016-07-19 | 2016-07-15 | 12015 | PEDIATRIC INFUSION UNIT PIU | 2016-05-27 | USD | 316 | Active | UNIVERSITY NEW MEXICO HOSPITAL
95376 | 1477586 | SSCOR INC | DUET | DUET | ASPIRATORS | 2001046 |  | 2314 | 2017-04-18 | 2018-05-15 | 12015 | PEDIATRIC INFUSION UNIT PIU | 2016-05-27 | USD | 875.6 | Active | UNIVERSITY NEW MEXICO HOSPITAL
95296 | 1478327 | AMVEX CORP | VACUUM REGULATOR | VACUUM REGULATOR | REGULATORS/ SUCTION | FOUND |  | VRA05712JM |  | 2017-06-15 | 12120 | MEDICAL/CARDIAC ICU | 2016-05-24 | USD | 0 | Active | UNIVERSITY NEW MEXICO HOSPITAL
95236 | 1478326 | AMVEX CORP | VACUUM REGULATOR | VACUUM REGULATOR | REGULATORS/ SUCTION | FOUND |  | VRA05288BG |  | 2017-06-15 | 12460 | PEDIATRIC ICU | 2016-05-24 | USD | 0 | Active | UNIVERSITY NEW MEXICO HOSPITAL
95235 | 1478325 | AMVEX CORP | VACUUM REGULATOR | VACUUM REGULATOR | REGULATORS/ SUCTION | FOUND |  | VRA05295BG |  | 2017-06-15 | 12460 | PEDIATRIC ICU | 2016-05-24 | USD | 0 | Active | UNIVERSITY NEW MEXICO HOSPITAL
95234 | 1478379 | AMVEX CORP | VACUUM REGULATOR | VACUUM REGULATOR | REGULATORS/ SUCTION | FOUND |  | VRA05281BG |  | 2017-06-15 | 12460 | PEDIATRIC ICU | 2016-05-24 | USD | 0 | Active | UNIVERSITY NEW MEXICO HOSPITAL
95318 | 1380308 | VERATHON INC | BLADDERSCAN (BVI-9400) | BVI-9400 | SCANNING SYSTEMS/ULTRASONIC/DIAGNOSTIC (BIOMED) | 1175348-0-cap |  | B4305558 | 2016-10-28 | 2017-10-15 | 32055 | 1209 CLINIC | 2016-05-23 | USD |  | Active | UNIVERSITY NEW MEXICO HOSPITAL
95371 | 1477581 | MEDTRONIC INC | LIFEPAK 15 | LIFEPAK 15 | DEFIBRILLATOR/ MONITOR/ PACEMAKERS | REPLACN93734 |  | 44665296 | 2017-01-31 | 2018-01-15 | 71040 | CARDIAC CATH LAB | 2016-05-23 | USD | 0 | Reactivated | UNIVERSITY NEW MEXICO HOSPITAL
95370 | 1477580 | EXERGEN CORP | TAT-5000 | TAT-5000 | THERMOMETERS/ ELECTRONIC/ INFRARED | REPLACN84811 |  | A529305 | 2016-05-25 | 2016-05-15 | 12220 | MED/SURG SUBACUTE (4-E) | 2016-05-18 | USD | 0 | Active | UNIVERSITY NEW MEXICO HOSPITAL
95369 | 1477579 | EXERGEN CORP | TAT-5000 | TAT-5000 | THERMOMETERS/ ELECTRONIC/ INFRARED | REPLACN83363 |  | A531910 | 2016-05-25 | 2016-05-15 | 12230 | GEN MED/SAC (4-W) | 2016-05-18 | USD | 0 | Active | UNIVERSITY NEW MEXICO HOSPITAL
95368 | 1477578 | EXERGEN CORP | TAT-5000 | TAT-5000 | THERMOMETERS/ ELECTRONIC/ INFRARED | REPLACN91008 |  | A531895 | 2016-05-25 | 2016-05-15 | 72040 | I/P HEMODIALYSIS | 2016-05-18 | USD | 0 | Active | UNIVERSITY NEW MEXICO HOSPITAL
95367 | 1477577 | EXERGEN CORP | TAT-5000 | TAT-5000 | THERMOMETERS/ ELECTRONIC/ INFRARED | REPLACN73359 |  | A533311 | 2016-05-25 | 2016-05-15 | 12410 | PEDIATRIC SPECIALTY CARE | 2016-05-18 | USD | 0 | Active | UNIVERSITY NEW MEXICO HOSPITAL
95366 | 1477576 | EXERGEN CORP | TAT-5000 | TAT-5000 | THERMOMETERS/ ELECTRONIC/ INFRARED | REPLACN73353 |  | A533287 | 2016-05-25 | 2016-05-15 | 12410 | PEDIATRIC SPECIALTY CARE | 2016-05-18 | USD | 0 | Active | UNIVERSITY NEW MEXICO HOSPITAL
95365 | 1477575 | EXERGEN CORP | TAT-5000 | TAT-5000 | THERMOMETERS/ ELECTRONIC/ INFRARED | REPLACN89936 |  | A525821 | 2016-05-25 | 2016-05-15 | 12230 | GEN MED/SAC (4-W) | 2016-05-18 | USD | 0 | Active | UNIVERSITY NEW MEXICO HOSPITAL
95364 | 1477574 | EXERGEN CORP | TAT-5000 | TAT-5000 | THERMOMETERS/ ELECTRONIC/ INFRARED | REPLACN83038 |  | A531429 | 2016-05-25 | 2016-05-15 | 12350 | CRC/CTC (5-E) | 2016-05-18 | USD | 0 | Active | UNIVERSITY NEW MEXICO HOSPITAL
95362 | 1477572 | EXERGEN CORP | TAT-5000-RS232 | TAT-5000-RS232 | THERMOMETERS/ ELECTRONIC/ INFRARED | REPLACN67818 |  | A10036 | 2016-05-25 | 2016-05-15 | 12000 | LABOR AND DELIVERY | 2016-05-18 | USD | 0 | Active | UNIVERSITY NEW MEXICO HOSPITAL
95606 | 1477809 | B BRAUN MEDICAL INC | INFUSOMAT SPACE | 8713050U | INFUSION PUMPS | 1168266 |  | 372828 | 2016-07-19 | 2018-03-15 | 95700 | CLINICAL ENGINEERING | 2016-05-18 | USD | 2963 | Active | UNIVERSITY NEW MEXICO HOSPITAL
95605 | 1477808 | B BRAUN MEDICAL INC | INFUSOMAT SPACE | 8713050U | INFUSION PUMPS | 1168266 |  | 370299 | 2016-07-19 | 2018-03-15 | 95700 | CLINICAL ENGINEERING | 2016-05-18 | USD | 2963 | Active | UNIVERSITY NEW MEXICO HOSPITAL
95604 | 1477807 | B BRAUN MEDICAL INC | INFUSOMAT SPACE | 8713050U | INFUSION PUMPS | 1168266 |  | 370223 | 2016-07-19 | 2018-03-15 | 95700 | CLINICAL ENGINEERING | 2016-05-18 | USD | 2963 | Active | UNIVERSITY NEW MEXICO HOSPITAL
95603 | 1477806 | B BRAUN MEDICAL INC | INFUSOMAT SPACE | 8713050U | INFUSION PUMPS | 1168266 |  | 372915 | 2016-07-19 | 2018-03-15 | 95700 | CLINICAL ENGINEERING | 2016-05-18 | USD | 2963 | Active | UNIVERSITY NEW MEXICO HOSPITAL
95602 | 1477805 | B BRAUN MEDICAL INC | INFUSOMAT SPACE | 8713050U | INFUSION PUMPS | 1168266 |  | 372916 | 2016-07-19 | 2018-03-15 | 95700 | CLINICAL ENGINEERING | 2016-05-18 | USD | 2963 | Active | UNIVERSITY NEW MEXICO HOSPITAL
95601 | 1477804 | B BRAUN MEDICAL INC | INFUSOMAT SPACE | 8713050U | INFUSION PUMPS | 1168266 |  | 372974 | 2016-07-19 | 2018-03-15 | 95700 | CLINICAL ENGINEERING | 2016-05-18 | USD | 2963 | Active | UNIVERSITY NEW MEXICO HOSPITAL
95600 | 1477803 | B BRAUN MEDICAL INC | INFUSOMAT SPACE | 8713050U | INFUSION PUMPS | 1168266 |  | 372874 | 2016-07-18 | 2018-07-15 | 95700 | CLINICAL ENGINEERING | 2016-05-18 | USD | 2963 | Active | UNIVERSITY NEW MEXICO HOSPITAL
95599 | 1477802 | B BRAUN MEDICAL INC | INFUSOMAT SPACE | 8713050U | INFUSION PUMPS | 1168266 |  | 370216 | 2016-07-18 | 2018-03-15 | 95700 | CLINICAL ENGINEERING | 2016-05-18 | USD | 2963 | Active | UNIVERSITY NEW MEXICO HOSPITAL
95598 | 1477801 | B BRAUN MEDICAL INC | INFUSOMAT SPACE | 8713050U | INFUSION PUMPS | 1168266 |  | 372882 | 2016-03-01 | 2018-03-15 | 95700 | CLINICAL ENGINEERING | 2016-05-18 | USD | 2963 | Active | UNIVERSITY NEW MEXICO HOSPITAL
95597 | 1477800 | B BRAUN MEDICAL INC | INFUSOMAT SPACE | 8713050U | INFUSION PUMPS | 1168266 |  | 372947 | 2016-07-18 | 2018-03-15 | 95700 | CLINICAL ENGINEERING | 2016-05-18 | USD | 2963 | Active | UNIVERSITY NEW MEXICO HOSPITAL
95596 | 1477799 | B BRAUN MEDICAL INC | INFUSOMAT SPACE | 8713050U | INFUSION PUMPS | 1168266 |  | 370170 | 2016-03-01 | 2018-03-15 | 95700 | CLINICAL ENGINEERING | 2016-05-18 | USD | 2963 | Active | UNIVERSITY NEW MEXICO HOSPITAL
95595 | 1477798 | B BRAUN MEDICAL INC | INFUSOMAT SPACE | 8713050U | INFUSION PUMPS | 1168266 |  | 370253 | 2016-07-18 | 2018-03-15 | 95700 | CLINICAL ENGINEERING | 2016-05-18 | USD | 2963 | Active | UNIVERSITY NEW MEXICO HOSPITAL
95594 | 1477797 | B BRAUN MEDICAL INC | INFUSOMAT SPACE | 8713050U | INFUSION PUMPS | 1168266 |  | 372936 | 2016-07-18 | 2018-03-15 | 95700 | CLINICAL ENGINEERING | 2016-05-18 | USD | 2963 | Active | UNIVERSITY NEW MEXICO HOSPITAL
95593 | 1477796 | B BRAUN MEDICAL INC | INFUSOMAT SPACE | 8713050U | INFUSION PUMPS | 1168266 |  | 372980 | 2016-07-18 | 2018-03-15 | 95700 | CLINICAL ENGINEERING | 2016-05-18 | USD | 2963 | Active | UNIVERSITY NEW MEXICO HOSPITAL
95592 | 1477795 | B BRAUN MEDICAL INC | INFUSOMAT SPACE | 8713050U | INFUSION PUMPS | 1168266 |  | 372873 | 2016-07-18 | 2018-03-15 | 95700 | CLINICAL ENGINEERING | 2016-05-18 | USD | 2963 | Active | UNIVERSITY NEW MEXICO HOSPITAL
95591 | 1477794 | B BRAUN MEDICAL INC | INFUSOMAT SPACE | 8713050U | INFUSION PUMPS | 1168266 |  | 372868 | 2016-07-18 | 2018-03-15 | 95700 | CLINICAL ENGINEERING | 2016-05-18 | USD | 2963 | Active | UNIVERSITY NEW MEXICO HOSPITAL
95590 | 1477793 | B BRAUN MEDICAL INC | INFUSOMAT SPACE | 8713050U | INFUSION PUMPS | 1168266 |  | 370211 | 2016-07-18 | 2018-03-15 | 95700 | CLINICAL ENGINEERING | 2016-05-18 | USD | 2963 | Active | UNIVERSITY NEW MEXICO HOSPITAL
95589 | 1477792 | B BRAUN MEDICAL INC | INFUSOMAT SPACE | 8713050U | INFUSION PUMPS | 1168266 |  | 370181 | 2016-07-18 | 2018-03-15 | 95700 | CLINICAL ENGINEERING | 2016-05-18 | USD | 2963 | Active | UNIVERSITY NEW MEXICO HOSPITAL
95588 | 1477791 | B BRAUN MEDICAL INC | INFUSOMAT SPACE | 8713050U | INFUSION PUMPS | 1168266 |  | 370277 | 2016-03-01 | 2018-03-15 | 95700 | CLINICAL ENGINEERING | 2016-05-18 | USD | 2963 | Active | UNIVERSITY NEW MEXICO HOSPITAL
95587 | 1477790 | B BRAUN MEDICAL INC | INFUSOMAT SPACE | 8713050U | INFUSION PUMPS | 1168266 |  | 370248 | 2017-03-16 | 2018-03-15 | 95700 | CLINICAL ENGINEERING | 2016-05-18 | USD | 2963 | Active | UNIVERSITY NEW MEXICO HOSPITAL
95586 | 1477789 | B BRAUN MEDICAL INC | INFUSOMAT SPACE | 8713050U | INFUSION PUMPS | 1168266 |  | 372970 | 2016-07-18 | 2018-03-15 | 95700 | CLINICAL ENGINEERING | 2016-05-18 | USD | 2963 | Active | UNIVERSITY NEW MEXICO HOSPITAL
95585 | 1477788 | B BRAUN MEDICAL INC | INFUSOMAT SPACE | 8713050U | INFUSION PUMPS | 1168266 |  | 372909 | 2016-07-18 | 2018-03-15 | 95700 | CLINICAL ENGINEERING | 2016-05-18 | USD | 2963 | Active | UNIVERSITY NEW MEXICO HOSPITAL
95584 | 1477787 | B BRAUN MEDICAL INC | INFUSOMAT SPACE | 8713050U | INFUSION PUMPS | 1168266 |  | 372954 | 2016-07-18 | 2018-03-15 | 95700 | CLINICAL ENGINEERING | 2016-05-18 | USD | 2963 | Active | UNIVERSITY NEW MEXICO HOSPITAL
95583 | 1477786 | B BRAUN MEDICAL INC | INFUSOMAT SPACE | 8713050U | INFUSION PUMPS | 1168266 |  | 372957 | 2016-07-18 | 2018-03-15 | 95700 | CLINICAL ENGINEERING | 2016-05-18 | USD | 2963 | Active | UNIVERSITY NEW MEXICO HOSPITAL
95582 | 1477785 | B BRAUN MEDICAL INC | INFUSOMAT SPACE | 8713050U | INFUSION PUMPS | 1168266 |  | 372894 | 2016-07-18 | 2018-03-15 | 95700 | CLINICAL ENGINEERING | 2016-05-18 | USD | 2963 | Active | UNIVERSITY NEW MEXICO HOSPITAL
95581 | 1477784 | B BRAUN MEDICAL INC | INFUSOMAT SPACE | 8713050U | INFUSION PUMPS | 1168266 |  | 372939 | 2016-07-18 | 2018-03-15 | 95700 | CLINICAL ENGINEERING | 2016-05-18 | USD | 2963 | Active | UNIVERSITY NEW MEXICO HOSPITAL
95580 | 1477783 | B BRAUN MEDICAL INC | INFUSOMAT SPACE | 8713050U | INFUSION PUMPS | 1168266 |  | 372850 | 2016-07-15 | 2018-03-15 | 95700 | CLINICAL ENGINEERING | 2016-05-18 | USD | 2963 | Active | UNIVERSITY NEW MEXICO HOSPITAL
95579 | 1477782 | B BRAUN MEDICAL INC | INFUSOMAT SPACE | 8713050U | INFUSION PUMPS | 1168266 |  | 372847 | 2016-07-15 | 2018-03-15 | 95700 | CLINICAL ENGINEERING | 2016-05-18 | USD | 2963 | Active | UNIVERSITY NEW MEXICO HOSPITAL
95578 | 1477781 | B BRAUN MEDICAL INC | INFUSOMAT SPACE | 8713050U | INFUSION PUMPS | 1168266 |  | 370176 | 2016-07-15 | 2018-03-15 | 95700 | CLINICAL ENGINEERING | 2016-05-18 | USD | 2963 | Active | UNIVERSITY NEW MEXICO HOSPITAL
95577 | 1477780 | B BRAUN MEDICAL INC | INFUSOMAT SPACE | 8713050U | INFUSION PUMPS | 1168266 |  | 372990 | 2016-07-15 | 2018-03-15 | 95700 | CLINICAL ENGINEERING | 2016-05-18 | USD | 2963 | Active | UNIVERSITY NEW MEXICO HOSPITAL
95576 | 1477779 | B BRAUN MEDICAL INC | INFUSOMAT SPACE | 8713050U | INFUSION PUMPS | 1168266 |  | 372900 | 2016-07-15 | 2018-03-15 | 95700 | CLINICAL ENGINEERING | 2016-05-18 | USD | 2963 | Active | UNIVERSITY NEW MEXICO HOSPITAL
95575 | 1477778 | B BRAUN MEDICAL INC | INFUSOMAT SPACE | 8713050U | INFUSION PUMPS | 1168266 |  | 370244 | 2016-07-15 | 2018-03-15 | 95700 | CLINICAL ENGINEERING | 2016-05-18 | USD | 2963 | Active | UNIVERSITY NEW MEXICO HOSPITAL
95574 | 1477777 | B BRAUN MEDICAL INC | INFUSOMAT SPACE | 8713050U | INFUSION PUMPS | 1168266 |  | 370177 | 2016-07-15 | 2018-03-15 | 95700 | CLINICAL ENGINEERING | 2016-05-18 | USD | 2963 | Active | UNIVERSITY NEW MEXICO HOSPITAL
95573 | 1477776 | B BRAUN MEDICAL INC | INFUSOMAT SPACE | 8713050U | INFUSION PUMPS | 1168266 |  | 370213 | 2016-07-15 | 2018-03-15 | 95700 | CLINICAL ENGINEERING | 2016-05-18 | USD | 2963 | Active | UNIVERSITY NEW MEXICO HOSPITAL
95572 | 1477775 | B BRAUN MEDICAL INC | INFUSOMAT SPACE | 8713050U | INFUSION PUMPS | 1168266 |  | 370171 | 2016-07-15 | 2018-03-15 | 95700 | CLINICAL ENGINEERING | 2016-05-18 | USD | 2963 | Active | UNIVERSITY NEW MEXICO HOSPITAL
95571 | 1477774 | B BRAUN MEDICAL INC | INFUSOMAT SPACE | 8713050U | INFUSION PUMPS | 1168266 |  | 372952 | 2016-07-15 | 2018-03-15 | 95700 | CLINICAL ENGINEERING | 2016-05-18 | USD | 2963 | Active | UNIVERSITY NEW MEXICO HOSPITAL
95570 | 1477773 | B BRAUN MEDICAL INC | INFUSOMAT SPACE | 8713050U | INFUSION PUMPS | 1168266 |  | 370221 | 2016-07-15 | 2018-03-15 | 95700 | CLINICAL ENGINEERING | 2016-05-18 | USD | 2963 | Active | UNIVERSITY NEW MEXICO HOSPITAL
95569 | 1477772 | B BRAUN MEDICAL INC | INFUSOMAT SPACE | 8713050U | INFUSION PUMPS | 1168266 |  | 370215 | 2016-07-15 | 2018-03-15 | 95700 | CLINICAL ENGINEERING | 2016-05-18 | USD | 2963 | Active | UNIVERSITY NEW MEXICO HOSPITAL
95568 | 1477771 | B BRAUN MEDICAL INC | INFUSOMAT SPACE | 8713050U | INFUSION PUMPS | 1168266 |  | 372855 | 2016-07-15 | 2018-03-15 | 95700 | CLINICAL ENGINEERING | 2016-05-18 | USD | 2963 | Active | UNIVERSITY NEW MEXICO HOSPITAL
95567 | 1477770 | B BRAUN MEDICAL INC | INFUSOMAT SPACE | 8713050U | INFUSION PUMPS | 1168266 |  | 370292 | 2016-07-14 | 2018-03-15 | 95700 | CLINICAL ENGINEERING | 2016-05-18 | USD | 2963 | Active | UNIVERSITY NEW MEXICO HOSPITAL
95566 | 1477769 | B BRAUN MEDICAL INC | INFUSOMAT SPACE | 8713050U | INFUSION PUMPS | 1168266 |  | 372885 | 2016-03-01 | 2018-03-15 | 95700 | CLINICAL ENGINEERING | 2016-05-18 | USD | 2963 | Active | UNIVERSITY NEW MEXICO HOSPITAL
95565 | 1477768 | B BRAUN MEDICAL INC | INFUSOMAT SPACE | 8713050U | INFUSION PUMPS | 1168266 |  | 370275 | 2016-07-13 | 2018-03-15 | 95700 | CLINICAL ENGINEERING | 2016-05-18 | USD | 2963 | Active | UNIVERSITY NEW MEXICO HOSPITAL
95564 | 1477767 | B BRAUN MEDICAL INC | INFUSOMAT SPACE | 8713050U | INFUSION PUMPS | 1168266 |  | 370266 | 2016-07-13 | 2018-03-15 | 95700 | CLINICAL ENGINEERING | 2016-05-18 | USD | 2963 | Active | UNIVERSITY NEW MEXICO HOSPITAL
95563 | 1477766 | B BRAUN MEDICAL INC | INFUSOMAT SPACE | 8713050U | INFUSION PUMPS | 1168266 |  | 370261 | 2016-07-13 | 2018-03-15 | 95700 | CLINICAL ENGINEERING | 2016-05-18 | USD | 2963 | Active | UNIVERSITY NEW MEXICO HOSPITAL
95562 | 1477765 | B BRAUN MEDICAL INC | INFUSOMAT SPACE | 8713050U | INFUSION PUMPS | 1168266 |  | 370157 | 2016-07-13 | 2018-03-15 | 95700 | CLINICAL ENGINEERING | 2016-05-18 | USD | 2963 | Active | UNIVERSITY NEW MEXICO HOSPITAL
95561 | 1477764 | B BRAUN MEDICAL INC | INFUSOMAT SPACE | 8713050U | INFUSION PUMPS | 1168266 |  | 370279 | 2016-07-13 | 2018-03-15 | 95700 | CLINICAL ENGINEERING | 2016-05-18 | USD | 2963 | Active | UNIVERSITY NEW MEXICO HOSPITAL
95560 | 1477763 | B BRAUN MEDICAL INC | INFUSOMAT SPACE | 8713050U | INFUSION PUMPS | 1168266 |  | 370265 | 2016-07-13 | 2018-03-15 | 95700 | CLINICAL ENGINEERING | 2016-05-18 | USD | 2963 | Active | UNIVERSITY NEW MEXICO HOSPITAL
95559 | 1477762 | B BRAUN MEDICAL INC | INFUSOMAT SPACE | 8713050U | INFUSION PUMPS | 1168266 |  | 370192 | 2016-07-13 | 2018-03-15 | 95700 | CLINICAL ENGINEERING | 2016-05-18 | USD | 2963 | Active | UNIVERSITY NEW MEXICO HOSPITAL
95558 | 1477761 | B BRAUN MEDICAL INC | INFUSOMAT SPACE | 8713050U | INFUSION PUMPS | 1168266 |  | 372921 | 2016-07-13 | 2018-03-15 | 95700 | CLINICAL ENGINEERING | 2016-05-18 | USD | 2963 | Active | UNIVERSITY NEW MEXICO HOSPITAL
95557 | 1477760 | B BRAUN MEDICAL INC | INFUSOMAT SPACE | 8713050U | INFUSION PUMPS | 1168266 |  | 372942 | 2016-07-13 | 2018-03-15 | 95700 | CLINICAL ENGINEERING | 2016-05-18 | USD | 2963 | Active | UNIVERSITY NEW MEXICO HOSPITAL
95556 | 1477759 | B BRAUN MEDICAL INC | INFUSOMAT SPACE | 8713050U | INFUSION PUMPS | 1168266 |  | 372831 | 2016-07-13 | 2018-03-15 | 95700 | CLINICAL ENGINEERING | 2016-05-18 | USD | 2963 | Active | UNIVERSITY NEW MEXICO HOSPITAL
95555 | 1477758 | B BRAUN MEDICAL INC | INFUSOMAT SPACE | 8713050U | INFUSION PUMPS | 1168266 |  | 370296 | 2016-07-13 | 2018-03-15 | 95700 | CLINICAL ENGINEERING | 2016-05-18 | USD | 2963 | Active | UNIVERSITY NEW MEXICO HOSPITAL
95554 | 1477757 | B BRAUN MEDICAL INC | INFUSOMAT SPACE | 8713050U | INFUSION PUMPS | 1168266 |  | 370188 | 2016-07-13 | 2018-03-15 | 95700 | CLINICAL ENGINEERING | 2016-05-18 | USD | 2963 | Active | UNIVERSITY NEW MEXICO HOSPITAL
95553 | 1477756 | B BRAUN MEDICAL INC | INFUSOMAT SPACE | 8713050U | INFUSION PUMPS | 1168266 |  | 372989 | 2016-07-13 | 2018-03-15 | 95700 | CLINICAL ENGINEERING | 2016-05-18 | USD | 2963 | Active | UNIVERSITY NEW MEXICO HOSPITAL
95552 | 1477755 | B BRAUN MEDICAL INC | INFUSOMAT SPACE | 8713050U | INFUSION PUMPS | 1168266 |  | 372822 | 2016-07-13 | 2018-03-15 | 95700 | CLINICAL ENGINEERING | 2016-05-18 | USD | 2963 | Active | UNIVERSITY NEW MEXICO HOSPITAL
95551 | 1477754 | B BRAUN MEDICAL INC | INFUSOMAT SPACE | 8713050U | INFUSION PUMPS | 1168266 |  | 370186 | 2016-07-13 | 2018-03-15 | 95700 | CLINICAL ENGINEERING | 2016-05-18 | USD | 2963 | Active | UNIVERSITY NEW MEXICO HOSPITAL
95550 | 1477753 | B BRAUN MEDICAL INC | INFUSOMAT SPACE | 8713050U | INFUSION PUMPS | 1168266 |  | 370167 | 2016-07-13 | 2018-03-15 | 95700 | CLINICAL ENGINEERING | 2016-05-18 | USD | 2963 | Active | UNIVERSITY NEW MEXICO HOSPITAL
95549 | 1477752 | B BRAUN MEDICAL INC | INFUSOMAT SPACE | 8713050U | INFUSION PUMPS | 1168266 |  | 370234 | 2016-07-13 | 2018-03-15 | 95700 | CLINICAL ENGINEERING | 2016-05-18 | USD | 2963 | Active | UNIVERSITY NEW MEXICO HOSPITAL
95548 | 1477751 | B BRAUN MEDICAL INC | INFUSOMAT SPACE | 8713050U | INFUSION PUMPS | 1168266 |  | 370159 | 2016-07-13 | 2018-03-15 | 95700 | CLINICAL ENGINEERING | 2016-05-18 | USD | 2963 | Active | UNIVERSITY NEW MEXICO HOSPITAL
95547 | 1477750 | B BRAUN MEDICAL INC | INFUSOMAT SPACE | 8713050U | INFUSION PUMPS | 1168266 |  | 370164 | 2017-03-01 | 2018-03-15 | 95700 | CLINICAL ENGINEERING | 2016-05-18 | USD | 2963 | Active | UNIVERSITY NEW MEXICO HOSPITAL
95546 | 1477749 | B BRAUN MEDICAL INC | INFUSOMAT SPACE | 8713050U | INFUSION PUMPS | 1168266 |  | 372895 | 2016-07-13 | 2018-03-15 | 95700 | CLINICAL ENGINEERING | 2016-05-18 | USD | 2963 | Active | UNIVERSITY NEW MEXICO HOSPITAL
95545 | 1477748 | B BRAUN MEDICAL INC | INFUSOMAT SPACE | 8713050U | INFUSION PUMPS | 1168266 |  | 370302 | 2016-07-13 | 2018-03-15 | 95700 | CLINICAL ENGINEERING | 2016-05-17 | USD | 2963 | Active | UNIVERSITY NEW MEXICO HOSPITAL
95544 | 1477747 | B BRAUN MEDICAL INC | INFUSOMAT SPACE | 8713050U | INFUSION PUMPS | 1168266 |  | 372897 | 2016-07-13 | 2018-03-15 | 95700 | CLINICAL ENGINEERING | 2016-05-17 | USD | 2963 | Active | UNIVERSITY NEW MEXICO HOSPITAL
95543 | 1477746 | B BRAUN MEDICAL INC | INFUSOMAT SPACE | 8713050U | INFUSION PUMPS | 1168266 |  | 372839 | 2016-07-13 | 2018-03-15 | 95700 | CLINICAL ENGINEERING | 2016-05-17 | USD | 2963 | Active | UNIVERSITY NEW MEXICO HOSPITAL
95542 | 1477745 | B BRAUN MEDICAL INC | INFUSOMAT SPACE | 8713050U | INFUSION PUMPS | 1168266 |  | 370247 | 2016-07-12 | 2018-03-15 | 95700 | CLINICAL ENGINEERING | 2016-05-17 | USD | 2963 | Active | UNIVERSITY NEW MEXICO HOSPITAL
95541 | 1477744 | B BRAUN MEDICAL INC | INFUSOMAT SPACE | 8713050U | INFUSION PUMPS | 1168266 |  | 370294 | 2016-07-12 | 2018-03-15 | 95700 | CLINICAL ENGINEERING | 2016-05-17 | USD | 2963 | Active | UNIVERSITY NEW MEXICO HOSPITAL
95540 | 1477743 | B BRAUN MEDICAL INC | INFUSOMAT SPACE | 8713050U | INFUSION PUMPS | 1168266 |  | 370281 | 2016-07-12 | 2018-03-15 | 95700 | CLINICAL ENGINEERING | 2016-05-17 | USD | 2963 | Active | UNIVERSITY NEW MEXICO HOSPITAL
95539 | 1477742 | B BRAUN MEDICAL INC | INFUSOMAT SPACE | 8713050U | INFUSION PUMPS | 1168266 |  | 372832 | 2016-07-12 | 2018-03-15 | 95700 | CLINICAL ENGINEERING | 2016-05-17 | USD | 2963 | Active | UNIVERSITY NEW MEXICO HOSPITAL
95538 | 1477741 | B BRAUN MEDICAL INC | INFUSOMAT SPACE | 8713050U | INFUSION PUMPS | 1168266 |  | 370257 | 2016-07-12 | 2018-03-15 | 95700 | CLINICAL ENGINEERING | 2016-05-17 | USD | 2963 | Active | UNIVERSITY NEW MEXICO HOSPITAL
95537 | 1477740 | B BRAUN MEDICAL INC | INFUSOMAT SPACE | 8713050U | INFUSION PUMPS | 1168266 |  | 370264 | 2016-07-12 | 2018-03-15 | 95700 | CLINICAL ENGINEERING | 2016-05-17 | USD | 2963 | Active | UNIVERSITY NEW MEXICO HOSPITAL
95536 | 1477739 | B BRAUN MEDICAL INC | INFUSOMAT SPACE | 8713050U | INFUSION PUMPS | 1168266 |  | 370182 | 2016-07-12 | 2018-03-15 | 95700 | CLINICAL ENGINEERING | 2016-05-17 | USD | 2963 | Active | UNIVERSITY NEW MEXICO HOSPITAL
95535 | 1477738 | B BRAUN MEDICAL INC | INFUSOMAT SPACE | 8713050U | INFUSION PUMPS | 1168266 |  | 372889 | 2016-07-12 | 2018-03-15 | 95700 | CLINICAL ENGINEERING | 2016-05-17 | USD | 2963 | Active | UNIVERSITY NEW MEXICO HOSPITAL
95534 | 1477737 | B BRAUN MEDICAL INC | INFUSOMAT SPACE | 8713050U | INFUSION PUMPS | 1168266 |  | 370290 | 2016-03-01 | 2018-03-15 | 95700 | CLINICAL ENGINEERING | 2016-05-17 | USD | 2963 | Active | UNIVERSITY NEW MEXICO HOSPITAL
95533 | 1477736 | B BRAUN MEDICAL INC | INFUSOMAT SPACE | 8713050U | INFUSION PUMPS | 1168266 |  | 370272 | 2016-07-12 | 2018-03-15 | 95700 | CLINICAL ENGINEERING | 2016-05-17 | USD | 2963 | Active | UNIVERSITY NEW MEXICO HOSPITAL
95532 | 1477735 | B BRAUN MEDICAL INC | INFUSOMAT SPACE | 8713050U | INFUSION PUMPS | 1168266 |  | 370278 | 2016-03-01 | 2018-03-15 | 95700 | CLINICAL ENGINEERING | 2016-05-17 | USD | 2963 | Active | UNIVERSITY NEW MEXICO HOSPITAL
95531 | 1477734 | B BRAUN MEDICAL INC | INFUSOMAT SPACE | 8713050U | INFUSION PUMPS | 1168266 |  | 370207 | 2016-07-12 | 2018-03-15 | 95700 | CLINICAL ENGINEERING | 2016-05-17 | USD | 2963 | Active | UNIVERSITY NEW MEXICO HOSPITAL
95530 | 1477733 | B BRAUN MEDICAL INC | INFUSOMAT SPACE | 8713050U | INFUSION PUMPS | 1168266 |  | 370271 | 2016-03-01 | 2018-03-15 | 95700 | CLINICAL ENGINEERING | 2016-05-17 | USD | 2963 | Active | UNIVERSITY NEW MEXICO HOSPITAL
95529 | 1477732 | B BRAUN MEDICAL INC | INFUSOMAT SPACE | 8713050U | INFUSION PUMPS | 1168266 |  | 370155 | 2016-07-12 | 2018-03-15 | 95700 | CLINICAL ENGINEERING | 2016-05-17 | USD | 2963 | Active | UNIVERSITY NEW MEXICO HOSPITAL
95528 | 1477731 | B BRAUN MEDICAL INC | INFUSOMAT SPACE | 8713050U | INFUSION PUMPS | 1168266 |  | 370260 | 2016-07-12 | 2018-03-15 | 95700 | CLINICAL ENGINEERING | 2016-05-17 | USD | 2963 | Active | UNIVERSITY NEW MEXICO HOSPITAL
95527 | 1477730 | B BRAUN MEDICAL INC | INFUSOMAT SPACE | 8713050U | INFUSION PUMPS | 1168266 |  | 370236 | 2016-07-12 | 2018-03-15 | 95700 | CLINICAL ENGINEERING | 2016-05-17 | USD | 2963 | Active | UNIVERSITY NEW MEXICO HOSPITAL
95526 | 1477729 | B BRAUN MEDICAL INC | INFUSOMAT SPACE | 8713050U | INFUSION PUMPS | 1168266 |  | 370256 | 2016-07-12 | 2018-03-15 | 95700 | CLINICAL ENGINEERING | 2016-05-17 | USD | 2963 | Active | UNIVERSITY NEW MEXICO HOSPITAL
95525 | 1477728 | B BRAUN MEDICAL INC | INFUSOMAT SPACE | 8713050U | INFUSION PUMPS | 1168266 |  | 370197 | 2016-07-12 | 2018-03-15 | 95700 | CLINICAL ENGINEERING | 2016-05-17 | USD | 2963 | Active | UNIVERSITY NEW MEXICO HOSPITAL
95524 | 1477727 | B BRAUN MEDICAL INC | INFUSOMAT SPACE | 8713050U | INFUSION PUMPS | 1168266 |  | 372991 | 2016-07-12 | 2018-03-15 | 95700 | CLINICAL ENGINEERING | 2016-05-17 | USD | 2963 | Active | UNIVERSITY NEW MEXICO HOSPITAL
95523 | 1477726 | B BRAUN MEDICAL INC | INFUSOMAT SPACE | 8713050U | INFUSION PUMPS | 1168266 |  | 370250 | 2016-07-12 | 2018-03-15 | 95700 | CLINICAL ENGINEERING | 2016-05-17 | USD | 2963 | Active | UNIVERSITY NEW MEXICO HOSPITAL
95522 | 1477725 | B BRAUN MEDICAL INC | INFUSOMAT SPACE | 8713050U | INFUSION PUMPS | 1168266 |  | 370274 | 2016-07-12 | 2018-03-15 | 95700 | CLINICAL ENGINEERING | 2016-05-17 | USD | 2963 | Active | UNIVERSITY NEW MEXICO HOSPITAL
95521 | 1477724 | B BRAUN MEDICAL INC | INFUSOMAT SPACE | 8713050U | INFUSION PUMPS | 1168266 |  | 370286 | 2016-07-12 | 2018-03-15 | 95700 | CLINICAL ENGINEERING | 2016-05-17 | USD | 2963 | Active | UNIVERSITY NEW MEXICO HOSPITAL
95520 | 1477723 | B BRAUN MEDICAL INC | INFUSOMAT SPACE | 8713050U | INFUSION PUMPS | 1168266 |  | 42430 | 2016-07-12 | 2018-03-15 | 95700 | CLINICAL ENGINEERING | 2016-05-17 | USD | 2963 | Active | UNIVERSITY NEW MEXICO HOSPITAL
95519 | 1477722 | B BRAUN MEDICAL INC | INFUSOMAT SPACE | 8713050U | INFUSION PUMPS | 1168266 |  | 372820 | 2016-07-12 | 2018-03-15 | 95700 | CLINICAL ENGINEERING | 2016-05-17 | USD | 2963 | Active | UNIVERSITY NEW MEXICO HOSPITAL
95518 | 1477721 | B BRAUN MEDICAL INC | INFUSOMAT SPACE | 8713050U | INFUSION PUMPS | 1168266 |  | 370262 | 2016-07-12 | 2018-03-15 | 95700 | CLINICAL ENGINEERING | 2016-05-17 | USD | 2963 | Active | UNIVERSITY NEW MEXICO HOSPITAL
95517 | 1477720 | B BRAUN MEDICAL INC | INFUSOMAT SPACE | 8713050U | INFUSION PUMPS | 1168266 |  | 370218 | 2016-07-07 | 2018-03-15 | 95700 | CLINICAL ENGINEERING | 2016-05-17 | USD | 2963 | Active | UNIVERSITY NEW MEXICO HOSPITAL
95516 | 1477719 | B BRAUN MEDICAL INC | INFUSOMAT SPACE | 8713050U | INFUSION PUMPS | 1168266 |  | 372856 | 2016-03-01 | 2018-03-15 | 95700 | CLINICAL ENGINEERING | 2016-05-17 | USD | 2963 | Active | UNIVERSITY NEW MEXICO HOSPITAL
95515 | 1477718 | B BRAUN MEDICAL INC | INFUSOMAT SPACE | 8713050U | INFUSION PUMPS | 1168266 |  | 372852 | 2016-07-07 | 2018-03-15 | 95700 | CLINICAL ENGINEERING | 2016-05-17 | USD | 2963 | Active | UNIVERSITY NEW MEXICO HOSPITAL
95514 | 1477717 | B BRAUN MEDICAL INC | INFUSOMAT SPACE | 8713050U | INFUSION PUMPS | 1168266 |  | 370270 | 2016-07-07 | 2018-03-15 | 95700 | CLINICAL ENGINEERING | 2016-05-17 | USD | 2963 | Active | UNIVERSITY NEW MEXICO HOSPITAL
95513 | 1477716 | B BRAUN MEDICAL INC | INFUSOMAT SPACE | 8713050U | INFUSION PUMPS | 1168266 |  | 372853 | 2016-03-01 | 2018-03-15 | 95700 | CLINICAL ENGINEERING | 2016-05-17 | USD | 2963 | Active | UNIVERSITY NEW MEXICO HOSPITAL
95512 | 1477715 | B BRAUN MEDICAL INC | INFUSOMAT SPACE | 8713050U | INFUSION PUMPS | 1168266 |  | 372840 | 2016-07-07 | 2018-03-15 | 95700 | CLINICAL ENGINEERING | 2016-05-17 | USD | 2963 | Active | UNIVERSITY NEW MEXICO HOSPITAL
95511 | 147%714 | B BRAUN MEDICAL INC | INFUSOMAT SPACE | 8713050U | INFUSION PUMPS | 1168266 |  | 372949 | 2016-07-07 | 2018-03-15 | 95700 | CLINICAL ENGINEERING | 2016-05-17 | USD | 2963 | Active | UNIVERSITY NEW MEXICO HOSPITAL
95510 | 1477713 | B BRAUN MEDICAL INC | INFUSOMAT SPACE | 8713050U | INFUSION PUMPS | 1168266 |  | 370217 | 2016-03-01 | 2018-03-15 | 95700 | CLINICAL ENGINEERING | 2016-05-17 | USD | 2963 | Active | UNIVERSITY NEW MEXICO HOSPITAL
95509 | 1477712 | B BRAUN MEDICAL INC | INFUSOMAT SPACE | 8713050U | INFUSION PUMPS | 1168266 |  | 370284 | 2016-07-07 | 2018-03-15 | 95700 | CLINICAL ENGINEERING | 2016-05-17 | USD | 2963 | Active | UNIVERSITY NEW MEXICO HOSPITAL
95508 | 1477711 | B BRAUN MEDICAL INC | INFUSOMAT SPACE | 8713050U | INFUSION PUMPS | 1168266 |  | 370246 | 2016-07-06 | 2018-03-15 | 95700 | CLINICAL ENGINEERING | 2016-05-17 | USD | 2963 | Active | UNIVERSITY NEW MEXICO HOSPITAL
95507 | 1477710 | B BRAUN MEDICAL INC | INFUSOMAT SPACE | 8713050U | INFUSION PUMPS | 1168266 |  | 370160 | 2016-03-01 | 2018-03-15 | 95700 | CLINICAL ENGINEERING | 2016-05-17 | USD | 2963 | Active | UNIVERSITY NEW MEXICO HOSPITAL
95506 | 1477709 | B BRAUN MEDICAL INC | INFUSOMAT SPACE | 8713050U | INFUSION PUMPS | 1168266 |  | 370219 | 2016-07-06 | 2018-03-15 | 95700 | CLINICAL ENGINEERING | 2016-05-17 | USD | 2963 | Active | UNIVERSITY NEW MEXICO HOSPITAL
95505 | 1477708 | B BRAUN MEDICAL INC | INFUSOMAT SPACE | 8713050U | INFUSION PUMPS | 1168266 |  | 370304 | 2016-07-06 | 2018-03-15 | 95700 | CLINICAL ENGINEERING | 2016-05-17 | USD | 2963 | Active | UNIVERSITY NEW MEXICO HOSPITAL
95504 | 1477707 | B BRAUN MEDICAL INC | INFUSOMAT SPACE | 8713050U | INFUSION PUMPS | 1168266 |  | 370183 | 2016-07-06 | 2018-03-15 | 95700 | CLINICAL ENGINEERING | 2016-05-17 | USD | 2963 | Active | UNIVERSITY NEW MEXICO HOSPITAL
95503 | 1477706 | B BRAUN MEDICAL INC | INFUSOMAT SPACE | 8713050U | INFUSION PUMPS | 1168266 |  | 372931 | 2016-03-01 | 2018-03-15 | 95700 | CLINICAL ENGINEERING | 2016-05-17 | USD | 2963 | Active | UNIVERSITY NEW MEXICO HOSPITAL
95502 | 1477705 | B BRAUN MEDICAL INC | INFUSOMAT SPACE | 8713050U | INFUSION PUMPS | 1168266 |  | 372954 | 2016-07-06 | 2018-03-15 | 95700 | CLINICAL ENGINEERING | 2016-05-17 | USD | 2963 | Active | UNIVERSITY NEW MEXICO HOSPITAL
95501 | 1477704 | B BRAUN MEDICAL INC | INFUSOMAT SPACE | 8713050U | INFUSION PUMPS | 1168266 |  | 372953 | 2016-07-06 | 2018-03-15 | 95700 | CLINICAL ENGINEERING | 2016-05-17 | USD | 2963 | Active | UNIVERSITY NEW MEXICO HOSPITAL
95500 | 1477703 | B BRAUN MEDICAL INC | INFUSOMAT SPACE | 8713050U | INFUSION PUMPS | 1168266 |  | 372920 | 2016-07-06 | 2018-03-15 | 95700 | CLINICAL ENGINEERING | 2016-05-17 | USD | 2963 | Active | UNIVERSITY NEW MEXICO HOSPITAL
95499 | 1477702 | B BRAUN MEDICAL INC | INFUSOMAT SPACE | 8713050U | INFUSION PUMPS | 1168266 |  | 370168 | 2016-07-06 | 2018-03-15 | 95700 | CLINICAL ENGINEERING | 2016-05-17 | USD | 2963 | Active | UNIVERSITY NEW MEXICO HOSPITAL
95498 | 1477701 | B BRAUN MEDICAL INC | INFUSOMAT SPACE | 8713050U | INFUSION PUMPS | 1168266 |  | 372892 | 2016-07-06 | 2018-03-15 | 95700 | CLINICAL ENGINEERING | 2016-05-17 | USD | 2963 | Active | UNIVERSITY NEW MEXICO HOSPITAL
95497 | 1477700 | B BRAUN MEDICAL INC | INFUSOMAT SPACE | 8713050U | INFUSION PUMPS | 1168266 |  | 372896 | 2016-07-06 | 2018-03-15 | 95700 | CLINICAL ENGINEERING | 2016-05-17 | USD | 2963 | Active | UNIVERSITY NEW MEXICO HOSPITAL
95496 | 1477699 | B BRAUN MEDICAL INC | INFUSOMAT SPACE | 8713050U | INFUSION PUMPS | 1168266 |  | 372960 | 2016-03-01 | 2018-03-15 | 95700 | CLINICAL ENGINEERING | 2016-05-17 | USD | 2963 | Active | UNIVERSITY NEW MEXICO HOSPITAL
95495 | 1477698 | B BRAUN MEDICAL INC | INFUSOMAT SPACE | 8713050U | INFUSION PUMPS | 1168266 |  | 372924 | 2016-07-06 | 2018-03-15 | 95700 | CLINICAL ENGINEERING | 2016-05-17 | USD | 2963 | Active | UNIVERSITY NEW MEXICO HOSPITAL
95494 | 1477697 | B BRAUN MEDICAL INC | INFUSOMAT SPACE | 8713050U | INFUSION PUMPS | 1168266 |  | 372919 | 2016-07-06 | 2018-03-15 | 95700 | CLINICAL ENGINEERING | 2016-05-17 | USD | 2963 | Active | UNIVERSITY NEW MEXICO HOSPITAL
95493 | 1477696 | B BRAUN MEDICAL INC | INFUSOMAT SPACE | 8713050U | INFUSION PUMPS | 1168266 |  | 372893 | 2016-07-06 | 2018-03-15 | 95700 | CLINICAL ENGINEERING | 2016-05-17 | USD | 2963 | Active | UNIVERSITY NEW MEXICO HOSPITAL
95492 | 1477695 | B BRAUN MEDICAL INC | INFUSOMAT SPACE | 8713050U | INFUSION PUMPS | 1168266 |  | 370303 | 2016-07-06 | 2018-03-15 | 95700 | CLINICAL ENGINEERING | 2016-05-17 | USD | 2963 | Active | UNIVERSITY NEW MEXICO HOSPITAL
95491 | 1477694 | B BRAUN MEDICAL INC | INFUSOMAT SPACE | 8713050U | INFUSION PUMPS | 1168266 |  | 372899 | 2016-07-06 | 2018-03-15 | 95700 | CLINICAL ENGINEERING | 2016-05-17 | USD | 2963 | Active | UNIVERSITY NEW MEXICO HOSPITAL
95490 | 1477693 | B BRAUN MEDICAL INC | INFUSOMAT SPACE | 8713050U | INFUSION PUMPS | 1168266 |  | 370163 | 2016-07-06 | 2018-03-15 | 95700 | CLINICAL ENGINEERING | 2016-05-17 | USD | 2963 | Active | UNIVERSITY NEW MEXICO HOSPITAL
95489 | 1477692 | B BRAUN MEDICAL INC | INFUSOMAT SPACE | 8713050U | INFUSION PUMPS | 1168266 |  | 370233 | 2016-07-06 | 2018-03-15 | 95700 | CLINICAL ENGINEERING | 2016-05-17 | USD | 2963 | Active | UNIVERSITY NEW MEXICO HOSPITAL
95488 | 1477691 | B BRAUN MEDICAL INC | INFUSOMAT SPACE | 8713050U | INFUSION PUMPS | 1168266 |  | 372810 | 2016-07-06 | 2018-03-15 | 95700 | CLINICAL ENGINEERING | 2016-05-17 | USD | 2963 | Active | UNIVERSITY NEW MEXICO HOSPITAL
95487 | 1477690 | B BRAUN MEDICAL INC | INFUSOMAT SPACE | 8713050U | INFUSION PUMPS | 1168266 |  | 372906 | 2016-07-05 | 2018-03-15 | 95700 | CLINICAL ENGINEERING | 2016-05-17 | USD | 2963 | Active | UNIVERSITY NEW MEXICO HOSPITAL
95486 | 1477689 | B BRAUN MEDICAL INC | INFUSOMAT SPACE | 8713050U | INFUSION PUMPS | 1168266 |  | 372972 | 2016-06-23 | 2018-03-15 | 95700 | CLINICAL ENGINEERING | 2016-05-17 | USD | 2963 | Active | UNIVERSITY NEW MEXICO HOSPITAL
95485 | 1477688 | B BRAUN MEDICAL INC | INFUSOMAT SPACE | 8713050U | INFUSION PUMPS | 1168266 |  | 372834 | 2016-06-23 | 2018-03-15 | 95700 | CLINICAL ENGINEERING | 2016-05-17 | USD | 2963 | Active | UNIVERSITY NEW MEXICO HOSPITAL
95484 | 1477687 | B BRAUN MEDICAL INC | INFUSOMAT SPACE | 8713050U | INFUSION PUMPS | 1168266 |  | 372877 | 2016-03-01 | 2018-03-15 | 95700 | CLINICAL ENGINEERING | 2016-05-17 | USD | 2963 | Active | UNIVERSITY NEW MEXICO HOSPITAL
95483 | 1477686 | B BRAUN MEDICAL INC | INFUSOMAT SPACE | 8713050U | INFUSION PUMPS | 1168266 |  | 372887 | 2016-06-23 | 2018-03-15 | 95700 | CLINICAL ENGINEERING | 2016-05-17 | USD | 2963 | Active | UNIVERSITY NEW MEXICO HOSPITAL
95482 | 1477685 | B BRAUN MEDICAL INC | INFUSOMAT SPACE | 8713050U | INFUSION PUMPS | 1168266 |  | 370214 | 2016-06-23 | 2018-03-15 | 95700 | CLINICAL ENGINEERING | 2016-05-17 | USD | 2963 | Active | UNIVERSITY NEW MEXICO HOSPITAL
95481 | 1477684 | B BRAUN MEDICAL INC | INFUSOMAT SPACE | 8713050U | INFUSION PUMPS | 1168266 |  | 370230 | 2016-03-01 | 2018-03-15 | 95700 | CLINICAL ENGINEERING | 2016-05-17 | USD | 2963 | Active | UNIVERSITY NEW MEXICO HOSPITAL
95480 | 1477683 | B BRAUN MEDICAL INC | INFUSOMAT SPACE | 8713050U | INFUSION PUMPS | 1168266 |  | 372836 | 2016-06-23 | 2018-03-15 | 95700 | CLINICAL ENGINEERING | 2016-05-17 | USD | 2963 | Active | UNIVERSITY NEW MEXICO HOSPITAL
95479 | 1477682 | B BRAUN MEDICAL INC | INFUSOMAT SPACE | 8713050U | INFUSION PUMPS | 1168266 |  | 372981 | 2016-06-23 | 2018-03-15 | 95700 | CLINICAL ENGINEERING | 2016-05-17 | USD | 2963 | Active | UNIVERSITY NEW MEXICO HOSPITAL
95478 | 1477681 | B BRAUN MEDICAL INC | INFUSOMAT SPACE | 8713050U | INFUSION PUMPS | 1168266 |  | 370269 | 2016-03-01 | 2018-03-15 | 95700 | CLINICAL ENGINEERING | 2016-05-17 | USD | 2963 | Active | UNIVERSITY NEW MEXICO HOSPITAL
95477 | 1477680 | B BRAUN MEDICAL INC | INFUSOMAT SPACE | 8713050U | INFUSION PUMPS | 1168266 |  | 372824 | 2016-03-01 | 2018-03-15 | 95700 | CLINICAL ENGINEERING | 2016-05-17 | USD | 2963 | Active | UNIVERSITY NEW MEXICO HOSPITAL
95476 | 1477679 | B BRAUN MEDICAL INC | INFUSOMAT SPACE | 8713050U | INFUSION PUMPS | 1168266 |  | 370241 | 2016-06-23 | 2018-03-15 | 95700 | CLINICAL ENGINEERING | 2016-05-17 | USD | 2963 | Active | UNIVERSITY NEW MEXICO HOSPITAL
95475 | 1477678 | B BRAUN MEDICAL INC | INFUSOMAT SPACE | 8713050U | INFUSION PUMPS | 1168266 |  | 372973 | 2016-06-23 | 2018-03-15 | 95700 | CLINICAL ENGINEERING | 2016-05-17 | USD | 2963 | Active | UNIVERSITY NEW MEXICO HOSPITAL
95474 | 1477677 | B BRAUN MEDICAL INC | INFUSOMAT SPACE | 8713050U | INFUSION PUMPS | 1168266 |  | 372845 | 2016-06-23 | 2018-03-15 | 95700 | CLINICAL ENGINEERING | 2016-05-17 | USD | 2963 | Active | UNIVERSITY NEW MEXICO HOSPITAL
95473 | 1477676 | B BRAUN MEDICAL INC | INFUSOMAT SPACE | 8713050U | INFUSION PUMPS | 1168266 |  | 372935 | 2016-06-21 | 2018-03-15 | 95700 | CLINICAL ENGINEERING | 2016-05-17 | USD | 2963 | Active | UNIVERSITY NEW MEXICO HOSPITAL
95361 | 1477571 | TYCO HEALTHCARE GROUP | GENIUS II | GENIUS II | THERMOMETERS/ ELECTRONIC/ INFRARED/ EAR | REPLACN91395 |  | N15639002 | 2016-05-25 | 2016-05-15 | 12350 | CRC/CTC (5-E) | 2016-05-16 | USD | 120 | Active | UNIVERSITY NEW MEXICO HOSPITAL
95360 | 1477570 | TYCO HEALTHCARE GROUP | GENIUS II | GENIUS II | THERMOMETERS/ ELECTRONIC/ INFRARED/ EAR | REPLACN70685 |  | N15638790 | 2016-05-25 | 2016-05-15 | 30030 | CTH OUTPATIENT CLINIC | 2016-05-16 | USD | 120 | Active | UNIVERSITY NEW MEXICO HOSPITAL
95472 | 1477675 | B BRAUN MEDICAL INC | INFUSOMAT SPACE | 8713050U | INFUSION PUMPS | 1168266 |  | 372846 | 2016-06-21 | 2018-03-15 | 95700 | CLINICAL ENGINEERING | 2016-05-16 | USD | 2963 | Active | UNIVERSITY NEW MEXICO HOSPITAL
95471 | 1477674 | B BRAUN MEDICAL INC | INFUSOMAT SPACE | 8713050U | INFUSION PUMPS | 1168266 |  | 372830 | 2016-06-21 | 2018-03-15 | 95700 | CLINICAL ENGINEERING | 2016-05-16 | USD | 2963 | Active | UNIVERSITY NEW MEXICO HOSPITAL
95470 | 1477673 | B BRAUN MEDICAL INC | INFUSOMAT SPACE | 8713050U | INFUSION PUMPS | 1168266 |  | 372891 | 2016-06-21 | 2018-03-15 | 95700 | CLINICAL ENGINEERING | 2016-05-16 | USD | 2963 | Active | UNIVERSITY NEW MEXICO HOSPITAL
95469 | 1477672 | B BRAUN MEDICAL INC | INFUSOMAT SPACE | 8713050U | INFUSION PUMPS | 1168266 |  | 370258 | 2016-06-21 | 2018-03-15 | 95700 | CLINICAL ENGINEERING | 2016-05-16 | USD | 2963 | Active | UNIVERSITY NEW MEXICO HOSPITAL
95468 | 1477671 | B BRAUN MEDICAL INC | INFUSOMAT SPACE | 8713050U | INFUSION PUMPS | 1168266 |  | 370158 | 2016-06-21 | 2018-03-15 | 95700 | CLINICAL ENGINEERING | 2016-05-16 | USD | 2963 | Active | UNIVERSITY NEW MEXICO HOSPITAL
95467 | 1477670 | B BRAUN MEDICAL INC | INFUSOMAT SPACE | 8713050U | INFUSION PUMPS | 1168266 |  | 370161 | 2016-06-21 | 2018-03-15 | 95700 | CLINICAL ENGINEERING | 2016-05-16 | USD | 2963 | Active | UNIVERSITY NEW MEXICO HOSPITAL
95466 | 1477669 | B BRAUN MEDICAL INC | INFUSOMAT SPACE | 8713050U | INFUSION PUMPS | 1168266 |  | 372888 | 2016-06-17 | 2018-03-15 | 95700 | CLINICAL ENGINEERING | 2016-05-16 | USD | 2963 | Active | UNIVERSITY NEW MEXICO HOSPITAL
95465 | 1477668 | B BRAUN MEDICAL INC | INFUSOMAT SPACE | 8713050U | INFUSION PUMPS | 1168266 |  | 372823 | 2016-06-17 | 2018-03-15 | 95700 | CLINICAL ENGINEERING | 2016-05-16 | USD | 2963 | Active | UNIVERSITY NEW MEXICO HOSPITAL
95464 | 1477667 | B BRAUN MEDICAL INC | INFUSOMAT SPACE | 8713050U | INFUSION PUMPS | 1168266 |  | 372898 | 2016-06-17 | 2018-03-15 | 95700 | CLINICAL ENGINEERING | 2016-05-16 | USD | 2963 | Active | UNIVERSITY NEW MEXICO HOSPITAL
95463 | 1477666 | B BRAUN MEDICAL INC | INFUSOMAT SPACE | 8713050U | INFUSION PUMPS | 1168266 |  | 372880 | 2016-06-17 | 2018-03-15 | 95700 | CLINICAL ENGINEERING | 2016-05-16 | USD | 2963 | Active | UNIVERSITY NEW MEXICO HOSPITAL
95462 | 1477665 | B BRAUN MEDICAL INC | INFUSOMAT SPACE | 8713050U | INFUSION PUMPS | 1168266 |  | 372825 | 2016-06-17 | 2018-03-15 | 95700 | CLINICAL ENGINEERING | 2016-05-16 | USD | 2963 | Active | UNIVERSITY NEW MEXICO HOSPITAL
95461 | 1477664 | B BRAUN MEDICAL INC | INFUSOMAT SPACE | 8713050U | INFUSION PUMPS | 1168266 |  | 372826 | 2016-06-17 | 2018-03-15 | 95700 | CLINICAL ENGINEERING | 2016-05-16 | USD | 2963 | Active | UNIVERSITY NEW MEXICO HOSPITAL
95460 | 1477663 | B BRAUN MEDICAL INC | INFUSOMAT SPACE | 8713050U | INFUSION PUMPS | 1168266 |  | 370283 | 2016-06-17 | 2018-03-15 | 95700 | CLINICAL ENGINEERING | 2016-05-16 | USD | 2963 | Active | UNIVERSITY NEW MEXICO HOSPITAL
95459 | 1477662 | B BRAUN MEDICAL INC | INFUSOMAT SPACE | 8713050U | INFUSION PUMPS | 1168266 |  | 370210 | 2016-03-01 | 2018-03-15 | 95700 | CLINICAL ENGINEERING | 2016-05-16 | USD | 2963 | Active | UNIVERSITY NEW MEXICO HOSPITAL
95458 | 1477661 | B BRAUN MEDICAL INC | INFUSOMAT SPACE | 8713050U | INFUSION PUMPS | 1168266 |  | 372827 | 2016-06-17 | 2018-03-15 | 95700 | CLINICAL ENGINEERING | 2016-05-16 | USD | 2963 | Active | UNIVERSITY NEW MEXICO HOSPITAL
95457 | 1477660 | B BRAUN MEDICAL INC | INFUSOMAT SPACE | 8713050U | INFUSION PUMPS | 1168266 |  | 370298 | 2016-06-17 | 2018-03-15 | 95700 | CLINICAL ENGINEERING | 2016-05-16 | USD | 2963 | Active | UNIVERSITY NEW MEXICO HOSPITAL
95456 | 1477659 | B BRAUN MEDICAL INC | INFUSOMAT SPACE | 8713050U | INFUSION PUMPS | 1168266 |  | 372962 | 2016-03-01 | 2018-03-15 | 95700 | CLINICAL ENGINEERING | 2016-05-16 | USD | 2963 | Active | UNIVERSITY NEW MEXICO HOSPITAL
95455 | 1477658 | B BRAUN MEDICAL INC | INFUSOMAT SPACE | 8713050U | INFUSION PUMPS | 1168266 |  | 372843 | 2016-06-17 | 2018-03-15 | 95700 | CLINICAL ENGINEERING | 2016-05-16 | USD | 2963 | Active | UNIVERSITY NEW MEXICO HOSPITAL
95454 | 1477657 | B BRAUN MEDICAL INC | INFUSOMAT SPACE | 8713050U | INFUSION PUMPS | 1168266 |  | 372886 | 2016-06-17 | 2018-03-15 | 95700 | CLINICAL ENGINEERING | 2016-05-16 | USD | 2963 | Active | UNIVERSITY NEW MEXICO HOSPITAL
95453 | 1477656 | B BRAUN MEDICAL INC | INFUSOMAT SPACE | 8713050U | INFUSION PUMPS | 1168266 |  | 370301 | 2017-03-16 | 2018-03-15 | 95700 | CLINICAL ENGINEERING | 2016-05-16 | USD | 2963 | Active | UNIVERSITY NEW MEXICO HOSPITAL
95452 | 1477655 | B BRAUN MEDICAL INC | INFUSOMAT SPACE | 8713050U | INFUSION PUMPS | 1168266 |  | 372835 | 2016-06-15 | 2018-03-15 | 95700 | CLINICAL ENGINEERING | 2016-05-16 | USD | 2963 | Active | UNIVERSITY NEW MEXICO HOSPITAL
95451 | 1477654 | B BRAUN MEDICAL INC | INFUSOMAT SPACE | 8713050U | INFUSION PUMPS | 1168266 |  | 372964 | 2016-06-15 | 2018-03-15 | 95700 | CLINICAL ENGINEERING | 2016-05-16 | USD | 2963 | Active | UNIVERSITY NEW MEXICO HOSPITAL
95450 | 1477653 | B BRAUN MEDICAL INC | INFUSOMAT SPACE | 8713050U | INFUSION PUMPS | 1168266 |  | 372812 | 2016-06-15 | 2018-06-15 | 95700 | CLINICAL ENGINEERING | 2016-05-16 | USD | 2963 | Active | UNIVERSITY NEW MEXICO HOSPITAL
95449 | 1477652 | B BRAUN MEDICAL INC | INFUSOMAT SPACE | 8713050U | INFUSION PUMPS | 1168266 |  | 370178 | 2016-03-01 | 2018-03-15 | 95700 | CLINICAL ENGINEERING | 2016-05-16 | USD | 2963 | Active | UNIVERSITY NEW MEXICO HOSPITAL
95448 | 1477651 | B BRAUN MEDICAL INC | INFUSOMAT SPACE | 8713050U | INFUSION PUMPS | 1168266 |  | 370231 | 2016-03-01 | 2018-03-15 | 95700 | CLINICAL ENGINEERING | 2016-05-16 | USD | 2963 | Active | UNIVERSITY NEW MEXICO HOSPITAL
95447 | 1477650 | B BRAUN MEDICAL INC | INFUSOMAT SPACE | 8713050U | INFUSION PUMPS | 1168266 |  | 370273 | 2016-06-15 | 2018-03-15 | 95700 | CLINICAL ENGINEERING | 2016-05-16 | USD | 2963 | Active | UNIVERSITY NEW MEXICO HOSPITAL
95446 | 1477649 | B BRAUN MEDICAL INC | INFUSOMAT SPACE | 8713050U | INFUSION PUMPS | 1168266 |  | 370172 | 2016-06-15 | 2018-03-15 | 95700 | CLINICAL ENGINEERING | 2016-05-16 | USD | 2963 | Active | UNIVERSITY NEW MEXICO HOSPITAL
95445 | 1477648 | B BRAUN MEDICAL INC | INFUSOMAT SPACE | 8713050U | INFUSION PUMPS | 1168266 |  | 372833 | 2016-06-15 | 2018-03-15 | 95700 | CLINICAL ENGINEERING | 2016-05-16 | USD | 2963 | Active | UNIVERSITY NEW MEXICO HOSPITAL
95444 | 1477647 | B BRAUN MEDICAL INC | INFUSOMAT SPACE | 8713050U | INFUSION PUMPS | 1168266 |  | 370166 | 2016-06-15 | 2018-03-15 | 95700 | CLINICAL ENGINEERING | 2016-05-16 | USD | 2963 | Active | UNIVERSITY NEW MEXICO HOSPITAL
95443 | 1477646 | B BRAUN MEDICAL INC | INFUSOMAT SPACE | 8713050U | INFUSION PUMPS | 1168266 |  | 370267 | 2016-06-15 | 2018-03-15 | 95700 | CLINICAL ENGINEERING | 2016-05-16 | USD | 2963 | Active | UNIVERSITY NEW MEXICO HOSPITAL
95442 | 1477645 | B BRAUN MEDICAL INC | INFUSOMAT SPACE | 8713050U | INFUSION PUMPS | 1168266 |  | 370240 | 2016-06-15 | 2018-03-15 | 95700 | CLINICAL ENGINEERING | 2016-05-16 | USD | 2963 | Active | UNIVERSITY NEW MEXICO HOSPITAL
95441 | 1477644 | B BRAUN MEDICAL INC | INFUSOMAT SPACE | 8713050U | INFUSION PUMPS | 1168266 |  | 372975 | 2016-06-15 | 2018-03-15 | 95700 | CLINICAL ENGINEERING | 2016-05-16 | USD | 2963 | Active | UNIVERSITY NEW MEXICO HOSPITAL
95440 | 1477643 | B BRAUN MEDICAL INC | INFUSOMAT SPACE | 8713050U | INFUSION PUMPS | 1168266 |  | 372858 | 2016-06-15 | 2018-03-15 | 95700 | CLINICAL ENGINEERING | 2016-05-16 | USD | 2963 | Active | UNIVERSITY NEW MEXICO HOSPITAL
95439 | 1477642 | B BRAUN MEDICAL INC | INFUSOMAT SPACE | 8713050U | INFUSION PUMPS | 1168266 |  | 370162 | 2016-03-01 | 2018-03-15 | 95700 | CLINICAL ENGINEERING | 2016-05-16 | USD | 2963 | Active | UNIVERSITY NEW MEXICO HOSPITAL
95438 | 1477641 | B BRAUN MEDICAL INC | INFUSOMAT SPACE | 8713050U | INFUSION PUMPS | 1168266 |  | 370184 | 2016-06-03 | 2018-03-15 | 95700 | CLINICAL ENGINEERING | 2016-05-16 | USD | 2963 | Active | UNIVERSITY NEW MEXICO HOSPITAL
95437 | 1477640 | B BRAUN MEDICAL INC | INFUSOMAT SPACE | 8713050U | INFUSION PUMPS | 1168266 |  | 372907 | 2016-06-03 | 2018-03-15 | 95700 | CLINICAL ENGINEERING | 2016-05-16 | USD | 2963 | Active | UNIVERSITY NEW MEXICO HOSPITAL
95436 | 1477639 | B BRAUN MEDICAL INC | INFUSOMAT SPACE | 8713050U | INFUSION PUMPS | 1168266 |  | 370208 | 2016-06-03 | 2018-03-15 | 95700 | CLINICAL ENGINEERING | 2016-05-16 | USD | 2963 | Active | UNIVERSITY NEW MEXICO HOSPITAL
95435 | 1477638 | B BRAUN MEDICAL INC | INFUSOMAT SPACE | 8713050U | INFUSION PUMPS | 1168266 |  | 370263 | 2016-06-03 | 2018-03-15 | 95700 | CLINICAL ENGINEERING | 2016-05-16 | USD | 2963 | Active | UNIVERSITY NEW MEXICO HOSPITAL
95434 | 1477637 | B BRAUN MEDICAL INC | INFUSOMAT SPACE | 8713050U | INFUSION PUMPS | 1168266 |  | 372844 | 2016-06-03 | 2018-03-15 | 95700 | CLINICAL ENGINEERING | 2016-05-16 | USD | 2963 | Active | UNIVERSITY NEW MEXICO HOSPITAL
95433 | 1477636 | B BRAUN MEDICAL INC | INFUSOMAT SPACE | 8713050U | INFUSION PUMPS | 1168266 |  | 372857 | 2016-06-03 | 2018-03-15 | 95700 | CLINICAL ENGINEERING | 2016-05-16 | USD | 2963 | Active | UNIVERSITY NEW MEXICO HOSPITAL
95432 | 1477635 | B BRAUN MEDICAL INC | INFUSOMAT SPACE | 8713050U | INFUSION PUMPS | 1168266 |  | 372848 | 2016-06-03 | 2018-03-15 | 95700 | CLINICAL ENGINEERING | 2016-05-16 | USD | 2963 | Active | UNIVERSITY NEW MEXICO HOSPITAL
95431 | 1477634 | B BRAUN MEDICAL INC | INFUSOMAT SPACE | 8713050U | INFUSION PUMPS | 1168266 |  | 372881 | 2016-06-03 | 2018-03-15 | 95700 | CLINICAL ENGINEERING | 2016-05-16 | USD | 2963 | Active | UNIVERSITY NEW MEXICO HOSPITAL
95430 | 1477633 | B BRAUN MEDICAL INC | INFUSOMAT SPACE | 8713050U | INFUSION PUMPS | 1168266 |  | 370245 | 2016-06-03 | 2018-03-15 | 95700 | CLINICAL ENGINEERING | 2016-05-16 | USD | 2963 | Active | UNIVERSITY NEW MEXICO HOSPITAL
95429 | 1477632 | B BRAUN MEDICAL INC | INFUSOMAT SPACE | 8713050U | INFUSION PUMPS | 1168266 |  | 370252 | 2016-06-03 | 2018-03-15 | 95700 | CLINICAL ENGINEERING | 2016-05-16 | USD | 2963 | Active | UNIVERSITY NEW MEXICO HOSPITAL
95428 | 1477631 | B BRAUN MEDICAL INC | INFUSOMAT SPACE | 8713050U | INFUSION PUMPS | 1168266 |  | 370195 | 2016-06-03 | 2018-03-15 | 95700 | CLINICAL ENGINEERING | 2016-05-16 | USD | 2963 | Active | UNIVERSITY NEW MEXICO HOSPITAL
95427 | 1477630 | B BRAUN MEDICAL INC | INFUSOMAT SPACE | 8713050U | INFUSION PUMPS | 1168266 |  | 370169 | 2016-03-01 | 2018-03-15 | 95700 | CLINICAL ENGINEERING | 2016-05-16 | USD | 2963 | Active | UNIVERSITY NEW MEXICO HOSPITAL
95426 | 1477629 | B BRAUN MEDICAL INC | INFUSOMAT SPACE | 8713050U | INFUSION PUMPS | 1168266 |  | 372883 | 2016-06-03 | 2018-03-15 | 95700 | CLINICAL ENGINEERING | 2016-05-16 | USD | 2963 | Active | UNIVERSITY NEW MEXICO HOSPITAL
95425 | 1477628 | B BRAUN MEDICAL INC | INFUSOMAT SPACE | 8713050U | INFUSION PUMPS | 1168266 |  | 372849 | 2016-06-03 | 2018-03-15 | 95700 | CLINICAL ENGINEERING | 2016-05-16 | USD | 2963 | Active | UNIVERSITY NEW MEXICO HOSPITAL
95424 | 1477627 | B BRAUN MEDICAL INC | INFUSOMAT SPACE | 8713050U | INFUSION PUMPS | 1168266 |  | 372837 | 2016-06-03 | 2018-03-15 | 95700 | CLINICAL ENGINEERING | 2016-05-16 | USD | 2963 | Active | UNIVERSITY NEW MEXICO HOSPITAL
95423 | 1477626 | B BRAUN MEDICAL INC | INFUSOMAT SPACE | 8713050U | INFUSION PUMPS | 1168266 |  | 370193 | 2016-06-16 | 2018-03-15 | 95700 | CLINICAL ENGINEERING | 2016-05-16 | USD | 2963 | Active | UNIVERSITY NEW MEXICO HOSPITAL
95422 | 1477625 | B BRAUN MEDICAL INC | INFUSOMAT SPACE | 8713050U | INFUSION PUMPS | 1168266 |  | 372955 | 2016-03-01 | 2018-03-15 | 95700 | CLINICAL ENGINEERING | 2016-05-16 | USD | 2963 | Active | UNIVERSITY NEW MEXICO HOSPITAL
95421 | 1477624 | B BRAUN MEDICAL INC | INFUSOMAT SPACE | 8713050U | INFUSION PUMPS | 1168266 |  | 372908 | 2016-06-16 | 2018-03-15 | 95700 | CLINICAL ENGINEERING | 2016-05-16 | USD | 2963 | Active | UNIVERSITY NEW MEXICO HOSPITAL
95420 | 1477623 | B BRAUN MEDICAL INC | INFUSOMAT SPACE | 8713050U | INFUSION PUMPS | 1168266 |  | 370165 | 2016-06-16 | 2018-03-15 | 95700 | CLINICAL ENGINEERING | 2016-05-16 | USD | 2963 | Active | UNIVERSITY NEW MEXICO HOSPITAL
95419 | 1477622 | B BRAUN MEDICAL INC | INFUSOMAT SPACE | 8713050U | INFUSION PUMPS | 1168266 |  | 370268 | 2016-06-16 | 2018-03-15 | 95700 | CLINICAL ENGINEERING | 2016-05-16 | USD | 2963 | Active | UNIVERSITY NEW MEXICO HOSPITAL
95418 | 1477621 | B BRAUN MEDICAL INC | INFUSOMAT SPACE | 8713050U | INFUSION PUMPS | 1168266 |  | 372829 | 2016-06-16 | 2018-03-15 | 95700 | CLINICAL ENGINEERING | 2016-05-16 | USD | 2963 | Active | UNIVERSITY NEW MEXICO HOSPITAL
95417 | 1477620 | B BRAUN MEDICAL INC | INFUSOMAT SPACE | 8713050U | INFUSION PUMPS | 1168266 |  | 372819 | 2016-06-16 | 2018-03-15 | 95700 | CLINICAL ENGINEERING | 2016-05-16 | USD | 2963 | Active | UNIVERSITY NEW MEXICO HOSPITAL
95416 | 1477619 | B BRAUN MEDICAL INC | INFUSOMAT SPACE | 8713050U | INFUSION PUMPS | 1168266 |  | 372884 | 2016-06-16 | 2018-03-15 | 95700 | CLINICAL ENGINEERING | 2016-05-16 | USD | 2963 | Active | UNIVERSITY NEW MEXICO HOSPITAL
95415 | 1477618 | B BRAUN MEDICAL INC | INFUSOMAT SPACE | 8713050U | INFUSION PUMPS | 1168266 |  | 370251 | 2016-03-01 | 2018-03-15 | 95700 | CLINICAL ENGINEERING | 2016-05-16 | USD | 2963 | Active | UNIVERSITY NEW MEXICO HOSPITAL
95414 | 1477617 | B BRAUN MEDICAL INC | INFUSOMAT SPACE | 8713050U | INFUSION PUMPS | 1168266 |  | 372979 | 2016-06-16 | 2018-03-15 | 95700 | CLINICAL ENGINEERING | 2016-05-16 | USD | 2963 | Active | UNIVERSITY NEW MEXICO HOSPITAL
95413 | 1477616 | B BRAUN MEDICAL INC | INFUSOMAT SPACE | 8713050U | INFUSION PUMPS | 1168266 |  | 372969 | 2016-06-16 | 2018-03-15 | 95700 | CLINICAL ENGINEERING | 2016-05-16 | USD | 2963 | Active | UNIVERSITY NEW MEXICO HOSPITAL
95412 | 1477615 | B BRAUN MEDICAL INC | INFUSOMAT SPACE | 8713050U | INFUSION PUMPS | 1168266 |  | 372851 | 2016-03-01 | 2018-03-15 | 95700 | CLINICAL ENGINEERING | 2016-05-16 | USD | 2963 | Active | UNIVERSITY NEW MEXICO HOSPITAL
95411 | 1477614 | B BRAUN MEDICAL INC | INFUSOMAT SPACE | 8713050U | INFUSION PUMPS | 1168266 |  | 370212 | 2016-06-16 | 2018-03-15 | 95700 | CLINICAL ENGINEERING | 2016-05-16 | USD | 2963 | Active | UNIVERSITY NEW MEXICO HOSPITAL
95410 | 1477613 | B BRAUN MEDICAL INC | INFUSOMAT SPACE | 8713050U | INFUSION PUMPS | 1168266 |  | 372918 | 2016-06-16 | 2018-03-15 | 95700 | CLINICAL ENGINEERING | 2016-05-16 | USD | 2963 | Active | UNIVERSITY NEW MEXICO HOSPITAL
95409 | 1477612 | B BRAUN MEDICAL INC | INFUSOMAT SPACE | 8713050U | INFUSION PUMPS | 1168266 |  | 372992 | 2016-06-16 | 2018-03-15 | 95700 | CLINICAL ENGINEERING | 2016-05-16 | USD | 2963 | Active | UNIVERSITY NEW MEXICO HOSPITAL
95408 | 1477611 | B BRAUN MEDICAL INC | INFUSOMAT SPACE | 8713050U | INFUSION PUMPS | 1168266 |  | 372867 | 2016-06-16 | 2018-03-15 | 95700 | CLINICAL ENGINEERING | 2016-05-16 | USD | 2963 | Active | UNIVERSITY NEW MEXICO HOSPITAL
95407 | 1477610 | B BRAUN MEDICAL INC | INFUSOMAT SPACE | 8713050U | INFUSION PUMPS | 1168266 |  | 370285 | 2016-06-16 | 2018-03-15 | 95700 | CLINICAL ENGINEERING | 2016-05-16 | USD | 2963 | Active | UNIVERSITY NEW MEXICO HOSPITAL
95406 | 1477609 | B BRAUN MEDICAL INC | INFUSOMAT SPACE | 8713050U | INFUSION PUMPS | 1168266 |  | 372890 | 2016-06-16 | 2018-03-15 | 95700 | CLINICAL ENGINEERING | 2016-05-16 | USD | 2963 | Active | UNIVERSITY NEW MEXICO HOSPITAL
95405 | 1477608 | B BRAUN MEDICAL INC | INFUSOMAT SPACE | 8713050U | INFUSION PUMPS | 1168266 |  | 372978 | 2016-06-16 | 2018-03-15 | 95700 | CLINICAL ENGINEERING | 2016-05-16 | USD | 2963 | Active | UNIVERSITY NEW MEXICO HOSPITAL
95404 | 1477607 | B BRAUN MEDICAL INC | INFUSOMAT SPACE | 8713050U | INFUSION PUMPS | 1168266 |  | 370255 | 2016-06-16 | 2018-03-15 | 95700 | CLINICAL ENGINEERING | 2016-05-16 | USD | 2963 | Active | UNIVERSITY NEW MEXICO HOSPITAL
95403 | 1477606 | B BRAUN MEDICAL INC | INFUSOMAT SPACE | 8713050U | INFUSION PUMPS | 1168266 |  | 372841 | 2016-06-16 | 2018-03-15 | 95700 | CLINICAL ENGINEERING | 2016-05-16 | USD | 2963 | Active | UNIVERSITY NEW MEXICO HOSPITAL
95402 | 1477605 | B BRAUN MEDICAL INC | INFUSOMAT SPACE | 8713050U | INFUSION PUMPS | 1168266 |  | 370220 | 2016-06-16 | 2018-03-15 | 95700 | CLINICAL ENGINEERING | 2016-05-16 | USD | 2963 | Active | UNIVERSITY NEW MEXICO HOSPITAL
95357 | 1477567 | HAMILTON MEDICAL INC | T1 | 161006 | VENTILATORS/ TRANSPORT | 1166517-0-CAP |  | 4729 | 2016-12-01 | 2017-12-15 | 70071 | LIFEGUARD-ROTOR | 2016-05-11 | USD | 28106.11 | Active | UNIVERSITY NEW MEXICO HOSPITAL
95359 | 1477569 | TYCO HEALTHCARE GROUP | GENIUS II | GENIUS II | THERMOMETERS/ ELECTRONIC/ INFRARED/ EAR | REPLACN81000 |  | N15639218 | 2016-05-25 | 2016-05-15 | 34315 | CLINICAL NEUROSCIENCE CENTER | 2016-05-11 | USD | 120 | Active | UNIVERSITY NEW MEXICO HOSPITAL
93450 | 1478464 | SCALE-TRONIX INC | 5702 | 5702 | SCALES/ PATIENT/ PLATFORM/ ELECTRONIC | 303524 |  | 5702-2504 | 2017-01-01 | 2018-01-15 | 12035 | UPC INPATIENT ADULT SERVICES | 2016-05-11 | USD |  | Active | UNIVERSITY NEW MEXICO HOSPITAL
95218 | 1478363 | PRECISION MEDICAL INC | PM5200 | PM5200 | OXYGEN-AIR PROPORTIONERS | 1164922 |  | BH004737 | 2016-09-27 | 2017-09-15 | 71510 | PULMONARY SERVICES | 2016-05-10 | USD | 1127.59 | Active | UNIVERSITY NEW MEXICO HOSPITAL
95215 | 147836% | PRECISION MEDICAL INC | PM5200 | PM5200 | OXYGEN-AIR PROPORTIONERS | 1164922 |  | BH004739 | 2016-09-27 | 2017-09-15 | 71510 | PULMONARY SERVICES | 2016-05-10 | USD | 1127.59 | Active | UNIVERSITY NEW MEXICO HOSPITAL
95216 | 1478361 | PRECISION MEDICAL INC | PM5200 | PM5200 | OXYGEN-AIR PROPORTIONERS | 1164922 |  | BH004721 | 2016-09-01 | 2017-09-15 | 71510 | PULMONARY SERVICES | 2016-05-10 | USD | 1127.59 | Active | UNIVERSITY NEW MEXICO HOSPITAL
95217 | 1478362 | PRECISION MEDICAL INC | PM5200 | PM5200 | OXYGEN-AIR PROPORTIONERS | 1164922 |  | BH004736 | 2016-09-27 | 2017-09-15 | 71510 | PULMONARY SERVICES | 2016-05-10 | USD | 1127.59 | Active | UNIVERSITY NEW MEXICO HOSPITAL
95082 | 1478219 | PRECISION MEDICAL INC | PM5200 | PM5200 | OXYGEN-AIR PROPORTIONERS | 1164922 |  | BH004722 | 2016-09-28 | 2017-09-15 | 71510 | PULMONARY SERVICES | 2016-05-10 | USD | 1127.59 | Active | UNIVERSITY NEW MEXICO HOSPITAL
95223 | 1478368 | PRECISION MEDICAL INC | PM5200 | PM5200 | OXYGEN-AIR PROPORTIONERS | 1164922 |  | BH004729 | 2016-09-01 | 2017-09-15 | 71510 | PULMONARY SERVICES | 2016-05-10 | USD | 1127.59 | Active | UNIVERSITY NEW MEXICO HOSPITAL
95222 | 1478367 | PRECISION MEDICAL INC | PM5200 | PM5200 | OXYGEN-AIR PROPORTIONERS | 1164922 |  | BH004732 | 2016-09-01 | 2017-09-15 | 71510 | PULMONARY SERVICES | 2016-05-10 | USD | 1127.59 | Active | UNIVERSITY NEW MEXICO HOSPITAL
95221 | 1478366 | PRECISION MEDICAL INC | PM5200 | PM5200 | OXYGEN-AIR PROPORTIONERS | 1164922 |  | BH004724 | 2016-09-01 | 2017-09-15 | 71510 | PULMONARY SERVICES | 2016-05-10 | USD | 1127.59 | Active | UNIVERSITY NEW MEXICO HOSPITAL
95220 | 1478365 | PRECISION MEDICAL INC | PM5200 | PM5200 | OXYGEN-AIR PROPORTIONERS | 1164922 |  | BH004723 | 2016-09-27 | 2017-09-15 | 71510 | PULMONARY SERVICES | 2016-05-10 | USD | 1127.59 | Active | UNIVERSITY NEW MEXICO HOSPITAL
95219 | 1478364 | PRECISION MEDICAL INC | PM5200 | PM5200 | OXYGEN-AIR PROPORTIONERS | 1164922 |  | BH004720 | 2016-09-27 | 2017-09-15 | 71510 | PULMONARY SERVICES | 2016-05-10 | USD | 1127.59 | Active | UNIVERSITY NEW MEXICO HOSPITAL
95224 | 1478369 | PRECISION MEDICAL INC | PM5200 | PM5200 | OXYGEN-AIR PROPORTIONERS | 1164922 |  | BH004725 | 2016-09-27 | 2017-09-15 | 71510 | PULMONARY SERVICES | 2016-05-09 | USD | 1127.59 | Active | UNIVERSITY NEW MEXICO HOSPITAL
95225 | 1478370 | PRECISION MEDICAL INC | PM5200 | PM5200 | OXYGEN-AIR PROPORTIONERS | 1164922 |  | BH004730 | 2016-09-01 | 2017-09-15 | 71510 | PULMONARY SERVICES | 2016-05-09 | USD | 1127.59 | Active | UNIVERSITY NEW MEXICO HOSPITAL
95226 | 1478371 | PRECISION MEDICAL INC | PM5200 | PM5200 | OXYGEN-AIR PROPORTIONERS | 1164922 |  | BH004727 | 2016-09-27 | 2017-09-15 | 71510 | PULMONARY SERVICES | 2016-05-09 | USD | 1127.59 | Active | UNIVERSITY NEW MEXICO HOSPITAL
95227 | 1478372 | PRECISION MEDICAL INC | PM5200 | PM5200 | OXYGEN-AIR PROPORTIONERS | 1164922 |  | BH004733 | 2016-09-01 | 2017-09-15 | 71510 | PULMONARY SERVICES | 2016-05-09 | USD | 1127.59 | Active | UNIVERSITY NEW MEXICO HOSPITAL
95228 | 1478373 | PRECISION MEDICAL INC | PM5200 | PM5200 | OXYGEN-AIR PROPORTIONERS | 1164922 |  | BH004728 | 2016-09-28 | 2017-09-15 | 71510 | PULMONARY SERVICES | 2016-05-09 | USD | 1127.59 | Active | UNIVERSITY NEW MEXICO HOSPITAL
95229 | 1478374 | PRECISION MEDICAL INC | PM5200 | PM5200 | OXYGEN-AIR PROPORTIONERS | 1164922 |  | BH004734 | 2016-09-01 | 2017-09-15 | 71510 | PULMONARY SERVICES | 2016-05-09 | USD | 1127.59 | Active | UNIVERSITY NEW MEXICO HOSPITAL
95230 | 1478375 | PRECISION MEDICAL INC | PM5200 | PM5200 | OXYGEN-AIR PROPORTIONERS | 1164922 |  | BH004731 | 2016-09-28 | 2017-09-15 | 71510 | PULMONARY SERVICES | 2016-05-09 | USD | 1127.59 | Active | UNIVERSITY NEW MEXICO HOSPITAL
95231 | 1478376 | PRECISION MEDICAL INC | PM5200 | PM5200 | OXYGEN-AIR PROPORTIONERS | 1164922 |  | BH004726 | 2016-09-27 | 2017-09-15 | 71510 | PULMONARY SERVICES | 2016-05-09 | USD | 1127.59 | Active | UNIVERSITY NEW MEXICO HOSPITAL
95232 | 1478377 | PRECISION MEDICAL INC | PM5200 | PM5200 | OXYGEN-AIR PROPORTIONERS | 1164922 |  | BH004735 | 2016-09-01 | 2017-09-15 | 71510 | PULMONARY SERVICES | 2016-05-09 | USD | 1127.59 | Active | UNIVERSITY NEW MEXICO HOSPITAL
95233 | 1478378 | PRECISION MEDICAL INC | PM5200 | PM5200 | OXYGEN-AIR PROPORTIONERS | 1164922 |  | BH004738 | 2016-09-01 | 2017-09-15 | 71510 | PULMONARY SERVICES | 2016-05-09 | USD | 1127.59 | Active | UNIVERSITY NEW MEXICO HOSPITAL
64063 | 1477827 | BHM MEDICAL INC | STEDY | STEDY | LIFTS/ PATIENT TRANSFER | FOUND |  | NTA-13868 | 2016-08-04 | 2017-08-15 | 12230 | GEN MED/SAC (4-W) | 2016-05-06 | USD |  | Active | UNIVERSITY NEW MEXICO HOSPITAL
95353 | 1477562 | ROCHE DIAGNOSTIC SYSTEMS INC | COAGUCHEK XS PLUS | COAGUCHEK XS PLUS | ANALYZERS/ POINT-OF-CARE/ WHOLE BLOOD/ COAGULATION | REPLACN91141 |  | UQ0119995 | 2016-05-05 | 2016-05-15 | 32050 | WESTSIDE FAMILY & SENIOR HLTH | 2016-05-05 | USD |  | Active | UNIVERSITY NEW MEXICO HOSPITAL
95352 | 1477561 | ROCHE DIAGNOSTIC SYSTEMS INC | COAGUCHEK XS PLUS | COAGUCHEK XS PLUS | ANALYZERS/ POINT-OF-CARE/ WHOLE BLOOD/ COAGULATION | REPLACN91140 |  | UQ0119994 | 2016-05-05 | 2016-05-15 | 34030 | ANTICOAGULATION SERVICES | 2016-05-05 | USD |  | Active | UNIVERSITY NEW MEXICO HOSPITAL
95350 | 1477560 | DESOUTTER | CC6 | 713006 | CAST CUTTERS/ ELECTRIC |  |  | 16/02417 | 2016-05-06 | 2016-05-15 | 30030 | CTH OUTPATIENT CLINIC | 2016-05-04 | USD |  | Active | UNIVERSITY NEW MEXICO HOSPITAL
95349 | 1477559 | DESOUTTER | CC6 | 713006 | CAST CUTTERS/ ELECTRIC |  |  | 16/02416 | 2016-05-06 | 2016-05-15 | 30030 | CTH OUTPATIENT CLINIC | 2016-05-04 | USD |  | Active | UNIVERSITY NEW MEXICO HOSPITAL
95291 | 1380283 | REMOTE DIAGNOSTIC TECHNOLOGIES | TEMPUS PRO | 00-1007-r | MONITORING SYSTEMS/ PHYSIOLOGIC/ ACUTE CARE | 1167088-0-CAP |  | 600506 | 2016-12-01 | 2017-12-15 | 70071 | LIFEGUARD-ROTOR | 2016-05-03 | USD | 34412 | Active | UNIVERSITY NEW MEXICO HOSPITAL
95289 | 1478418 | ABBOTT | I-STAT 1 | I-STAT 1 | ANALYZERS/ POINT-OF-CARE/ WHOLE BLOOD/ GLUCOSE | REPLACN45267 |  | 300639 | 2016-05-06 | 2016-05-15 | 70800 | NEONATAL AMBULANCE | 2016-05-03 | USD | 2100 | Active | UNIVERSITY NEW MEXICO HOSPITAL
95290 | 1478419 | STORZ ENDOSCOPY | C-MAC USB IMAGER | 8402XSB | LARYNGOSCOPES | 1169919-0-CAP |  | 1096 | 2016-12-06 | 2017-12-15 | 70071 | LIFEGUARD-ROTOR | 2016-05-03 | USD | 5215 | Active | UNIVERSITY NEW MEXICO HOSPITAL
95341 | 1380289 | OLYMPUS AMERICA INC | CX31 | CX31RBSFA | MICROSCOPES | 2001004 |  | 5D42174201504 | 2016-11-29 | 2017-11-15 | 12000 | LABOR AND DELIVERY | 2016-05-03 | USD | 1476.62 | Active | UNIVERSITY NEW MEXICO HOSPITAL
95339 | 1380287 | SONY CORPORATION OF AMERICA | LMD2110MD/OL | LMD2110MD/OL | MONITORS/ VIDEO | 1170754-0-CAP |  | 3207272 | 2016-05-24 | 2016-05-15 | 15055 | ANESTHESIA | 2016-05-03 | USD | 4275.21 | Active | UNIVERSITY NEW MEXICO HOSPITAL
95336 | 1380284 | SONY CORPORATION OF AMERICA | LMD2110MD/OL | LMD2110MD/OL | MONITORS/ VIDEO | 1170754-0-CAP |  | 3207256 | 2016-05-24 | 2016-05-15 | 15055 | ANESTHESIA | 2016-05-03 | USD | 4275.21 | Active | UNIVERSITY NEW MEXICO HOSPITAL
95346 | 1477556 | CAREFUSION ALARIS | MEDSYSTEM III | MEDSYSTEM III | INFUSION PUMPS | 1166521-0-CAP |  | 14386114 | 2016-12-01 | 2017-12-15 | 70071 | LIFEGUARD-ROTOR | 2016-05-03 | USD | 5450 | Active | UNIVERSITY NEW MEXICO HOSPITAL
95345 | 1477555 | CAREFUSION ALARIS | MEDSYSTEM III | MEDSYSTEM III | INFUSION PUMPS | 1166521-0-CAP |  | 14385816 | 2016-12-01 | 2017-12-15 | 70071 | LIFEGUARD-ROTOR | 2016-05-03 | USD | 5450 | Active | UNIVERSITY NEW MEXICO HOSPITAL
95344 | 1477554 | CAREFUSION ALARIS | MEDSYSTEM III | MEDSYSTEM III | INFUSION PUMPS | 1166521-0-CAP |  | 14388852 | 2016-12-01 | 2017-12-15 | 70071 | LIFEGUARD-ROTOR | 2016-05-03 | USD | 5450 | Active | UNIVERSITY NEW MEXICO HOSPITAL
95342 | 1477552 | OLYMPUS AMERICA INC | OTV-SI | OTV-SI | VIDEO IMAGE PROCESSORS/ ENDOSCOPIC | 1170754-0-CAP |  | 7556951 | 2016-06-09 | 2017-06-15 | 15055 | ANESTHESIA | 2016-05-03 | USD | 6458.8 | Active | UNIVERSITY NEW MEXICO HOSPITAL
95337 | 1380285 | OLYMPUS AMERICA INC | OTV-SI | OTV-SI | VIDEO IMAGE PROCESSORS/ ENDOSCOPIC | 1170754-0-CAP |  | 7556950 | 2016-06-09 | 2017-06-15 | 15055 | ANESTHESIA | 2016-05-03 | USD | 6458.8 | Active | UNIVERSITY NEW MEXICO HOSPITAL
95395 | 1477604 | VIDCO INC | MDP2040-0100 | MDP2040-0100 | MONITORS/ GRAPHIC | 1167199 |  | 006617 |  | 2017-06-15 | 21015 | ED-NORTH | 2016-05-03 | USD | 4375 | Active | UNIVERSITY NEW MEXICO HOSPITAL
95394 | 1477603 | VIDCO INC | MDP2040-0100 | MDP2040-0100 | MONITORS/ GRAPHIC | 1167199 |  | 006615 |  | 2017-06-15 | 21015 | ED-NORTH | 2016-05-03 | USD | 4375 | Active | UNIVERSITY NEW MEXICO HOSPITAL
95393 | 1477602 | VIDCO INC | MDP2040-0100 | MDP2040-0100 | MONITORS/ GRAPHIC | 1167199 |  | 006614 |  | 2017-06-15 | 95700 | CLINICAL ENGINEERING | 2016-05-03 | USD | 4375 | Active | UNIVERSITY NEW MEXICO HOSPITAL
95392 | 1477601 | VIDCO INC | MDP2040-0100 | MDP2040-0100 | MONITORS/ GRAPHIC | 1167199 |  | 006616 |  | 2017-06-15 | 21015 | ED-NORTH | 2016-05-03 | USD | 4375 | Active | UNIVERSITY NEW MEXICO HOSPITAL
95391 | 1477600 | VIDCO INC | MDP2040-0100 | MDP2040-0100 | MONITORS/ GRAPHIC | 1167199 |  | 006618 |  | 2017-06-15 | 21015 | ED-NORTH | 2016-05-03 | USD | 4375 | Active | UNIVERSITY NEW MEXICO HOSPITAL
95348 | 1477558 | ZOLL MEDICAL CORP | X SERIES | X SERIES | DEFIBRILLATOR/ MONITOR/ PACEMAKERS | 1166641-0-CAP |  | (21)AR16C018566 | 2016-12-01 | 2017-12-15 | 70071 | LIFEGUARD-ROTOR | 2016-05-03 | USD | 39819.8 | Active | UNIVERSITY NEW MEXICO HOSPITAL
95347 | 1477557 | ZOLL MEDICAL CORP | X SERIES | X SERIES | DEFIBRILLATOR/ MONITOR/ PACEMAKERS | 1166641-0-CAP |  | (21)AR16C018563 | 2016-12-01 | 2017-12-15 | 70071 | LIFEGUARD-ROTOR | 2016-05-03 | USD | 39819.8 | Active | UNIVERSITY NEW MEXICO HOSPITAL
95343 | 1477553 | OLYMPUS AMERICA INC | OEP-5 | OEP-5 | PRINTERS/ VIDEO | 1170754-0-CAP |  | A615263 | 2016-05-24 | 2016-05-15 | 15055 | ANESTHESIA | 2016-05-03 | USD | 8571.2 | Active | UNIVERSITY NEW MEXICO HOSPITAL
95338 | 1380286 | OLYMPUS AMERICA INC | OEP-5 | OEP-5 | PRINTERS/ VIDEO | 1170754-0-CAP |  | A615277 | 2016-05-24 | 2016-05-15 | 15055 | ANESTHESIA | 2016-05-03 | USD | 8571.2 | Active | UNIVERSITY NEW MEXICO HOSPITAL
95340 | 1380288 | LAERDAL MEDICAL CORP | LCSU4 | LCSU4 | ASPIRATORS | 1171775 |  | 150701A1162 | 2016-12-07 | 2017-12-15 | 70071 | LIFEGUARD-ROTOR | 2016-05-03 | USD | 453.46 | Active | UNIVERSITY NEW MEXICO HOSPITAL
95288 | 1478417 | GE HEALTHCARE | DASH 5000 | DASH 5000 | MONITORING SYSTEMS/ PHYSIOLOGIC | 1161658-0-CAP |  | SHQ16124730SA | 2017-07-06 | 2018-07-15 | 21015 | ED-NORTH | 2016-04-29 | USD | 10509.36 | Active | UNIVERSITY NEW MEXICO HOSPITAL
95287 | 1478416 | GE HEALTHCARE | DASH 5000 | DASH 5000 | MONITORING SYSTEMS/ PHYSIOLOGIC | 1161658-0-CAP |  | SHQ16124734SA | 2017-07-06 | 2018-07-15 | 21015 | ED-NORTH | 2016-04-29 | USD | 10509.36 | Active | UNIVERSITY NEW MEXICO HOSPITAL
95286 | 1478415 | GE HEALTHCARE | DASH 5000 | DASH 5000 | MONITORING SYSTEMS/ PHYSIOLOGIC | 1161658-0-CAP |  | SHQ16124717SA | 2017-07-11 | 2018-07-15 | 21015 | ED-NORTH | 2016-04-29 | USD | 10509.36 | Active | UNIVERSITY NEW MEXICO HOSPITAL
95285 | 1478414 | GE HEALTHCARE | DASH 5000 | DASH 5000 | MONITORING SYSTEMS/ PHYSIOLOGIC | 1161658-0-CAP |  | SHQ16124715SA | 2017-07-06 | 2018-07-15 | 21015 | ED-NORTH | 2016-04-29 | USD | 10509.36 | Active | UNIVERSITY NEW MEXICO HOSPITAL
95284 | 1478413 | GE HEALTHCARE | DASH 5000 | DASH 5000 | MONITORING SYSTEMS/ PHYSIOLOGIC | 1161658-0-CAP |  | SHQ16124728SA | 2017-07-06 | 2018-07-15 | 21015 | ED-NORTH | 2016-04-28 | USD | 10509.36 | Active | UNIVERSITY NEW MEXICO HOSPITAL
95283 | 1478412 | GE HEALTHCARE | DASH 5000 | DASH 5000 | MONITORING SYSTEMS/ PHYSIOLOGIC | 1161658-0-CAP |  | SHQ16124714SA | 2017-07-14 | 2018-07-15 | 21015 | ED-NORTH | 2016-04-28 | USD | 10509.36 | Active | UNIVERSITY NEW MEXICO HOSPITAL
95282 | 1478411 | GE HEALTHCARE | DASH 5000 | DASH 5000 | MONITORING SYSTEMS/ PHYSIOLOGIC | 1161658-0-CAP |  | SHQ16124709SA | 2017-07-06 | 2018-07-15 | 21015 | ED-NORTH | 2016-04-28 | USD | 10509.36 | Active | UNIVERSITY NEW MEXICO HOSPITAL
95281 | 1478410 | GE HEALTHCARE | DASH 5000 | DASH 5000 | MONITORING SYSTEMS/ PHYSIOLOGIC | 1161658-0-CAP |  | SHQ16124731SA | 2017-07-06 | 2018-07-15 | 21015 | ED-NORTH | 2016-04-28 | USD | 10509.36 | Active | UNIVERSITY NEW MEXICO HOSPITAL
95280 | 1478409 | GE HEALTHCARE | DASH 5000 | DASH 5000 | MONITORING SYSTEMS/ PHYSIOLOGIC | 1161658-0-CAP |  | SHQ16124722SA | 2017-07-06 | 2018-07-15 | 21015 | ED-NORTH | 2016-04-28 | USD | 10509.36 | Active | UNIVERSITY NEW MEXICO HOSPITAL
95315 | 1380305 | SCALE-TRONIX INC | STOW-A-WEIGH | STOW-A-WEIGH | SCALES/ PATIENT/ WHEELCHAIR | 1166704 |  | 6202-3948 | 2017-07-18 | 2018-07-15 | 21015 | ED-NORTH | 2016-04-20 | USD | 3280 | Active | UNIVERSITY NEW MEXICO HOSPITAL
95279 | 1478408 | GE HEALTHCARE | DASH 5000 | DASH 5000 | MONITORING SYSTEMS/ PHYSIOLOGIC | 1161658-0-CAP |  | SHQ16124732SA | 2017-07-06 | 2018-07-15 | 21015 | ED-NORTH | 2016-04-20 | USD | 10509.36 | Active | UNIVERSITY NEW MEXICO HOSPITAL
95271 | 1478400 | ZIMMER INC | ELECTRIC DERMATOME 8821 | 8821 | POWER SUPPLIES | 1169516 |  | 211512210004 | 2016-10-14 | 2017-10-15 | 15005 | OPERATING ROOM - BBRP | 2016-04-20 | USD | 9315 | Active | UNIVERSITY NEW MEXICO HOSPITAL
95278 | 1478407 | GE HEALTHCARE | DASH 5000 | DASH 5000 | MONITORING SYSTEMS/ PHYSIOLOGIC | 1161658-0-CAP |  | SHQ16124708SA | 2017-07-06 | 2018-07-15 | 21015 | ED-NORTH | 2016-04-20 | USD | 10509.36 | Active | UNIVERSITY NEW MEXICO HOSPITAL
95272 | 1478401 | 3M HEALTH CARE | ATTEST 390 | 390 | STERILIZATION PROCESS INDICATORS | 1168486 |  | 310408 | 2016-05-20 | 2016-05-15 | 15005 | OPERATING ROOM - BBRP | 2016-04-20 | USD | 995 | Active | UNIVERSITY NEW MEXICO HOSPITAL
95277 | 1478406 | GE HEALTHCARE | DASH 5000 | DASH 5000 | MONITORING SYSTEMS/ PHYSIOLOGIC | 1161658-0-CAP |  | SHQ16124707SA | 2017-07-06 | 2018-07-15 | 21015 | ED-NORTH | 2016-04-20 | USD | 10509.36 | Active | UNIVERSITY NEW MEXICO HOSPITAL
95274 | 1478403 | ABBOTT | I-STAT 1 | I-STAT 1 | ANALYZERS/ POINT-OF-CARE/ WHOLE BLOOD/ GLUCOSE | 1166520-0-CAP |  | 383154 | 2016-05-20 | 2016-05-15 | 70071 | LIFEGUARD-ROTOR | 2016-04-20 | USD | 10335.03 | Active | UNIVERSITY NEW MEXICO HOSPITAL
95276 | 1478405 | GE HEALTHCARE | DASH 5000 | DASH 5000 | MONITORING SYSTEMS/ PHYSIOLOGIC | 1161658-0-CAP |  | SHQ16124724SA | 2017-07-11 | 2018-07-15 | 21015 | ED-NORTH | 2016-04-20 | USD | 10509.36 | Active | UNIVERSITY NEW MEXICO HOSPITAL
95273 | 1478402 | JUSTRIGHT SURGICAL | JR 100 | JR 100 | ELECTROSURGICAL UNITS/ BIPOLAR | 1169515-0-CAP |  | JR1000909150219 | 2016-10-26 | 2017-04-15 | 15005 | OPERATING ROOM - BBRP | 2016-04-20 | USD | 16000 | Active | UNIVERSITY NEW MEXICO HOSPITAL
93982 | 1380399 | SUMMIT DOPPLER SYSTEMS INC | LIFEDOP MC150R | LIFEDOP MC150R | BLOOD-FLOW DETECTORS/ ULTRASONIC | 2000995 |  | 07140019 | 2016-05-20 | 2016-04-15 | 12460 | PEDIATRIC ICU | 2016-04-19 | USD | 474 | Active | UNIVERSITY NEW MEXICO HOSPITAL
93665 | 1478449 | HOLOGIC INC | INSIGHT 2 | INSIGHT 2 | RADIOGRAPHIC/FLUOROSCOPIC UNITS/ MOBILE | PO-2001006-0-CAP |  | 19-0216-10 | 2017-04-28 | 2017-04-15 | 75200 | CTH RADIOLOGY-GENERAL | 2016-04-18 | USD | 52457.39 | Active | UNIVERSITY NEW MEXICO HOSPITAL
95866 | 1478092 | FUJI FILM CO | FDR GO | FDR GO | RADIOGRAPHIC/FLUOROSCOPIC UNITS | PO-1169867-0-CAP |  | 41EEB2F63011 |  | 2017-04-15 | 75000 | RADIOLOGY - GENERAL | 2016-04-18 | USD | 149038 | Active | UNIVERSITY NEW MEXICO HOSPITAL
93666 | 1478440 | FUJI FILM CO | FDR GO | FDR GO | RADIOGRAPHIC/FLUOROSCOPIC UNITS | PO-1169867-0-CAP |  | 41EEB2F5B009 |  | 2017-04-15 | 75000 | RADIOLOGY - GENERAL | 2016-04-18 | USD | 149038 | Active | UNIVERSITY NEW MEXICO HOSPITAL
93981 | 1380398 | WELCH ALLYN INC | OAE HEARING SCREENER (29400) | OAE HEARING SCREENER | AUDIOMETERS | 2000979 |  | (21)GI5003962 | 2017-01-06 | 2018-01-15 | 30030 | CTH OUTPATIENT CLINIC | 2016-04-13 | USD | 4233.56 | Active | UNIVERSITY NEW MEXICO HOSPITAL
95292 | 1478321 | SSCOR INC | 2314B | 2314B | ASPIRATORS | 1166690 |  | N10472 | 2016-09-15 | 2017-09-15 | 12320 | GENERAL MEDICINE (5-W) | 2016-04-13 | USD | 998 | Active | UNIVERSITY NEW MEXICO HOSPITAL
93980 | 1380397 | ZOLL MEDICAL CORP | AED PRO | AED PRO | DEFIBRILLATORS/ EXTERNAL/ AUTOMATED | 2000994 |  | AA16C039033 | 2017-07-14 | 2018-01-15 | 30030 | CTH OUTPATIENT CLINIC | 2016-04-13 | USD | 2975.85 | Active | UNIVERSITY NEW MEXICO HOSPITAL
95258 | 1478320 | SSCOR INC | 2314B | 2314B | ASPIRATORS | 1166690 |  | N10471 | 2016-09-13 | 2017-09-15 | 12320 | GENERAL MEDICINE (5-W) | 2016-04-13 | USD | 998 | Active | UNIVERSITY NEW MEXICO HOSPITAL
95182 | 1478338 | BEDFONT SCIENTIFIC LTD | Smokerlyzer Micro | Smokerlyzer Micro | TESTERS | 303471 |  | cm900605 | 2017-01-01 | 2018-01-15 | 12035 | UPC INPATIENT ADULT SERVICES | 2016-04-13 | USD | 889.2 | Active | UNIVERSITY NEW MEXICO HOSPITAL
95257 | 1478389 | SCALE-TRONIX INC | 5122 | 5122 | SCALES/ PATIENT/ PLATFORM/ ELECTRONIC | 1164436 |  | 5122-1949 | 2017-07-14 | 2018-07-15 | 21015 | ED-NORTH | 2016-04-12 | USD | 1680 | Active | UNIVERSITY NEW MEXICO HOSPITAL
95270 | 1380396 | STEREO OPTICAL COMPANY, INC | Optec 5000P | Optec 5000P | CHARTS/ EYE | 1166328 |  | 1535122599 | 2016-05-05 | 2016-05-15 | 34540 | SPORTS MEDICINE | 2016-04-05 | USD | 2695 | Active | UNIVERSITY NEW MEXICO HOSPITAL
95188 | 1478339 | UNICO | G380 | G380 | MICROSCOPES |  |  | 0867665 | 2017-01-01 | 2018-01-15 | 12035 | UPC INPATIENT ADULT SERVICES | 2016-04-05 | USD |  | Active | UNIVERSITY NEW MEXICO HOSPITAL
95187 | 1478349 | UNICO | POWER SPIN LX | C856 | CENTRIFUGES/ TABLETOP |  |  | T601566 | 2017-07-14 | 2018-01-15 | 12035 | UPC INPATIENT ADULT SERVICES | 2016-04-05 | USD |  | Active | UNIVERSITY NEW MEXICO HOSPITAL
95243 | 1478353 | PHILIPS HEALTHCARE | EVERFLO Q DOM | 1020014 | OXYGEN CONCENTRATORS |  |  | 0867665 | 2017-01-01 | 2018-01-15 | 12035 | UPC INPATIENT ADULT SERVICES | 2016-04-05 | USD |  | Active | UNIVERSITY NEW MEXICO HOSPITAL
95208 | 1478345 | EXERGEN CORP | Temporal Scanner | TAT 5000 | THERMOMETERS/ ELECTRONIC |  |  | A524466 |  | 2017-06-15 | 12035 | UPC INPATIENT ADULT SERVICES | 2016-04-05 | USD |  | Active | UNIVERSITY NEW MEXICO HOSPITAL
95191 | 1478352 | MIDMARK CORP | RITTER 223 (223-016) | RITTER 223 (223-016) | TABLES/ EXAMINATION/TREATMENT |  |  | V1742819 |  | 2016-04-15 | 12035 | UPC INPATIENT ADULT SERVICES | 2016-04-05 | USD |  | Active | UNIVERSITY NEW MEXICO HOSPITAL
95190 | 1478351 | MIDMARK CORP | RITTER 223 (223-016) | RITTER 223 (223-016) | TABLES/ EXAMINATION/TREATMENT |  |  | V1742833 |  | 2016-04-15 | 12035 | UPC INPATIENT ADULT SERVICES | 2016-04-05 | USD |  | Active | UNIVERSITY NEW MEXICO HOSPITAL
95189 | 1478350 | MIDMARK CORP | RITTER 223 (223-016) | RITTER 223 (223-016) | TABLES/ EXAMINATION/TREATMENT |  |  | V1742772 |  | 2016-04-15 | 12035 | UPC INPATIENT ADULT SERVICES | 2016-04-05 | USD |  | Active | UNIVERSITY NEW MEXICO HOSPITAL
95205 | 1478342 | HILL-ROM INC | 767 | 767 | OPHTHALMOSCOPE/OTOSCOPES |  |  | N/A |  | 2017-06-15 | 12035 | UPC INPATIENT ADULT SERVICES | 2016-04-05 | USD |  | Active | UNIVERSITY NEW MEXICO HOSPITAL
95204 | 1478341 | HILL-ROM INC | 767 | 767 | OPHTHALMOSCOPE/OTOSCOPES |  |  | N/A |  | 2017-06-15 | 12035 | UPC INPATIENT ADULT SERVICES | 2016-04-05 | USD |  | Active | UNIVERSITY NEW MEXICO HOSPITAL
95183 | 1478340 | HILL-ROM INC | 767 | 767 | OPHTHALMOSCOPE/OTOSCOPES |  |  | N/A |  | 2017-06-15 | 12035 | UPC INPATIENT ADULT SERVICES | 2016-04-05 | USD |  | Active | UNIVERSITY NEW MEXICO HOSPITAL
95207 | 1478344 | HILL-ROM INC | 767 | 767 | OPHTHALMOSCOPE/OTOSCOPES |  |  | N/A |  | 2017-06-15 | 12035 | UPC INPATIENT ADULT SERVICES | 2016-04-05 | USD |  | Active | UNIVERSITY NEW MEXICO HOSPITAL
95206 | 1478343 | HILL-ROM INC | 767 | 767 | OPHTHALMOSCOPE/OTOSCOPES |  |  | N/A |  | 2017-06-15 | 12035 | UPC INPATIENT ADULT SERVICES | 2016-04-05 | USD |  | Active | UNIVERSITY NEW MEXICO HOSPITAL
95184 | 1478346 | LUXO LAMP CORP | WOODS LAMP (0164010) | WOODS LAMP (0164010) | LIGHTS/ ULTRAVIOLET |  |  | 6817949 | 2017-01-11 | 2018-01-15 | 12035 | UPC INPATIENT ADULT SERVICES | 2016-04-05 | USD |  | Active | UNIVERSITY NEW MEXICO HOSPITAL
95185 | 1478347 | GE HEALTHCARE | V100 | V100 | MONITORS/ BEDSIDE/ BLOOD PRESSURE |  |  | SH6110210SA | 2017-01-01 | 2018-01-15 | 12035 | UPC INPATIENT ADULT SERVICES | 2016-04-05 | USD |  | Active | UNIVERSITY NEW MEXICO HOSPITAL
95254 | 1478386 | GE HEALTHCARE | TRAM-RAC 4A | TRAM-RAC 4A | RACKS/ MODULE | REPLACN58972 |  | E5ST3584G | 2016-04-01 | 2016-05-15 | 21015 | ED-NORTH | 2016-04-01 | USD |  | Active | UNIVERSITY NEW MEXICO HOSPITAL
95251 | 1478383 | GE HEALTHCARE | TRAM-RAC 4A | TRAM-RAC 4A | RACKS/ MODULE | REPLACN20603 |  | E5ST3608G | 2016-04-01 | 2016-05-15 | 21015 | ED-NORTH | 2016-04-01 | USD |  | Active | UNIVERSITY NEW MEXICO HOSPITAL
95250 | 1478382 | GE HEALTHCARE | TRAM-RAC 4A | TRAM-RAC 4A | RACKS/ MODULE | REPLACN58975 |  | L3ST2845G | 2016-04-01 | 2016-05-15 | 21015 | ED-NORTH | 2016-04-01 | USD |  | Active | UNIVERSITY NEW MEXICO HOSPITAL
98355 | 1398163 | VERATHON INC | GLIDESCOPE GVL | GLIDESCOPE GVL | LARYNGOSCOPES | raul has |  | AN172064 |  | 2017-06-15 | 15055 | ANESTHESIA | 2016-03-28 | USD |  | Active | UNIVERSITY NEW MEXICO HOSPITAL
93979 | 1162684 | PHILIPS HEALTHCARE | 302227 | 302227 | PRESSURE METERS/ DIGITAL | 1166319 |  | 064-04438 |  | 2017-06-15 | 34315 | CLINICAL NEUROSCIENCE CENTER | 2016-03-28 | USD | 935.3 | Active | UNIVERSITY NEW MEXICO HOSPITAL
93737 | 1477828 | IBM CORP | THINKPAD | THINKPAD | COMPUTERS | 1133517-0-CAP |  | R9-LY4PL |  | 2017-06-15 | 70020 | ENDOSCOPY CENTER | 2016-03-28 | USD | 4010 | Active | UNIVERSITY NEW MEXICO HOSPITAL
84743 | 1199108 | MEDELA INC | Waterless Milk Warmer | 87115 | WARMING UNITS | 2000348 |  | 1434293 | 2017-02-06 | 2018-02-15 | 12455 | NEWBORN ICU | 2016-03-24 | USD | 873.6 | Active | UNIVERSITY NEW MEXICO HOSPITAL
101972 | 1449581 | WELCH ALLYN INC | N344 | N344 | OPHTHALMOSCOPE/OTOSCOPES |  |  | 13189 | 2017-03-29 | 2017-03-15 | 12420 | NEWBORN ICU | 2016-03-23 | USD |  | Active | UNIVERSITY NEW MEXICO HOSPITAL
93736 | 1477826 | FISHER & PAYKEL HEALTHCARE INC | AIRVO 2 | PT101US | HUMIDIFIERS | REPL ACN 93559 |  | 160118024290 |  | 2017-06-15 | 71510 | PULMONARY SERVICES | 2016-03-22 | USD |  | Active | UNIVERSITY NEW MEXICO HOSPITAL
93319 | 1199401 | METRON MEDICAL EQUIPMENT | T8714W | T8714W | TABLES/ EXAMINATION/TREATMENT | FOUND |  | 607871441 |  | 2017-06-15 | 76010 | REHABILITATION SERVICES | 2016-03-16 | USD |  | Active | UNIVERSITY NEW MEXICO HOSPITAL
95248 | 1478380 | STRYKER CORP | 940 | 940 | CAST CUTTERS | FOUND |  | 1027700189 |  | 2017-06-15 | 15005 | OPERATING ROOM - BBRP | 2016-03-16 | USD |  | Active | UNIVERSITY NEW MEXICO HOSPITAL
95237 | 1478330 | HOLOGIC INC | AQUILEX | AQL-100P | IRRIGATION/ DISTENTION SYSTEMS | REPL ACN 93645 |  | 1310CE215 | 2017-05-17 | 2018-05-15 | 15500 | OSIS OPERATING ROOM | 2016-03-15 | USD |  | Active | UNIVERSITY NEW MEXICO HOSPITAL
98942 | 1439741 | WELCH ALLYN INC | GS 777 | 408282 | OPHTHALMOSCOPE/OTOSCOPES | found |  | 14072 |  | 2017-03-15 | 32050 | WESTSIDE FAMILY & SENIOR HLTH | 2016-03-15 | USD |  | Active | UNIVERSITY NEW MEXICO HOSPITAL
93316 | 1199398 | MIDMARK CORP | RITTER 230 (230-002) | RITTER 230 (230-002) | TABLES/ EXAMINATION/TREATMENT | FOUND |  | V1732855 |  | 2017-06-15 | 34230 | SURGICAL SPECIALTIES CLINIC | 2016-03-14 | USD | 0.01 | Active | UNIVERSITY NEW MEXICO HOSPITAL
93318 | 1199400 | MIDMARK CORP | RITTER 222 | 222-016 | TABLES/ EXAMINATION/TREATMENT | 1160837 |  | V1723980 |  | 2017-06-15 | 34230 | SURGICAL SPECIALTIES CLINIC | 2016-03-10 | USD | 3394.83 | Active | UNIVERSITY NEW MEXICO HOSPITAL
93317 | 1199399 | MIDMARK CORP | RITTER 222 | 222-016 | TABLES/ EXAMINATION/TREATMENT | 1160837 |  | V1723976 |  | 2017-06-15 | 34230 | SURGICAL SPECIALTIES CLINIC | 2016-03-10 | USD | 3394.83 | Active | UNIVERSITY NEW MEXICO HOSPITAL
89236 | 1478246 | OLYMPUS AMERICA INC | OEV-262H | OEV-262H | MONITORS/ MEDICAL GRADE DISPLAY | 1164859-0-CAP |  | 7534656 |  | 2017-06-15 | 12130 | TRAUMA/SURGICAL ICU | 2016-03-09 | USD | 7524 | Active | UNIVERSITY NEW MEXICO HOSPITAL
89237 | 1478247 | OLYMPUS AMERICA INC | OEV-262H | OEV-262H | MONITORS/ MEDICAL GRADE DISPLAY | 1164859-0-CAP |  | 7534658 |  | 2017-06-15 | 12130 | TRAUMA/SURGICAL ICU | 2016-03-09 | USD | 7524 | Active | UNIVERSITY NEW MEXICO HOSPITAL
89232 | 1478243 | OLYMPUS AMERICA INC | EVIS EXERA III CLV-190 | EVIS EXERA III CLV-190 | LIGHT SOURCES/ FIBEROPTIC | 1164859-0-CAP |  | A515045 | 2017-05-08 | 2018-05-15 | 12130 | TRAUMA/SURGICAL ICU | 2016-03-09 | USD | 13464 | Active | UNIVERSITY NEW MEXICO HOSPITAL
95162 | 1478318 | AMVEX CORP | VR-PIUD-CMA | VR-PIUD-CMA | REGULATORS/ SUCTION | FOUND |  | VRA05401BG |  | 2017-06-15 | 12460 | PEDIATRIC ICU | 2016-03-09 | USD |  | Active | UNIVERSITY NEW MEXICO HOSPITAL
89235 | 1478245 | OLYMPUS AMERICA INC | UCR | UCR | INSUFFLATORS | 1164859-0-CAP |  | A515045 | 2017-05-01 | 2017-10-15 | 70020 | ENDOSCOPY CENTER | 2016-03-09 | USD | 4599 | Active | UNIVERSITY NEW MEXICO HOSPITAL
89234 | 1478244 | OLYMPUS AMERICA INC | OEP-5 | OEP-5 | PRINTERS/ VIDEO | 1164859-0-CAP |  | A515045 |  | 2017-06-15 | 12130 | TRAUMA/SURGICAL ICU | 2016-03-09 | USD | 8571.2 | Active | UNIVERSITY NEW MEXICO HOSPITAL
89238 | 1478248 | OLYMPUS AMERICA INC | GIF-HQ190 | GIF-HQ190 | GASTROSCOPES | 1164859-0-CAP |  | 2611547 |  | 2017-06-15 | 12130 | TRAUMA/SURGICAL ICU | 2016-03-09 | USD | 37752 | Active | UNIVERSITY NEW MEXICO HOSPITAL
93164 | 1379768 | OLYMPUS AMERICA INC | GIF-HQ190 | GIF-HQ190 | GASTROSCOPES | 1164859-0-CAP |  | 2611538 |  | 2017-06-15 | 12130 | TRAUMA/SURGICAL ICU | 2016-03-09 | USD | 37752 | Active | UNIVERSITY NEW MEXICO HOSPITAL
89233 | 1478249 | OLYMPUS AMERICA INC | EVIS EXERA CV-190 | EVIS EXERA CV-190 | CAMERAS/ VIDEO/ ENDOSCOPE | 1164859-0-CAP |  | 7518386 |  | 2017-06-15 | 12130 | TRAUMA/SURGICAL ICU | 2016-03-09 | USD | 23408 | Active | UNIVERSITY NEW MEXICO HOSPITAL
93133 | 1379769 | BEFOUR INC | SCAL 17 MC | SCAL 17 MC | SCALES/ PATIENT/ PLATFORM/ ELECTRONIC | 1163977 |  | 1602 D17 MC 0270 | 2016-12-12 | 2017-12-15 | 34230 | SURGICAL SPECIALTIES CLINIC | 2016-03-08 | USD |  | Active | UNIVERSITY NEW MEXICO HOSPITAL
| 1478316 | FLUKE COPORATION | SPOTLIGHT | 4111101 | TESTERS/ PULSE OXIMETRY MONITOR | 6000367203 |  | 3428032 | 2017-03-21 | 2018-03-15 | 95700 | CLINICAL ENGINEERING | 2016-03-04 | USD | 1826.65 | Active | UNIVERSITY NEW MEXICO HOSPITAL
| 1478331 | FLUKE BIOMEDICAL CORP | ESA609 | ESA609-US | TESTERS/ ELECTRICAL SAFETY | 6000367203 |  | 3430010 | 2017-03-21 | 2018-03-15 | 95700 | CLINICAL ENGINEERING | 2016-03-04 | USD | 947.75 | Active | UNIVERSITY NEW MEXICO HOSPITAL
| 1478317 | FLUKE COPORATION | SPOTLIGHT | 4111101 | TESTERS/ PULSE OXIMETRY MONITOR | 6000367203 |  | 3428031 | 2017-03-21 | 2018-03-15 | 95700 | CLINICAL ENGINEERING | 2016-03-04 | USD | 1826.65 | Active | UNIVERSITY NEW MEXICO HOSPITAL
| 1040790 | FLUKE BIOMEDICAL CORP | ESA609 | ESA609-US | TESTERS/ ELECTRICAL SAFETY | 6000367203 |  | 3423059 | 2017-03-21 | 2018-03-15 | 95700 | CLINICAL ENGINEERING | 2016-03-04 | USD | 947.75 | Active | UNIVERSITY NEW MEXICO HOSPITAL
| 1478314 | FLUKE BIOMEDICAL CORP | PROSIM 4 | PROSIM 4 | SIMULATORS/ MULTIPARAMETER | 6000367203 |  | 3425070 | 2017-03-21 | 2018-03-15 | 95700 | CLINICAL ENGINEERING | 2016-03-04 | USD | 2970.75 | Active | UNIVERSITY NEW MEXICO HOSPITAL
| 1478319 | FLUKE BIOMEDICAL CORP | PROSIM 4 | PROSIM 4 | SIMULATORS/ MULTIPARAMETER | 6000367203 |  | 3425071 | 2017-03-21 | 2018-03-15 | 95700 | CLINICAL ENGINEERING | 2016-03-04 | USD | 2970.75 | Active | UNIVERSITY NEW MEXICO HOSPITAL
| 1478315 | FLUKE BIOMEDICAL CORP | 51II | 51II | THERMOMETERS/ ELECTRONIC/ THERMISTOR/THERMOCOUPLE/ | 6000367203 |  | 33150123WS | 2017-03-21 | 2018-03-15 | 95700 | CLINICAL ENGINEERING | 2016-03-04 | USD | 299.99 | Active | UNIVERSITY NEW MEXICO HOSPITAL
95079 | 1478216 | SIEMENS HEALTHCARE | DCA VANTAGE | DCA VANTAGE | ANALYZERS/ POINT-OF-CARE/ WHOLE BLOOD/ GLUCOSE | REPLACN91527 |  | 10845353 | 2017-03-29 | 2017-03-15 | 60640 | ASAP PRIMARY CARE CLINIC | 2016-03-04 | USD |  | Active | UNIVERSITY NEW MEXICO HOSPITAL
95138 | 1379829 | MEDTRONIC INC | AEX | 40-405-1 | GENERATORS/ RADIO-FREQUENCY | 1165780-0-CAP |  | MTC1604007 | 2017-01-01 | 2017-07-15 | 71040 | CARDIAC CATH LAB | 2016-03-03 | USD | 29950 | Active | UNIVERSITY NEW MEXICO HOSPITAL
95160 | 1478312 | SUMMIT DOPPLER SYSTEMS INC | LIFEDOP MC150R | LIFEDOP MC150R | BLOOD-FLOW DETECTORS/ ULTRASONIC | 1165425 |  | 03140746 |  | 2017-06-15 | 72040 | I/P HEMODIALYSIS | 2016-03-03 | USD | 474 | Active | UNIVERSITY NEW MEXICO HOSPITAL
93039 | 1259026 | VIASYS HEALTHCARE INC | 3100B | 3100B | VENTILATORS/INTENSIVE CARE/ADULT/HIGH-FREQUENCY | 2000783-0-CAP |  | (21)BFW01226 | 2017-06-29 | 2017-09-15 | 71510 | PULMONARY SERVICES | 2016-03-03 | USD | 31266.76 | Active | UNIVERSITY NEW MEXICO HOSPITAL
93040 | 1259027 | SENSORMEDIC CORP SUBSIDARY OF VIASYS HEALTHCARE | 10273 | 10273 | OXYGEN-AIR PROPORTIONERS | 2000783-0-CAP |  | BFF01687 | 2016-09-09 | 2017-09-15 | 71510 | PULMONARY SERVICES | 2016-03-03 | USD | 0.01 | Active | UNIVERSITY NEW MEXICO HOSPITAL
95159 | 1478311 | FISHER & PAYKEL HEALTHCARE INC | MR850JHU | MR850JHU | HUMIDIFIERS/ HEATED | 1164911 |  | 150602249879 | 2016-09-01 | 2017-09-15 | 71510 | PULMONARY SERVICES | 2016-03-02 | USD | 1225.47 | Active | UNIVERSITY NEW MEXICO HOSPITAL
95158 | 1478310 | FISHER & PAYKEL HEALTHCARE INC | MR850JHU | MR850JHU | HUMIDIFIERS/ HEATED | 1164911 |  | 150602249870 | 2016-09-30 | 2017-09-15 | 71510 | PULMONARY SERVICES | 2016-03-02 | USD | 1225.47 | Active | UNIVERSITY NEW MEXICO HOSPITAL
95157 | 1478309 | FISHER & PAYKEL HEALTHCARE INC | MR850JHU | MR850JHU | HUMIDIFIERS/ HEATED | 1164911 |  | 150602249740 | 2016-09-01 | 2017-09-15 | 71510 | PULMONARY SERVICES | 2016-03-02 | USD | 1225.47 | Active | UNIVERSITY NEW MEXICO HOSPITAL
95156 | 1478308 | FISHER & PAYKEL HEALTHCARE INC | MR850JHU | MR850JHU | HUMIDIFIERS/ HEATED | 1164911 |  | 150602249821 | 2016-09-26 | 2017-09-15 | 71510 | PULMONARY SERVICES | 2016-03-02 | USD | 1225.47 | Active | UNIVERSITY NEW MEXICO HOSPITAL
95155 | 1478307 | FISHER & PAYKEL HEALTHCARE INC | MR850JHU | MR850JHU | HUMIDIFIERS/ HEATED | 1164911 |  | 150602249882 | 2016-09-01 | 2017-09-15 | 71510 | PULMONARY SERVICES | 2016-03-02 | USD | 1225.47 | Active | UNIVERSITY NEW MEXICO HOSPITAL
95154 | 1478306 | FISHER & PAYKEL HEALTHCARE INC | MR850JHU | MR850JHU | HUMIDIFIERS/ HEATED | 1164911 |  | 150602249862 | 2016-09-01 | 2017-09-15 | 71510 | PULMONARY SERVICES | 2016-03-02 | USD | 1225.47 | Active | UNIVERSITY NEW MEXICO HOSPITAL
95153 | 1478305 | FISHER & PAYKEL HEALTHCARE INC | MR850JHU | MR850JHU | HUMIDIFIERS/ HEATED | 1164911 |  | 150602249733 | 2016-09-26 | 2017-09-15 | 71510 | PULMONARY SERVICES | 2016-03-02 | USD | 1225.47 | Active | UNIVERSITY NEW MEXICO HOSPITAL
95152 | 1478304 | FISHER & PAYKEL HEALTHCARE INC | MR850JHU | MR850JHU | HUMIDIFIERS/ HEATED | 1164911 |  | 150602249872 | 2016-09-26 | 2017-09-15 | 71510 | PULMONARY SERVICES | 2016-03-02 | USD | 1225.47 | Active | UNIVERSITY NEW MEXICO HOSPITAL
95151 | 1478303 | FISHER & PAYKEL HEALTHCARE INC | MR850JHU | MR850JHU | HUMIDIFIERS/ HEATED | 1164911 |  | 150602249934 | 2017-04-26 | 2017-09-15 | 71510 | PULMONARY SERVICES | 2016-03-02 | USD | 1225.47 | Active | UNIVERSITY NEW MEXICO HOSPITAL
95150 | 1478302 | FISHER & PAYKEL HEALTHCARE INC | MR850JHU | MR850JHU | HUMIDIFIERS/ HEATED | 1164911 |  | 150602249819 | 2016-09-08 | 2017-09-15 | 71510 | PULMONARY SERVICES | 2016-03-02 | USD | 1225.47 | Active | UNIVERSITY NEW MEXICO HOSPITAL
95149 | 1478301 | FISHER & PAYKEL HEALTHCARE INC | MR850JHU | MR850JHU | HUMIDIFIERS/ HEATED | 1164911 |  | 150602249721 | 2016-09-01 | 2017-09-15 | 71510 | PULMONARY SERVICES | 2016-03-02 | USD | 1225.47 | Active | UNIVERSITY NEW MEXICO HOSPITAL
95148 | 1478300 | FISHER & PAYKEL HEALTHCARE INC | MR850JHU | MR850JHU | HUMIDIFIERS/ HEATED | 1164911 |  | 150602249732 | 2016-09-27 | 2017-09-15 | 71510 | PULMONARY SERVICES | 2016-03-02 | USD | 1225.47 | Active | UNIVERSITY NEW MEXICO HOSPITAL
95147 | 1478299 | FISHER & PAYKEL HEALTHCARE INC | MR850JHU | MR850JHU | HUMIDIFIERS/ HEATED | 1164911 |  | 150602249878 | 2016-09-26 | 2017-09-15 | 71510 | PULMONARY SERVICES | 2016-03-02 | USD | 1225.47 | Active | UNIVERSITY NEW MEXICO HOSPITAL
95146 | 1478298 | FISHER & PAYKEL HEALTHCARE INC | MR850JHU | MR850JHU | HUMIDIFIERS/ HEATED | 1164911 |  | 150602249946 | 2016-09-26 | 2017-09-15 | 71510 | PULMONARY SERVICES | 2016-03-02 | USD | 1225.47 | Active | UNIVERSITY NEW MEXICO HOSPITAL
95145 | 1478297 | FISHER & PAYKEL HEALTHCARE INC | MR850JHU | MR850JHU | HUMIDIFIERS/ HEATED | 1164911 |  | 150602249843 | 2016-09-28 | 2017-09-15 | 71510 | PULMONARY SERVICES | 2016-03-02 | USD | 1225.47 | Active | UNIVERSITY NEW MEXICO HOSPITAL
95144 | 1478296 | FISHER & PAYKEL HEALTHCARE INC | MR850JHU | MR850JHU | HUMIDIFIERS/ HEATED | 1164911 |  | 150602249881 | 2016-09-14 | 2017-09-15 | 71510 | PULMONARY SERVICES | 2016-03-02 | USD | 1225.47 | Active | UNIVERSITY NEW MEXICO HOSPITAL
95143 | 1478295 | FISHER & PAYKEL HEALTHCARE INC | MR850JHU | MR850JHU | HUMIDIFIERS/ HEATED | 1164911 |  | 150602249822 | 2016-09-19 | 2017-09-15 | 71510 | PULMONARY SERVICES | 2016-03-02 | USD | 1225.47 | Active | UNIVERSITY NEW MEXICO HOSPITAL
95142 | 1478294 | FISHER & PAYKEL HEALTHCARE INC | MR850JHU | MR850JHU | HUMIDIFIERS/ HEATED | 1164911 |  | 150602249938 | 2016-09-26 | 2017-09-15 | 71510 | PULMONARY SERVICES | 2016-03-02 | USD | 1225.47 | Active | UNIVERSITY NEW MEXICO HOSPITAL
95141 | 1478293 | FISHER & PAYKEL HEALTHCARE INC | MR850JHU | MR850JHU | HUMIDIFIERS/ HEATED | 1164911 |  | 150602249824 | 2016-09-26 | 2017-09-15 | 71510 | PULMONARY SERVICES | 2016-03-02 | USD | 1225.47 | Active | UNIVERSITY NEW MEXICO HOSPITAL
95140 | 1478292 | FISHER & PAYKEL HEALTHCARE INC | MR850JHU | MR850JHU | HUMIDIFIERS/ HEATED | 1164911 |  | 150602249825 | 2016-09-21 | 2017-09-15 | 71510 | PULMONARY SERVICES | 2016-03-02 | USD | 1225.47 | Active | UNIVERSITY NEW MEXICO HOSPITAL
95820 | 1420449 | SIEMENS HEALTHCARE | SYMBIA E DUAL HEAD SPECT | SYMBIA E DUAL HEAD SPECT | SCANNING SYSTEMS/ GAMMA CAMERA |  |  | 1069 | 2017-03-31 | 2017-09-15 | 75045 | RADIOLOGY - NUCLEAR MED | 2016-03-01 | USD | 0.01 | Active | UNIVERSITY NEW MEXICO HOSPITAL
93978 | 1162683 | KOVEN TECHNOLOGY INC | MINIDOPPLER ES-100X | MINIDOPPLER ES-100X | BLOOD-FLOW DETECTORS/ ULTRASONIC | 1130477 |  | R15050024 |  | 2017-06-15 | 34230 | SURGICAL SPECIALTIES CLINIC | 2016-02-29 | USD | 1116.8 | Active | UNIVERSITY NEW MEXICO HOSPITAL
89228 | 1162670 | EXERGEN CORP | TAT-5000 | TAT-5000 | THERMOMETERS/ ELECTRONIC/ INFRARED | 1164194 |  | A525461 |  | 2017-06-15 | 12340 | SURGICAL SPECIALITY UNIT (4-S) | 2016-02-26 | USD | 316 | Active | UNIVERSITY NEW MEXICO HOSPITAL
89227 | 1379767 | EXERGEN CORP | TAT-5000 | TAT-5000 | THERMOMETERS/ ELECTRONIC/ INFRARED | 1164194 |  | A525424 |  | 2017-06-15 | 12340 | SURGICAL SPECIALITY UNIT (4-S) | 2016-02-26 | USD | 316 | Active | UNIVERSITY NEW MEXICO HOSPITAL
93099 | 1478290 | PHILIPS HEALTHCARE | BILITX | BILITX | PHOTOTHERAPY UNITS | FOUND |  | 10865 | 2017-02-01 | 2017-08-15 | 70800 | NEONATAL AMBULANCE | 2016-02-26 | USD | 0.01 | Active | UNIVERSITY NEW MEXICO HOSPITAL
89231 | 1478242 | MEDFUSION INC | 3500 | 3500 | INFUSION PUMPS | 1161616 |  | M7958 | 2016-12-01 | 2017-12-15 | 70071 | LIFEGUARD-ROTOR | 2016-02-26 | USD | 3377.87 | Active | UNIVERSITY NEW MEXICO HOSPITAL
89229 | 1478240 | MEDFUSION INC | 3500 | 3500 | INFUSION PUMPS | 1161616 |  | M7957 | 2016-12-01 | 2017-12-15 | 70071 | LIFEGUARD-ROTOR | 2016-02-26 | USD | 3377.87 | Active | UNIVERSITY NEW MEXICO HOSPITAL
89230 | 1478241 | MEDFUSION INC | 3500 | 3500 | INFUSION PUMPS | 1161616 |  | M7959 | 2016-12-01 | 2017-12-15 | 70071 | LIFEGUARD-ROTOR | 2016-02-26 | USD | 3377.87 | Active | UNIVERSITY NEW MEXICO HOSPITAL
93975 | 1162681 | EXERGEN CORP | TAT-5000 | TAT-5000 | THERMOMETERS/ ELECTRONIC/ INFRARED | REPL SN A238914 |  | A523503 |  | 2017-06-15 | 12220 | MED/SURG SUBACUTE (4-E) | 2016-02-25 | USD |  | Active | UNIVERSITY NEW MEXICO HOSPITAL
89226 | 1379766 | NATUS MEDICAL INC | ALGO 5 | ALGO 5 | AUDITORY FUNCTION SCREENING DEVICES/ NEWBORN | 1162639-0-CAP |  | D505221 | 2016-11-30 | 2017-11-15 | 76025 | AUDIOLOGY | 2016-02-25 | USD | 21825 | Active | UNIVERSITY NEW MEXICO HOSPITAL
93976 | 1162682 | EXERGEN CORP | TAT-5000 | TAT-5000 | THERMOMETERS/ ELECTRONIC/ INFRARED | REPL ACN 89325 |  | A523119 |  | 2017-06-15 | 12110 | NEUROSCIENCE ICU | 2016-02-25 | USD |  | Active | UNIVERSITY NEW MEXICO HOSPITAL
93977 | 1380395 | UNITED METAL FABRICATORS INC | MEDICHOICE 5240 | UMF5240 | TABLES/ EXAMINATION/TREATMENT | FOUND |  | 107769W |  | 2017-06-15 | 34340 | PAIN CLINIC | 2016-02-25 | USD | 0 | Active | UNIVERSITY NEW MEXICO HOSPITAL
91166 | 1258873 | HOLOGIC INC | INSIGHT - FD | INSIGHT - FD | RADIOGRAPHIC/FLUOROSCOPIC UNITS/ MOBILE | PO 1164858-0-CAP |  | 20-1215-15 | 2017-02-28 | 2017-08-15 | 15000 | OPERATING ROOM | 2016-02-25 | USD | 65000 | Active | UNIVERSITY NEW MEXICO HOSPITAL
93163 | 1162669 | PRECISION MEDICAL INC | PM3300 | PM3300 | REGULATORS/ SUCTION | 1159935 |  | 234096 |  | 2017-06-15 | 12210 | CORONARY CARE SUBACUTE | 2016-02-24 | USD | 365 | Active | UNIVERSITY NEW MEXICO HOSPITAL
93162 | 1162668 | PRECISION MEDICAL INC | PM3300 | PM3300 | REGULATORS/ SUCTION | 1159935 |  | 234107 |  | 2017-06-15 | 12210 | CORONARY CARE SUBACUTE | 2016-02-24 | USD | 365 | Active | UNIVERSITY NEW MEXICO HOSPITAL
93161 | 1379879 | PRECISION MEDICAL INC | PM3300 | PM3300 | REGULATORS/ SUCTION | 1159935 |  | 234103 |  | 2017-06-15 | 12210 | CORONARY CARE SUBACUTE | 2016-02-24 | USD | 365 | Active | UNIVERSITY NEW MEXICO HOSPITAL
89777 | 1329083 | MEDELA INC | SYMPHONY | SYMPHONY | PUMPS/ BREAST | FOUND |  | 1403564 | 2017-02-07 | 2018-02-15 | 12455 | NEWBORN ICU | 2016-02-19 | USD |  | Active | UNIVERSITY NEW MEXICO HOSPITAL
89776 | 1329082 | MEDELA INC | SYMPHONY | SYMPHONY | PUMPS/ BREAST | FOUND |  | 1403551 | 2017-02-07 | 2018-02-15 | 12455 | NEWBORN ICU | 2016-02-19 | USD |  | Active | UNIVERSITY NEW MEXICO HOSPITAL
89775 | 1329081 | MEDELA INC | SYMPHONY | SYMPHONY | PUMPS/ BREAST | FOUND |  | 1403573 | 2017-02-07 | 2018-02-15 | 12455 | NEWBORN ICU | 2016-02-19 | USD |  | Active | UNIVERSITY NEW MEXICO HOSPITAL
84940 | 1329078 | MEDELA INC | Waterless Milk Warmer | 87115 | WARMING UNITS | FOUND |  | 1427643 | 2017-02-06 | 2018-02-15 | 12455 | NEWBORN ICU | 2016-02-19 | USD |  | Active | UNIVERSITY NEW MEXICO HOSPITAL
84941 | 1329079 | MEDELA INC | Waterless Milk Warmer | 87115 | WARMING UNITS | FOUND |  | 1427639 | 2017-02-06 | 2018-02-15 | 12455 | NEWBORN ICU | 2016-02-19 | USD |  | Active | UNIVERSITY NEW MEXICO HOSPITAL
84942 | 1329080 | MEDELA INC | Waterless Milk Warmer | 87115 | WARMING UNITS | FOUND |  | 1427644 | 2017-02-06 | 2018-02-15 | 12455 | NEWBORN ICU | 2016-02-19 | USD |  | Active | UNIVERSITY NEW MEXICO HOSPITAL
95083 | 1478220 | SSCOR INC | 2310V | 2310V | ASPIRATORS | 1162146 |  | D01229 | 2016-12-06 | 2017-12-15 | 70071 | LIFEGUARD-ROTOR | 2016-02-17 | USD | 750.3 | Active | UNIVERSITY NEW MEXICO HOSPITAL
95084 | 1478221 | SSCOR INC | 2310V | 2310V | ASPIRATORS | 1162146 |  | D01230 | 2016-12-01 | 2017-12-15 | 70071 | LIFEGUARD-ROTOR | 2016-02-17 | USD | 750.3 | Active | UNIVERSITY NEW MEXICO HOSPITAL
93974 | 1162680 | FISHER & PAYKEL HEALTHCARE INC | AIRVO 2 | PT101US | HUMIDIFIERS | REPL ACN 93558 |  | 150211011037 |  | 2017-06-15 | 71510 | PULMONARY SERVICES | 2016-02-17 | USD |  | Active | UNIVERSITY NEW MEXICO HOSPITAL
95085 | 1478222 | FISHER & PAYKEL HEALTHCARE INC | AIRVO 2 | PT101US | HUMIDIFIERS | REPL ACN 93561 |  | 151117022634 |  | 2017-06-15 | 71510 | PULMONARY SERVICES | 2016-02-17 | USD |  | Active | UNIVERSITY NEW MEXICO HOSPITAL
95078 | 1478215 | INSTROMEDIX INC | KING OF HEARTS EXPRESS AF | LR080A-02 | RECORDERS/ ELECTRONIC STORAGE/ DATA | 1157573 |  | 6105355 |  | 2017-06-15 | 71030 | HEART STATION | 2016-02-11 | USD | 795 | Active | UNIVERSITY NEW MEXICO HOSPITAL
95077 | 1478214 | INSTROMEDIX INC | KING OF HEARTS EXPRESS AF | LR080A-02 | RECORDERS/ ELECTRONIC STORAGE/ DATA | 1157573 |  | 6046702 |  | 2017-06-15 | 71030 | HEART STATION | 2016-02-11 | USD | 795 | Active | UNIVERSITY NEW MEXICO HOSPITAL
95076 | 1478213 | INSTROMEDIX INC | KING OF HEARTS EXPRESS AF | LR080A-02 | RECORDERS/ ELECTRONIC STORAGE/ DATA | 1157573 |  | 690237 |  | 2017-06-15 | 71030 | HEART STATION | 2016-02-11 | USD | 795 | Active | UNIVERSITY NEW MEXICO HOSPITAL
95075 | 1478212 | INSTROMEDIX INC | KING OF HEARTS EXPRESS AF | LR080A-02 | RECORDERS/ ELECTRONIC STORAGE/ DATA | 1157573 |  | 5151577 |  | 2017-06-15 | 71030 | HEART STATION | 2016-02-11 | USD | 795 | Active | UNIVERSITY NEW MEXICO HOSPITAL
95074 | 1478211 | INSTROMEDIX INC | KING OF HEARTS EXPRESS AF | LR080A-02 | RECORDERS/ ELECTRONIC STORAGE/ DATA | 1157573 |  | 5151563 |  | 2017-06-15 | 71030 | HEART STATION | 2016-02-11 | USD | 795 | Active | UNIVERSITY NEW MEXICO HOSPITAL
95073 | 1478210 | INSTROMEDIX INC | KING OF HEARTS EXPRESS AF | LR080A-02 | RECORDERS/ ELECTRONIC STORAGE/ DATA | 1157573 |  | 5151568 |  | 2017-06-15 | 71030 | HEART STATION | 2016-02-11 | USD | 795 | Active | UNIVERSITY NEW MEXICO HOSPITAL
95072 | 1478209 | INSTROMEDIX INC | KING OF HEARTS EXPRESS AF | LR080A-02 | RECORDERS/ ELECTRONIC STORAGE/ DATA | 1157573 |  | 5151565 |  | 2017-06-15 | 71030 | HEART STATION | 2016-02-11 | USD | 795 | Active | UNIVERSITY NEW MEXICO HOSPITAL
95071 | 1478208 | INSTROMEDIX INC | KING OF HEARTS EXPRESS AF | LR080A-02 | RECORDERS/ ELECTRONIC STORAGE/ DATA | 1157573 |  | 5151566 |  | 2017-06-15 | 71030 | HEART STATION | 2016-02-11 | USD | 795 | Active | UNIVERSITY NEW MEXICO HOSPITAL
95070 | 1478207 | INSTROMEDIX INC | KING OF HEARTS EXPRESS AF | LR080A-02 | RECORDERS/ ELECTRONIC STORAGE/ DATA | 1157573 |  | 5151562 |  | 2017-06-15 | 71030 | HEART STATION | 2016-02-11 | USD | 795 | Active | UNIVERSITY NEW MEXICO HOSPITAL
95069 | 1478206 | INSTROMEDIX INC | KING OF HEARTS EXPRESS AF | LR080A-02 | RECORDERS/ ELECTRONIC STORAGE/ DATA | 1157573 |  | 5151573 |  | 2017-06-15 | 71030 | HEART STATION | 2016-02-11 | USD | 795 | Active | UNIVERSITY NEW MEXICO HOSPITAL
95068 | 1478205 | INSTROMEDIX INC | KING OF HEARTS EXPRESS AF | LR080A-02 | RECORDERS/ ELECTRONIC STORAGE/ DATA | 1157573 |  | 5151560 |  | 2017-06-15 | 71030 | HEART STATION | 2016-02-11 | USD | 795 | Active | UNIVERSITY NEW MEXICO HOSPITAL
95066 | 1478203 | INSTROMEDIX INC | KING OF HEARTS EXPRESS AF | LR080A-02 | RECORDERS/ ELECTRONIC STORAGE/ DATA | 1157573 |  | 5151571 |  | 2017-06-15 | 71030 | HEART STATION | 2016-02-11 | USD | 795 | Active | UNIVERSITY NEW MEXICO HOSPITAL
95065 | 1478202 | INSTROMEDIX INC | KING OF HEARTS EXPRESS AF | LR080A-02 | RECORDERS/ ELECTRONIC STORAGE/ DATA | 1157573 |  | 5151572 |  | 2017-06-15 | 71030 | HEART STATION | 2016-02-11 | USD | 795 | Active | UNIVERSITY NEW MEXICO HOSPITAL
95064 | 1478201 | INSTROMEDIX INC | KING OF HEARTS EXPRESS AF | LR080A-02 | RECORDERS/ ELECTRONIC STORAGE/ DATA | 1157573 |  | 5151576 |  | 2017-06-15 | 71030 | HEART STATION | 2016-02-11 | USD | 795 | Active | UNIVERSITY NEW MEXICO HOSPITAL
95063 | 1478200 | INSTROMEDIX INC | KING OF HEARTS EXPRESS AF | LR080A-02 | RECORDERS/ ELECTRONIC STORAGE/ DATA | 1157573 |  | 5151570 |  | 2017-06-15 | 71030 | HEART STATION | 2016-02-11 | USD | 795 | Active | UNIVERSITY NEW MEXICO HOSPITAL
95062 | 1380329 | INSTROMEDIX INC | KING OF HEARTS EXPRESS AF | LR080A-02 | RECORDERS/ ELECTRONIC STORAGE/ DATA | 1157573 |  | 5151567 |  | 2017-06-15 | 71030 | HEART STATION | 2016-02-11 | USD | 795 | Active | UNIVERSITY NEW MEXICO HOSPITAL
95061 | 1380328 | INSTROMEDIX INC | KING OF HEARTS EXPRESS AF | LR080A-02 | RECORDERS/ ELECTRONIC STORAGE/ DATA | 1157573 |  | 5151574 |  | 2017-06-15 | 71030 | HEART STATION | 2016-02-11 | USD | 795 | Active | UNIVERSITY NEW MEXICO HOSPITAL
93761 | 1380326 | INSTROMEDIX INC | KING OF HEARTS EXPRESS AF | LR080A-02 | RECORDERS/ ELECTRONIC STORAGE/ DATA | 1157573 |  | 5151575 |  | 2017-06-15 | 71030 | HEART STATION | 2016-02-11 | USD | 795 | Active | UNIVERSITY NEW MEXICO HOSPITAL
93762 | 1380327 | INSTROMEDIX INC | KING OF HEARTS EXPRESS AF | LR080A-02 | RECORDERS/ ELECTRONIC STORAGE/ DATA | 1157573 |  | 5151569 |  | 2017-06-15 | 71030 | HEART STATION | 2016-02-11 | USD | 795 | Active | UNIVERSITY NEW MEXICO HOSPITAL
95057 | 1478193 | VERATHON INC | BLADDERSCAN (BVI-9400) | BVI-9400 | SCANNING SYSTEMS/ULTRASONIC/DIAGNOSTIC (BIOMED) | 1162279-0-CAP |  | B4304863 | 2017-02-13 | 2018-02-15 | 12320 | GENERAL MEDICINE (5-W) | 2016-02-10 | USD | 11228.25 | Active | UNIVERSITY NEW MEXICO HOSPITAL
95054 | 1478190 | KAYPENTAX DIV PENTAX MEDICAL CO | KDS3 | KDS3 | COMPUTERS | 1154517-0-CAP |  | NX19089 |  | 2017-06-15 | 76020 | SPEECH/LANGUAGE PATHOLOGY | 2016-02-10 | USD | 2795 | Active | UNIVERSITY NEW MEXICO HOSPITAL
95058 | 1478194 | UNITED METAL FABRICATORS INC | UMF-4040 | UMF-4040 | TABLES/ EXAMINATION/TREATMENT | FOUND |  | 126442-0001 |  | 2017-06-15 | 34110 | WOMEN'S HEALTH CENTER | 2016-02-10 | USD | 0.01 | Active | UNIVERSITY NEW MEXICO HOSPITAL
93760 | 1380325 | 3M HEALTH CARE | BAIR HUGGER | 775 | WARMING UNITS/ PATIENT/ FORCED-AIR | 1150696 |  | 80423 | 2017-01-01 | 2017-07-15 | 75025 | RADIOLOGY - INTERVENTIONAL RAD | 2016-02-10 | USD | 0.01 | Active | UNIVERSITY NEW MEXICO HOSPITAL
93759 | 1380324 | 3M HEALTH CARE | BAIR HUGGER | 775 | WARMING UNITS/ PATIENT/ FORCED-AIR | 1150696 |  | 80427 | 2017-01-01 | 2017-07-15 | 75025 | RADIOLOGY - INTERVENTIONAL RAD | 2016-02-10 | USD | 0.01 | Active | UNIVERSITY NEW MEXICO HOSPITAL
95056 | 1478192 | TYCO HEALTHCARE GROUP | GENIUS II | GENIUS II | THERMOMETERS/ ELECTRONIC/ INFRARED/ EAR | 1160620 |  | N15640141 |  | 2017-06-15 | 34025 | CARDIOLOGY CLINIC | 2016-02-10 | USD | 150 | Active | UNIVERSITY NEW MEXICO HOSPITAL
95055 | 1478191 | TYCO HEALTHCARE GROUP | GENIUS II | GENIUS II | THERMOMETERS/ ELECTRONIC/ INFRARED/ EAR | 1160620 |  | N15640061 |  | 2017-06-15 | 34025 | CARDIOLOGY CLINIC | 2016-02-10 | USD | 150 | Active | UNIVERSITY NEW MEXICO HOSPITAL
95050 | 1259043 | TYCO HEALTHCARE GROUP | GENIUS II | GENIUS II | THERMOMETERS/ ELECTRONIC/ INFRARED/ EAR | 1161943 |  | N15638840 |  | 2017-06-15 | 34340 | PAIN CLINIC | 2016-02-09 | USD | 150 | Active | UNIVERSITY NEW MEXICO HOSPITAL
93320 | 1199404 | MIZUHO OSI | 5996-7 | 5996-7 | PUMPS/ AIR MATTRESS | 2000958-0-CAP |  | NSN |  | 2017-06-15 | 15005 | OPERATING ROOM - BBRP | 2016-02-09 | USD | 28507.04 | Active | UNIVERSITY NEW MEXICO HOSPITAL
93757 | 1380322 | VITAL SIGNS INC | ENFLOW WARMER | 100 | WARMING UNITS/ BLOOD/SOLUTION | REPL ACN 93841 |  | 50111145 | 2017-06-05 | 2018-06-15 | 15055 | ANESTHESIA | 2016-02-09 | USD | 0 | Active | UNIVERSITY NEW MEXICO HOSPITAL
95051 | 1478181 | CORPAK | CORTRAK 2 | CORTRAK 2 | ELECTROMAGNETIC MAPPING SYSTEMS | 1160459-0-CAP |  | 1412017 | 2017-05-16 | 2018-05-15 | 12120 | MEDICAL/CARDIAC ICU | 2016-02-08 | USD | 22000 | Active | UNIVERSITY NEW MEXICO HOSPITAL
93321 | 1259042 | SSCOR INC | S-SCORT NEW-DUET | 2314 | ASPIRATORS | 1162165 |  | M29834 | 2016-10-01 | 2017-10-15 | 70020 | ENDOSCOPY CENTER | 2016-02-08 | USD | 875.6 | Active | UNIVERSITY NEW MEXICO HOSPITAL
95052 | 1478182 | CORPAK | CORTRAK 2 | CORTRAK 2 | ELECTROMAGNETIC MAPPING SYSTEMS | 1160458-0-CAP |  | 1411021 | 2017-07-13 | 2018-07-15 | 12110 | NEUROSCIENCE ICU | 2016-02-08 | USD | 22000 | Active | UNIVERSITY NEW MEXICO HOSPITAL
95053 | 1478183 | CORPAK | CORTRAK 2 | CORTRAK 2 | ELECTROMAGNETIC MAPPING SYSTEMS | 1160461-0-CAP |  | 1412015 | 2017-05-01 | 2018-05-15 | 12130 | TRAUMA/SURGICAL ICU | 2016-02-08 | USD | 22000 | Active | UNIVERSITY NEW MEXICO HOSPITAL
93973 | 1162679 | SMITH & NEPHEW INC | COBLATOR II | RF 8000E | ELECTROSURGICAL UNITS | 1162113 |  | C3001 | 2016-02-08 | 2016-02-15 | 15005 | OPERATING ROOM - BBRP | 2016-02-08 | USD | 0.01 | Active | UNIVERSITY NEW MEXICO HOSPITAL
95044 | 1477812 | PRECISION MEDICAL INC | PM3300 | PM3300 | REGULATORS/ SUCTION | 1160060 |  | 231248 |  | 2017-06-15 | 12000 | LABOR AND DELIVERY | 2016-02-04 | USD | 335 | Active | UNIVERSITY NEW MEXICO HOSPITAL
95042 | 1477810 | PRECISION MEDICAL INC | PM3300 | PM3300 | REGULATORS/ SUCTION | 1160060 |  | 231243 |  | 2017-06-15 | 12000 | LABOR AND DELIVERY | 2016-02-04 | USD | 335 | Active | UNIVERSITY NEW MEXICO HOSPITAL
95043 | 1477811 | PRECISION MEDICAL INC | PM3300 | PM3300 | REGULATORS/ SUCTION | 1160060 |  | 231246 |  | 2017-06-15 | 12000 | LABOR AND DELIVERY | 2016-02-04 | USD | 335 | Active | UNIVERSITY NEW MEXICO HOSPITAL
93756 | 1380321 | PRECISION MEDICAL INC | PM3300 | PM3300 | REGULATORS/ SUCTION | 1160060 |  | 234100 |  | 2017-06-15 | 12000 | LABOR AND DELIVERY | 2016-02-04 | USD | 335 | Active | UNIVERSITY NEW MEXICO HOSPITAL
93755 | 1380320 | PRECISION MEDICAL INC | PM3300 | PM3300 | REGULATORS/ SUCTION | 1160060 |  | 233800 |  | 2017-06-15 | 12000 | LABOR AND DELIVERY | 2016-02-04 | USD | 335 | Active | UNIVERSITY NEW MEXICO HOSPITAL
93754 | 1477819 | PRECISION MEDICAL INC | PM3300 | PM3300 | REGULATORS/ SUCTION | 1160060 |  | 233801 |  | 2017-06-15 | 12000 | LABOR AND DELIVERY | 2016-02-04 | USD | 335 | Active | UNIVERSITY NEW MEXICO HOSPITAL
93753 | 1477818 | PRECISION MEDICAL INC | PM3300 | PM3300 | REGULATORS/ SUCTION | 1160060 |  | 233807 |  | 2017-06-15 | 12000 | LABOR AND DELIVERY | 2016-02-04 | USD | 335 | Active | UNIVERSITY NEW MEXICO HOSPITAL
95049 | 1477817 | PRECISION MEDICAL INC | PM3300 | PM3300 | REGULATORS/ SUCTION | 1160060 |  | 233805 |  | 2017-06-15 | 12000 | LABOR AND DELIVERY | 2016-02-04 | USD | 335 | Active | UNIVERSITY NEW MEXICO HOSPITAL
95048 | 1477816 | PRECISION MEDICAL INC | PM3300 | PM3300 | REGULATORS/ SUCTION | 1160060 |  | 233804 |  | 2017-06-15 | 12000 | LABOR AND DELIVERY | 2016-02-04 | USD | 335 | Active | UNIVERSITY NEW MEXICO HOSPITAL
95047 | 1477815 | PRECISION MEDICAL INC | PM3300 | PM3300 | REGULATORS/ SUCTION | 1160060 |  | 234101 |  | 2017-06-15 | 12000 | LABOR AND DELIVERY | 2016-02-04 | USD | 335 | Active | UNIVERSITY NEW MEXICO HOSPITAL
95046 | 1477814 | PRECISION MEDICAL INC | PM3300 | PM3300 | REGULATORS/ SUCTION | 1160060 |  | 234102 |  | 2017-06-15 | 12000 | LABOR AND DELIVERY | 2016-02-04 | USD | 335 | Active | UNIVERSITY NEW MEXICO HOSPITAL
95045 | 1477813 | PRECISION MEDICAL INC | PM3300 | PM3300 | REGULATORS/ SUCTION | 1160060 |  | 233806 |  | 2017-06-15 | 12000 | LABOR AND DELIVERY | 2016-02-04 | USD | 335 | Active | UNIVERSITY NEW MEXICO HOSPITAL
93778 | 1040634 | DRIVE MEDICAL DESIGN AND MFG | 18605 | 18605 | ASPIRATORS | FOUND |  | 2V150900D422 | 2016-12-01 | 2017-12-15 | 54080 | UNMMG - TRUMAN ST. CLINIC | 2016-02-03 | USD |  | Active | UNIVERSITY NEW MEXICO HOSPITAL
93777 | 1040633 | DETECTO SCALE CO DIV CARDINAL SCALE MFG CO | DHRWM | DHRWM | HEIGHT MEASURMENT INSTRUMENTS/ WALL MOUNTED | FOUND |  | NONE |  | 2017-06-15 | 54080 | UNMMG - TRUMAN ST. CLINIC | 2016-02-03 | USD |  | Active | UNIVERSITY NEW MEXICO HOSPITAL
93740 | 1477820 | EDWARDS LIFESCIENCES CORP | EVPMP | EV1000 | PUMPS | 1160631-0-CAP |  | 600153003379 | 2017-05-19 | 2018-05-15 | 95700 | CLINICAL ENGINEERING | 2016-02-03 | USD | 7500 | Active | UNIVERSITY NEW MEXICO HOSPITAL
93731 | 1477821 | EDWARDS LIFESCIENCES CORP | EVPMP | EV1000 | PUMPS | 1160632-0-CAP |  | 600153003380 | 2016-02-03 | 2016-05-15 | 12120 | MEDICAL/CARDIAC ICU | 2016-02-03 | USD | 7500 | Active | UNIVERSITY NEW MEXICO HOSPITAL
93735 | 1477825 | MEDTRONIC INC | LIFEPAK 15 | LIFEPAK 15 | DEFIBRILLATOR/ MONITOR/ PACEMAKERS | 1161523-0-CAP |  | 44282718 | 2017-01-01 | 2018-01-15 | 71040 | CARDIAC CATH LAB | 2016-02-02 | USD | 25630.17 | Active | UNIVERSITY NEW MEXICO HOSPITAL
93733 | 1477823 | MEDTRONIC INC | LIFEPAK 15 | LIFEPAK 15 | DEFIBRILLATOR/ MONITOR/ PACEMAKERS | 1161523-0-CAP |  | 44283199 | 2017-01-01 | 2018-01-15 | 71040 | CARDIAC CATH LAB | 2016-02-02 | USD | 25630.17 | Active | UNIVERSITY NEW MEXICO HOSPITAL
93732 | 1477822 | MEDTRONIC INC | LIFEPAK 15 | LIFEPAK 15 | DEFIBRILLATOR/ MONITOR/ PACEMAKERS | 1161523-0-CAP |  | 44282483 | 2017-01-27 | 2018-01-15 | 71040 | CARDIAC CATH LAB | 2016-02-02 | USD | 25630.17 | Active | UNIVERSITY NEW MEXICO HOSPITAL
93817 | 1380359 | MEDIVATORS INC | EGA-501 | EGA-501 | INSUFFLATORS | 1161753 |  | P01751 | 2016-10-19 | 2016-10-15 | 70010 | DIGESTIVE DISEASE PROCEDURES | 2016-02-02 | USD | 0.01 | Active | UNIVERSITY NEW MEXICO HOSPITAL
93816 | 1380358 | MEDIVATORS INC | EGA-501 | EGA-501 | INSUFFLATORS | 1161753 |  | P01719 | 2016-10-19 | 2016-10-15 | 70010 | DIGESTIVE DISEASE PROCEDURES | 2016-02-02 | USD | 0.01 | Active | UNIVERSITY NEW MEXICO HOSPITAL
93815 | 1380357 | MEDIVATORS INC | EGA-501 | EGA-501 | INSUFFLATORS | 1161753 |  | P01720 | 2016-10-19 | 2016-10-15 | 70010 | DIGESTIVE DISEASE PROCEDURES | 2016-02-02 | USD | 0.01 | Active | UNIVERSITY NEW MEXICO HOSPITAL
93814 | 1380356 | MEDIVATORS INC | EGA-501 | EGA-501 | INSUFFLATORS | 1161753 |  | P01753 | 2016-10-19 | 2016-10-15 | 70010 | DIGESTIVE DISEASE PROCEDURES | 2016-02-02 | USD | 0.01 | Active | UNIVERSITY NEW MEXICO HOSPITAL
93813 | 1380355 | MEDIVATORS INC | EGA-501 | EGA-501 | INSUFFLATORS | 1161753 |  | P01756 | 2016-10-26 | 2016-10-15 | 70020 | ENDOSCOPY CENTER | 2016-02-02 | USD | 0.01 | Active | UNIVERSITY NEW MEXICO HOSPITAL
93812 | 1380354 | MEDIVATORS INC | EGA-501 | EGA-501 | INSUFFLATORS | 1161753 |  | P01759 | 2016-10-26 | 2016-10-15 | 70020 | ENDOSCOPY CENTER | 2016-02-02 | USD | 0.01 | Active | UNIVERSITY NEW MEXICO HOSPITAL
93811 | 1380353 | MEDIVATORS INC | EGA-501 | EGA-501 | INSUFFLATORS | 1161753 |  | P01754 | 2016-10-27 | 2016-10-15 | 70020 | ENDOSCOPY CENTER | 2016-02-02 | USD | 0.01 | Active | UNIVERSITY NEW MEXICO HOSPITAL
93809 | 1380352 | MEDIVATORS INC | EGA-501 | EGA-501 | INSUFFLATORS | 1161753 |  | P01760 | 2016-10-26 | 2016-10-15 | 70020 | ENDOSCOPY CENTER | 2016-02-02 | USD | 0.01 | Active | UNIVERSITY NEW MEXICO HOSPITAL
93810 | 1380248 | MEDIVATORS INC | EGA-501 | EGA-501 | INSUFFLATORS | 1161753 |  | P01755 | 2016-10-26 | 2016-10-15 | 70020 | ENDOSCOPY CENTER | 2016-02-02 | USD | 0.01 | Active | UNIVERSITY NEW MEXICO HOSPITAL
93808 | 1380247 | MEDIVATORS INC | EGA-501 | EGA-501 | INSUFFLATORS | 1161753 |  | P01758 | 2016-10-26 | 2016-10-15 | 70020 | ENDOSCOPY CENTER | 2016-02-02 | USD | 0.01 | Active | UNIVERSITY NEW MEXICO HOSPITAL
95041 | 1477519 | HUNTLEIGH DIAGNOSTICS | DOPPLEX | SD2 | BLOOD-FLOW DETECTORS/ ULTRASONIC | 1160570 |  | SD2P30413794-15 |  | 2017-06-15 | 12130 | TRAUMA/SURGICAL ICU | 2016-02-01 | USD | 642 | Active | UNIVERSITY NEW MEXICO HOSPITAL
95040 | 1477518 | HUNTLEIGH DIAGNOSTICS | DOPPLEX | SD2 | BLOOD-FLOW DETECTORS/ ULTRASONIC | 1160570 |  | SD2P30413782-15 |  | 2017-06-15 | 12130 | TRAUMA/SURGICAL ICU | 2016-02-01 | USD | 642 | Active | UNIVERSITY NEW MEXICO HOSPITAL
95039 | 1477517 | HUNTLEIGH DIAGNOSTICS | DOPPLEX | SD2 | BLOOD-FLOW DETECTORS/ ULTRASONIC | 1160570 |  | SD2P30413619-15 |  | 2017-06-15 | 12130 | TRAUMA/SURGICAL ICU | 2016-02-01 | USD | 642 | Active | UNIVERSITY NEW MEXICO HOSPITAL
93730 | 1380246 | SIEMENS HEALTHCARE | CLINITEK STATUS PLUS | CLINITEK STATUS PLUS | ANALYZERS/ POINT-OF-CARE/ URINE | FOUND |  | 264092 |  | 2017-06-15 | 30095 | OCCUPATIONAL HEALTH SVCS | 2016-02-01 | USD | 0.01 | Active | UNIVERSITY NEW MEXICO HOSPITAL
93667 | 1380232 | HOLOGIC INC | INSIGHT 2 | INSIGHT 2 | RADIOGRAPHIC/FLUOROSCOPIC UNITS/ MOBILE | 1155158-0-CAP |  | 20-0515-28 | 2017-02-28 | 2017-08-15 | 34540 | SPORTS MEDICINE | 2016-02-01 | USD | 68000 | Active | UNIVERSITY NEW MEXICO HOSPITAL
93905 | 1477516 | VITAL SIGNS INC | ENFLOW WARMER | 100 | WARMING UNITS/ BLOOD/SOLUTION | REPL ACN 91537 |  | 50110115 | 2017-06-28 | 2018-06-15 | 15055 | ANESTHESIA | 2016-01-29 | USD | 0 | Active | UNIVERSITY NEW MEXICO HOSPITAL
93970 | 1380281 | DRAEGER MEDICAL INC | VAPOR 2000 SEVOFLURANE | VAPOR 2000 (M35170) | ANESTHESIA UNIT VAPORIZERS | CONTRACT |  | ARYF-1525 | 2017-01-01 | 2018-01-15 | 15055 | ANESTHESIA | 2016-01-28 | USD | 0 | Active | UNIVERSITY NEW MEXICO HOSPITAL
93904 | 1477515 | OLYMPUS AMERICA INC | UCR | UCR | INSUFFLATORS | 1154972 |  | 7527041 | 2017-04-26 | 2017-10-15 | 70020 | ENDOSCOPY CENTER | 2016-01-27 | USD | 4260.96 | Active | UNIVERSITY NEW MEXICO HOSPITAL
93776 | 1040632 | GE HEALTHCARE | CARESCAPE(V100) | CARESCAPE(V100) | MONITORING SYSTEMS/ PHYSIOLOGIC | 1160278 |  | SH61037478SA | 2017-01-01 | 2018-01-15 | 34655 | DERMATOLOGY CLINIC 1021 MED | 2016-01-26 | USD | 3298.96 | Active | UNIVERSITY NEW MEXICO HOSPITAL
95038 | 1380319 | FUTURE HEALTH CONCEPTS | FHCDWC24-TL | FHCDWC24-TL | WARMING UNITS/ BLANKET | 1152217 |  | 112315-D08 | 2017-06-20 | 2018-06-15 | 15000 | OPERATING ROOM | 2016-01-23 | USD | 4847.31 | Active | UNIVERSITY NEW MEXICO HOSPITAL
95037 | 1380318 | FUTURE HEALTH CONCEPTS | FHCDWC24-TL | FHCDWC24-TL | WARMING UNITS/ BLANKET | 1152217 |  | 112415-D06 | 2017-06-08 | 2018-06-15 | 15000 | OPERATING ROOM | 2016-01-23 | USD | 4847.31 | Active | UNIVERSITY NEW MEXICO HOSPITAL
95036 | 1380317 | FUTURE HEALTH CONCEPTS | FHCDWC24-TL | FHCDWC24-TL | WARMING UNITS/ BLANKET | 1152217 |  | 112515-D05 | 2017-06-08 | 2018-06-15 | 15000 | OPERATING ROOM | 2016-01-23 | USD | 4847.31 | Active | UNIVERSITY NEW MEXICO HOSPITAL
95035 | 1380316 | FUTURE HEALTH CONCEPTS | FHCDWC24-TL | FHCDWC24-TL | WARMING UNITS/ BLANKET | 1152217 |  | 112415-D05 | 2017-06-13 | 2018-06-15 | 15000 | OPERATING ROOM | 2016-01-23 | USD | 4847.31 | Active | UNIVERSITY NEW MEXICO HOSPITAL
95034 | 1380315 | FUTURE HEALTH CONCEPTS | FHCDWC24-TL | FHCDWC24-TL | WARMING UNITS/ BLANKET | 1152217 |  | 112415-D12 | 2017-06-30 | 2018-06-15 | 15000 | OPERATING ROOM | 2016-01-23 | USD | 4847.31 | Active | UNIVERSITY NEW MEXICO HOSPITAL
95033 | 1380314 | FUTURE HEALTH CONCEPTS | FHCDWC24-TL | FHCDWC24-TL | WARMING UNITS/ BLANKET | 1152217 |  | 112415-D07 | 2017-06-16 | 2018-06-15 | 15000 | OPERATING ROOM | 2016-01-23 | USD | 4847.31 | Active | UNIVERSITY NEW MEXICO HOSPITAL
95032 | 1380313 | FUTURE HEALTH CONCEPTS | FHCDWC24-TL | FHCDWC24-TL | WARMING UNITS/ BLANKET | 1152217 |  | 112415-D01 | 2017-06-08 | 2018-06-15 | 15000 | OPERATING ROOM | 2016-01-23 | USD | 4847.31 | Active | UNIVERSITY NEW MEXICO HOSPITAL
95031 | 1380312 | FUTURE HEALTH CONCEPTS | FHCDWC24-TL | FHCDWC24-TL | WARMING UNITS/ BLANKET | 1152217 |  | 112515-D07 | 2017-06-08 | 2018-06-15 | 15040 | PACU (RECOVERY ROOM 1) | 2016-01-23 | USD | 4847.31 | Active | UNIVERSITY NEW MEXICO HOSPITAL
ACN 95684 | 1419034 | FUTURE HEALTH CONCEPTS | VHCDWC2424-TL-G-D | VHCDWC2424-TL-G-D | WARMING UNITS/ BLANKET |  |  | 112515-D03 | 2017-06-16 | 2017-06-15 | 15000 | OPERATING ROOM | 2016-01-23 | USD |  | Active | UNIVERSITY NEW MEXICO HOSPITAL
93200 | 1162673 | DRAEGER MEDICAL INC | D-VAPOR DESFLURANE | D-VAPOR DESFLURANE | ANESTHESIA UNIT VAPORIZERS | CONTRACT |  | ARXL-0634 | 2017-01-01 | 2018-01-15 | 15055 | ANESTHESIA | 2016-01-22 | USD | 0 | Active | UNIVERSITY NEW MEXICO HOSPITAL
93198 | 1162671 | DRAEGER MEDICAL INC | FABIUS TIRO | FABIUS TIRO | ANESTHESIA UNITS | 1149020-0-CAP |  | ASHN-0028 | 2017-01-16 | 2017-07-15 | 15055 | ANESTHESIA | 2016-01-22 | USD | 31744.9 | Active | UNIVERSITY NEW MEXICO HOSPITAL
93199 | 1162672 | DRAEGER MEDICAL INC | VAPOR 2000 ISOFLURANE | VAPOR 2000 | ANESTHESIA UNIT VAPORIZERS | 1149020-0-CAP |  | ASHM-1947 | 2017-01-01 | 2018-01-15 | 15055 | ANESTHESIA | 2016-01-22 | USD | 4015.49 | Active | UNIVERSITY NEW MEXICO HOSPITAL
95026 | 1477551 | EDWARD LIFESCIENCES | EV1000M | EV1000M | MONITORS/ BEDSIDE/ CARDIAC OUTPUT | 1160632-0-CAP |  | TPAB027793 |  | 2017-06-15 | 12120 | MEDICAL/CARDIAC ICU | 2016-01-21 | USD | 0 | Active | UNIVERSITY NEW MEXICO HOSPITAL
95024 | 1477549 | EDWARD LIFESCIENCES | EV1000M | EV1000M | MONITORS/ BEDSIDE/ CARDIAC OUTPUT | 1160632-0-CAP |  | TPAB027764 |  | 2017-06-15 | 12120 | MEDICAL/CARDIAC ICU | 2016-01-21 | USD | 0 | Active | UNIVERSITY NEW MEXICO HOSPITAL
95022 | 1477547 | EDWARD LIFESCIENCES | EV1000M | EV1000M | MONITORS/ BEDSIDE/ CARDIAC OUTPUT | 1160632-0-CAP |  | TPAB027754 |  | 2017-06-15 | 12120 | MEDICAL/CARDIAC ICU | 2016-01-21 | USD | 0 | Active | UNIVERSITY NEW MEXICO HOSPITAL
95020 | 1477545 | EDWARD LIFESCIENCES | EV1000M | EV1000M | MONITORS/ BEDSIDE/ CARDIAC OUTPUT | 1160632-0-CAP |  | TPAB028429 |  | 2017-06-15 | 12120 | MEDICAL/CARDIAC ICU | 2016-01-21 | USD | 0 | Active | UNIVERSITY NEW MEXICO HOSPITAL
95018 | 1477543 | EDWARD LIFESCIENCES | EV1000M | EV1000M | MONITORS/ BEDSIDE/ CARDIAC OUTPUT | 1160632-0-CAP |  | EVD80859 |  | 2017-06-15 | 12120 | MEDICAL/CARDIAC ICU | 2016-01-21 | USD | 0 | Active | UNIVERSITY NEW MEXICO HOSPITAL
95001 | 1477531 | EDWARD LIFESCIENCES | EV1000M | EV1000M | MONITORS/ BEDSIDE/ CARDIAC OUTPUT | 1160633-0-CAP |  | TPAB027794 |  | 2017-06-15 | 15055 | ANESTHESIA | 2016-01-21 | USD | 0 | Active | UNIVERSITY NEW MEXICO HOSPITAL
95003 | 1477529 | EDWARD LIFESCIENCES | EV1000M | EV1000M | MONITORS/ BEDSIDE/ CARDIAC OUTPUT | 1160633-0-CAP |  | TPAB027772 |  | 2017-06-15 | 15055 | ANESTHESIA | 2016-01-21 | USD | 0 | Active | UNIVERSITY NEW MEXICO HOSPITAL
95005 | 1477527 | EDWARD LIFESCIENCES | EV1000M | EV1000M | MONITORS/ BEDSIDE/ CARDIAC OUTPUT | 1160633-0-CAP |  | TPAB028229 |  | 2017-06-15 | 15055 | ANESTHESIA | 2016-01-21 | USD | 0 | Active | UNIVERSITY NEW MEXICO HOSPITAL
95016 | 1477541 | EDWARD LIFESCIENCES | EV1000M | EV1000M | MONITORS/ BEDSIDE/ CARDIAC OUTPUT | 1160631-0-CAP |  | TPAB027775 |  | 2017-06-15 | 21015 | ED-NORTH | 2016-01-21 | USD | 0 | Active | UNIVERSITY NEW MEXICO HOSPITAL
95014 | 1477539 | EDWARD LIFESCIENCES | EV1000M | EV1000M | MONITORS/ BEDSIDE/ CARDIAC OUTPUT | 1160631-0-CAP |  | TPAB027768 |  | 2017-06-15 | 95700 | CLINICAL ENGINEERING | 2016-01-21 | USD | 0 | Active | UNIVERSITY NEW MEXICO HOSPITAL
95010 | 1477535 | EDWARD LIFESCIENCES | EV1000M | EV1000M | MONITORS/ BEDSIDE/ CARDIAC OUTPUT | 1160631-0-CAP |  | TPAB028237 |  | 2017-06-15 | 12130 | TRAUMA/SURGICAL ICU | 2016-01-21 | USD | 0 | Active | UNIVERSITY NEW MEXICO HOSPITAL
95008 | 1477533 | EDWARD LIFESCIENCES | EV1000M | EV1000M | MONITORS/ BEDSIDE/ CARDIAC OUTPUT | 1160631-0-CAP |  | TPAB027769 |  | 2017-06-15 | 12130 | TRAUMA/SURGICAL ICU | 2016-01-21 | USD | 0 | Active | UNIVERSITY NEW MEXICO HOSPITAL
95006 | 1477521 | EDWARD LIFESCIENCES | EV1000M | EV1000M | MONITORS/ BEDSIDE/ CARDIAC OUTPUT | 1160631-0-CAP |  | TPAB027790 |  | 2017-06-15 | 12130 | TRAUMA/SURGICAL ICU | 2016-01-21 | USD | 0 | Active | UNIVERSITY NEW MEXICO HOSPITAL
93999 | 1477525 | EDWARD LIFESCIENCES | EV1000M | EV1000M | MONITORS/ BEDSIDE/ CARDIAC OUTPUT | 1160634-0-CAP |  | TPAB028213 |  | 2017-06-15 | 12110 | NEUROSCIENCE ICU | 2016-01-21 | USD | 0 | Active | UNIVERSITY NEW MEXICO HOSPITAL
93997 | 1477523 | EDWARD LIFESCIENCES | EV1000M | EV1000M | MONITORS/ BEDSIDE/ CARDIAC OUTPUT | 1160634-0-CAP |  | TPAB028250 |  | 2017-06-15 | 12110 | NEUROSCIENCE ICU | 2016-01-21 | USD | 0 | Active | UNIVERSITY NEW MEXICO HOSPITAL
95025 | 1477550 | EDWARD LIFESCIENCES | EV1000DB | EV1000DB | MODULES/ DATA/ TRANSFER | 1160632-0-CAP |  | EVD80812 |  | 2017-06-15 | 12120 | MEDICAL/CARDIAC ICU | 2016-01-21 | USD | 15240 | Active | UNIVERSITY NEW MEXICO HOSPITAL
95023 | 1477548 | EDWARD LIFESCIENCES | EV1000DB | EV1000DB | MODULES/ DATA/ TRANSFER | 1160632-0-CAP |  | EVD80818 |  | 2017-06-15 | 12120 | MEDICAL/CARDIAC ICU | 2016-01-21 | USD | 15240 | Active | UNIVERSITY NEW MEXICO HOSPITAL
95021 | 1477546 | EDWARD LIFESCIENCES | EV1000DB | EV1000DB | MODULES/ DATA/ TRANSFER | 1160632-0-CAP |  | EVD80832 |  | 2017-06-15 | 12120 | MEDICAL/CARDIAC ICU | 2016-01-21 | USD | 15240 | Active | UNIVERSITY NEW MEXICO HOSPITAL
95019 | 1477544 | EDWARD LIFESCIENCES | EV1000DB | EV1000DB | MODULES/ DATA/ TRANSFER | 1160632-0-CAP |  | EVD80871 |  | 2017-06-15 | 12120 | MEDICAL/CARDIAC ICU | 2016-01-21 | USD | 15240 | Active | UNIVERSITY NEW MEXICO HOSPITAL
95017 | 1477542 | EDWARD LIFESCIENCES | EV1000DB | EV1000DB | MODULES/ DATA/ TRANSFER | 1160632-0-CAP |  | EVD80059 |  | 2017-06-15 | 12120 | MEDICAL/CARDIAC ICU | 2016-01-21 | USD | 15240 | Active | UNIVERSITY NEW MEXICO HOSPITAL
95000 | 1477530 | EDWARD LIFESCIENCES | EV1000DB | EV1000DB | MODULES/ DATA/ TRANSFER | 1160633-0-CAP |  | EVD80808 |  | 2017-06-15 | 15055 | ANESTHESIA | 2016-01-21 | USD | 15240 | Active | UNIVERSITY NEW MEXICO HOSPITAL
95002 | 1477528 | EDWARD LIFESCIENCES | EV1000DB | EV1000DB | MODULES/ DATA/ TRANSFER | 1160633-0-CAP |  | EVD80800 |  | 2017-06-15 | 15055 | ANESTHESIA | 2016-01-21 | USD | 15240 | Active | UNIVERSITY NEW MEXICO HOSPITAL
95004 | 1477526 | EDWARD LIFESCIENCES | EV1000DB | EV1000DB | MODULES/ DATA/ TRANSFER | 1160633-0-CAP |  | EVD80857 |  | 2017-06-15 | 15055 | ANESTHESIA | 2016-01-21 | USD | 15240 | Active | UNIVERSITY NEW MEXICO HOSPITAL
95015 | 1477540 | EDWARD LIFESCIENCES | EV1000DB | EV1000DB | MODULES/ DATA/ TRANSFER | 1160631-0-CAP |  | EVD80837 |  | 2017-06-15 | 21015 | ED-NORTH | 2016-01-21 | USD | 15240 | Active | UNIVERSITY NEW MEXICO HOSPITAL
95013 | 1477538 | EDWARD LIFESCIENCES | EV1000DB | EV1000DB | MODULES/ DATA/ TRANSFER | 1160631-0-CAP |  | EVD80834 |  | 2017-06-15 | 12130 | TRAUMA/SURGICAL ICU | 2016-01-21 | USD | 15240 | Active | UNIVERSITY NEW MEXICO HOSPITAL
95009 | 1477534 | EDWARD LIFESCIENCES | EV1000DB | EV1000DB | MODULES/ DATA/ TRANSFER | 1160631-0-CAP |  | EVD80831 |  | 2017-06-15 | 12130 | TRAUMA/SURGICAL ICU | 2016-01-21 | USD | 15240 | Active | UNIVERSITY NEW MEXICO HOSPITAL
95007 | 1477532 | EDWARD LIFESCIENCES | EV1000DB | EV1000DB | MODULES/ DATA/ TRANSFER | 1160631-0-CAP |  | EVD80792 |  | 2017-06-15 | 12130 | TRAUMA/SURGICAL ICU | 2016-01-21 | USD | 15240 | Active | UNIVERSITY NEW MEXICO HOSPITAL
93995 | 1477520 | EDWARD LIFESCIENCES | EV1000DB | EV1000DB | MODULES/ DATA/ TRANSFER | 1160631-0-CAP |  | EVD80785 |  | 2017-06-15 | 12130 | TRAUMA/SURGICAL ICU | 2016-01-21 | USD | 15240 | Active | UNIVERSITY NEW MEXICO HOSPITAL
93998 | 1477524 | EDWARD LIFESCIENCES | EV1000DB | EV1000DB | MODULES/ DATA/ TRANSFER | 1160634-0-CAP |  | EVD80759 |  | 2017-06-15 | 12110 | NEUROSCIENCE ICU | 2016-01-21 | USD | 15240 | Active | UNIVERSITY NEW MEXICO HOSPITAL
93996 | 1477522 | EDWARD LIFESCIENCES | EV1000DB | EV1000DB | MODULES/ DATA/ TRANSFER | 1160634-0-CAP |  | EVD80767 |  | 2017-06-15 | 12110 | NEUROSCIENCE ICU | 2016-01-21 | USD | 15240 | Active | UNIVERSITY NEW MEXICO HOSPITAL
93903 | 1477514 | CONMED CORP | HYFRECATOR 2000 | 7-900-115 | HYFRECATORS | 1160455 |  | 15300650 | 2017-01-20 | 2018-01-15 | 34655 | DERMATOLOGY CLINIC 1021 MED | 2016-01-20 | USD | 995 | Active | UNIVERSITY NEW MEXICO HOSPITAL
93902 | 1477513 | CONMED CORP | HYFRECATOR 2000 | 7-900-115 | HYFRECATORS | 1160455 |  | 15300640 | 2017-01-01 | 2018-01-15 | 34655 | DERMATOLOGY CLINIC 1021 MED | 2016-01-20 | USD | 995 | Active | UNIVERSITY NEW MEXICO HOSPITAL
93901 | 1477512 | CONMED CORP | HYFRECATOR 2000 | 7-900-115 | HYFRECATORS | 1160455 |  | 15220071 | 2017-01-01 | 2018-01-15 | 34655 | DERMATOLOGY CLINIC 1021 MED | 2016-01-20 | USD | 995 | Active | UNIVERSITY NEW MEXICO HOSPITAL
93900 | 1477511 | CONMED CORP | HYFRECATOR 2000 | 7-900-115 | HYFRECATORS | 1160455 |  | 15300646 | 2017-01-01 | 2018-01-15 | 34655 | DERMATOLOGY CLINIC 1021 MED | 2016-01-20 | USD | 995 | Active | UNIVERSITY NEW MEXICO HOSPITAL
93984 | 1477500 | CARESTREAM HEALTH INC | REVOLUTION | DRXR-1 | RADIOGRAPHIC UNITS/ MOBILE | 20000903 |  | 2096 | 2017-01-31 | 2017-07-15 | 75000 | RADIOLOGY - GENERAL | 2016-01-20 | USD | 165019 | Active | UNIVERSITY NEW MEXICO HOSPITAL
93983 | 1477509 | NELLCOR PURITAN BENNETT INC | PB 980 | 980 | VENTILATORS | 1129691-0-CAP |  | 35B1500325 | 2017-03-29 | 2017-09-15 | 71510 | PULMONARY SERVICES | 2016-01-20 | USD | 36178.33 | Active | UNIVERSITY NEW MEXICO HOSPITAL
93663 | 1162675 | KARL STORZ ENDOSCOPY-AMERICA INC | 11272CU1 | 11272CU1 | URETEROSCOPES | 1159550-0-CAP |  | 2219666 |  | 2017-06-15 | 15000 | OPERATING ROOM | 2016-01-19 | USD | 6966.4 | Active | UNIVERSITY NEW MEXICO HOSPITAL
93972 | 1380282 | WELCH ALLYN INC | SPOT VITAL SIGNS (42M0B-E1) | SPOT VITAL SIGNS (42 | MONITORING SYSTEMS/ PHYSIOLOGIC/ ACUTE CARE | 502558 |  | 201507946 | 2016-12-13 | 2017-12-15 | 54080 | UNMMG - TRUMAN ST. CLINIC | 2016-01-19 | USD | 2506.69 | Active | UNIVERSITY NEW MEXICO HOSPITAL
93201 | 1162674 | KARL STORZ ENDOSCOPY-AMERICA INC | 11272CU1 | 11272CU1 | URETEROSCOPES | 1159550-0-CAP |  | 2219796 |  | 2017-06-15 | 15000 | OPERATING ROOM | 2016-01-19 | USD | 6966.4 | Active | UNIVERSITY NEW MEXICO HOSPITAL
93861 | 1162678 | HUNTLEIGH HEALTHCARE LTD | FD1+ | FD1+ | FETAL HEART DETECTORS |  |  | FD1PX02 18560-07 |  | 2016-01-15 | 32025 | FAMILY PRACTICE CLINIC | 2016-01-19 | USD |  | Active | UNIVERSITY NEW MEXICO HOSPITAL
93899 | 1380437 | BSN MEDICAL | DELTA-CAST | 73481 | CAST CUTTERS | 1092576 |  | 312 |  | 2017-06-15 | 34530 | ORTHOPAEDICS FACULTY CLINIC | 2016-01-15 | USD | 0 | Active | UNIVERSITY NEW MEXICO HOSPITAL
93898 | 1380436 | BSN MEDICAL | DELTA-CAST | 73481 | CAST CUTTERS | 1092576 |  | 1721 |  | 2017-06-15 | 34530 | ORTHOPAEDICS FACULTY CLINIC | 2016-01-15 | USD | 2775.01 | Active | UNIVERSITY NEW MEXICO HOSPITAL
95094 | 1478230 | BEST THERATRONICS | GAMMACELL 3000 | GC 3000-II | IRRADIATORS/ BLOOD | 1135124-0-CAP |  | 0513 | 2016-01-01 | 2017-01-15 | 74070 | LAB - BLOOD BANK | 2016-01-14 | USD | 561965 | Active | UNIVERSITY NEW MEXICO HOSPITAL
93752 | 1380303 | SAMMONS PRESTON ROLYAN AN ABILITY ONE CO | FORMA-SPLINT 1502 | FORMA-SPLINT 1502 | BATHS/ WATER | UNK |  | 12363795 | 2017-01-10 | 2018-01-15 | 71020 | CARDIAC REHAB | 2016-01-11 | USD |  | Active | UNIVERSITY NEW MEXICO HOSPITAL
93889 | 1380427 | VITAL SIGNS INC | ENFLOW CONTROLLER | 121 | WARMING UNITS/ BLOOD/SOLUTION | 1156439 |  | 40732519 | 2016-06-01 | 2017-06-15 | 15055 | ANESTHESIA | 2016-01-07 | USD | 0 | Active | UNIVERSITY NEW MEXICO HOSPITAL
93878 | 1380416 | VITAL SIGNS INC | ENFLOW WARMER | 100 | WARMING UNITS/ BLOOD/SOLUTION | 1156439 |  | 41012027 | 2016-06-28 | 2017-06-15 | 15055 | ANESTHESIA | 2016-01-07 | USD | 0 | Active | UNIVERSITY NEW MEXICO HOSPITAL
93890 | 1380428 | VITAL SIGNS INC | ENFLOW CONTROLLER | 121 | WARMING UNITS/ BLOOD/SOLUTION | 1156439 |  | 40732568 | 2016-06-28 | 2017-06-15 | 15055 | ANESTHESIA | 2016-01-07 | USD | 0 | Active | UNIVERSITY NEW MEXICO HOSPITAL
93879 | 1380417 | VITAL SIGNS INC | ENFLOW WARMER | 100 | WARMING UNITS/ BLOOD/SOLUTION | 1156439 |  | 41012132 | 2016-06-28 | 2017-06-15 | 15055 | ANESTHESIA | 2016-01-07 | USD | 0 | Active | UNIVERSITY NEW MEXICO HOSPITAL
93887 | 1380425 | VITAL SIGNS INC | ENFLOW CONTROLLER | 121 | WARMING UNITS/ BLOOD/SOLUTION | 1156439 |  | 40732188 | 2017-06-05 | 2018-06-15 | 15055 | ANESTHESIA | 2016-01-07 | USD | 0 | Active | UNIVERSITY NEW MEXICO HOSPITAL
93876 | 1380414 | VITAL SIGNS INC | ENFLOW WARMER | 100 | WARMING UNITS/ BLOOD/SOLUTION | 1156439 |  | 41011618 | 2017-06-05 | 2018-06-15 | 15055 | ANESTHESIA | 2016-01-07 | USD | 0 | Active | UNIVERSITY NEW MEXICO HOSPITAL
93888 | 1380426 | VITAL SIGNS INC | ENFLOW CONTROLLER | 121 | WARMING UNITS/ BLOOD/SOLUTION | 1156439 |  | 40732497 | 2017-06-03 | 2018-06-15 | 15055 | ANESTHESIA | 2016-01-07 | USD | 0 | Active | UNIVERSITY NEW MEXICO HOSPITAL
93877 | 1380415 | VITAL SIGNS INC | ENFLOW WARMER | 100 | WARMING UNITS/ BLOOD/SOLUTION | 1156439 |  | 41011775 | 2017-06-05 | 2018-06-15 | 15055 | ANESTHESIA | 2016-01-07 | USD | 0 | Active | UNIVERSITY NEW MEXICO HOSPITAL
93896 | 1380434 | VITAL SIGNS INC | ENFLOW CONTROLLER | 121 | WARMING UNITS/ BLOOD/SOLUTION | 1156439 |  | 41135344 | 2017-06-03 | 2018-06-15 | 15055 | ANESTHESIA | 2016-01-07 | USD | 0 | Active | UNIVERSITY NEW MEXICO HOSPITAL
93886 | 1380424 | VITAL SIGNS INC | ENFLOW WARMER | 100 | WARMING UNITS/ BLOOD/SOLUTION | 1156439 |  | 50111483 | 2017-06-05 | 2018-06-15 | 15055 | ANESTHESIA | 2016-01-07 | USD | 0 | Active | UNIVERSITY NEW MEXICO HOSPITAL
93895 | 1380433 | VITAL SIGNS INC | ENFLOW CONTROLLER | 121 | WARMING UNITS/ BLOOD/SOLUTION | 1156439 |  | 41135329 | 2017-06-06 | 2018-06-15 | 15055 | ANESTHESIA | 2016-01-07 | USD | 0 | Active | UNIVERSITY NEW MEXICO HOSPITAL
93885 | 1380423 | VITAL SIGNS INC | ENFLOW WARMER | 100 | WARMING UNITS/ BLOOD/SOLUTION | 1156439 |  | 50110518 | 2017-06-03 | 2018-06-15 | 15055 | ANESTHESIA | 2016-01-07 | USD | 0 | Active | UNIVERSITY NEW MEXICO HOSPITAL
93894 | 1380432 | VITAL SIGNS INC | ENFLOW CONTROLLER | 121 | WARMING UNITS/ BLOOD/SOLUTION | 1156439 |  | 40733051 | 2017-06-03 | 2018-06-15 | 15055 | ANESTHESIA | 2016-01-07 | USD | 0 | Active | UNIVERSITY NEW MEXICO HOSPITAL
93883 | 1380422 | VITAL SIGNS INC | ENFLOW WARMER | 100 | WARMING UNITS/ BLOOD/SOLUTION | 1156439 |  | 50110357 | 2017-06-05 | 2018-06-15 | 15055 | ANESTHESIA | 2016-01-07 | USD | 0 | Active | UNIVERSITY NEW MEXICO HOSPITAL
93893 | 1380431 | VITAL SIGNS INC | ENFLOW CONTROLLER | 121 | WARMING UNITS/ BLOOD/SOLUTION | 1156439 |  | 40732825 | 2017-06-03 | 2018-06-15 | 15055 | ANESTHESIA | 2016-01-07 | USD | 0 | Active | UNIVERSITY NEW MEXICO HOSPITAL
93882 | 1380421 | VITAL SIGNS INC | ENFLOW WARMER | 100 | WARMING UNITS/ BLOOD/SOLUTION | 1156439 |  | 50110054 | 2017-06-30 | 2018-06-15 | 15055 | ANESTHESIA | 2016-01-07 | USD | 0 | Active | UNIVERSITY NEW MEXICO HOSPITAL
93892 | 1380430 | VITAL SIGNS INC | ENFLOW CONTROLLER | 121 | WARMING UNITS/ BLOOD/SOLUTION | 1156439 |  | 40732705 | 2017-06-03 | 2018-06-15 | 15055 | ANESTHESIA | 2016-01-07 | USD | 0 | Active | UNIVERSITY NEW MEXICO HOSPITAL
93881 | 1380419 | VITAL SIGNS INC | ENFLOW WARMER | 100 | WARMING UNITS/ BLOOD/SOLUTION | 1156439 |  | 50110050 | 2017-06-21 | 2018-06-15 | 15055 | ANESTHESIA | 2016-01-07 | USD | 0 | Active | UNIVERSITY NEW MEXICO HOSPITAL
93891 | 1380429 | VITAL SIGNS INC | ENFLOW CONTROLLER | 121 | WARMING UNITS/ BLOOD/SOLUTION | 1156439 |  | 40732617 | 2017-06-06 | 2018-06-15 | 15055 | ANESTHESIA | 2016-01-07 | USD | 0 | Active | UNIVERSITY NEW MEXICO HOSPITAL
93880 | 1380418 | VITAL SIGNS INC | ENFLOW WARMER | 100 | WARMING UNITS/ BLOOD/SOLUTION | 1156439 |  | 41012628 | 2017-06-06 | 2018-06-15 | 15055 | ANESTHESIA | 2016-01-07 | USD | 0 | Active | UNIVERSITY NEW MEXICO HOSPITAL
93897 | 1380435 | WALLACH | MC 250 AR | MC 250 AR | BLOOD-FLOW DETECTORS/ ULTRASONIC | 1158050 |  | 05130255 |  | 2017-06-15 | 34520 | ORTHOPEDICS CLINIC | 2016-01-07 | USD | 643.99 | Active | UNIVERSITY NEW MEXICO HOSPITAL
93837 | 1380377 | VERATHON INC | BLADDERSCAN (BVI-9400) | BVI-9400 | SCANNING SYSTEMS/ULTRASONIC/DIAGNOSTIC (BIOMED) | 1157594-0-CAP |  | B4304366 | 2016-12-01 | 2017-12-15 | 12340 | SURGICAL SPECIALITY UNIT (4-S) | 2016-01-07 | USD | 11227.25 | Active | UNIVERSITY NEW MEXICO HOSPITAL
93906 | 1379828 | BSN MEDICAL | DELTA-CAST | 73481 | CAST CUTTERS | FOUND |  | 1462 |  | 2017-06-15 | 76010 | REHABILITATION SERVICES | 2016-01-05 | USD |  | Active | UNIVERSITY NEW MEXICO HOSPITAL
93807 | 1380351 | STRYKER CORP | TP700 | TP700 | WARMING UNITS/ PATIENT/ CIRCULATING-FLUID | 1159197 |  | J51550 | 2016-09-22 | 2017-09-15 | 72040 | I/P HEMODIALYSIS | 2016-01-05 | USD | 339 | Active | UNIVERSITY NEW MEXICO HOSPITAL
93836 | 1380376 | WELCH ALLYN INC | AUDIOSCOPE 3 (23300) | AUDIOSCOPE 3 (23300) | AUDIOMETERS | 2000931 |  | 901035 | 2017-01-26 | 2018-01-15 | 34150 | PEDIATRICS CLINIC | 2016-01-04 | USD | 1549.35 | Active | UNIVERSITY NEW MEXICO HOSPITAL
93858 | 1380393 | EXERGEN CORP | TAT-5000 | TAT-5000 | THERMOMETERS/ ELECTRONIC/ INFRARED | 2000946 |  | A503504 |  | 2017-06-15 | 12015 | PEDIATRIC INFUSION UNIT PIU | 2016-01-04 | USD | 316 | Active | UNIVERSITY NEW MEXICO HOSPITAL
95829 | 1478038 | AEROGEN (IRELAND) LTD | AERONEB PRO-X | AERONEB PRO-X | NEBULIZERS/ NONHEATED | FOUND |  | AP-090265 |  | 2017-06-15 | 71510 | PULMONARY SERVICES | 2016-01-04 | USD | 536 | Active | UNIVERSITY NEW MEXICO HOSPITAL
95828 | 1478037 | AEROGEN (IRELAND) LTD | AERONEB PRO-X | AERONEB PRO-X | NEBULIZERS/ NONHEATED | FOUND |  | AP-1305735 |  | 2017-06-15 | 71510 | PULMONARY SERVICES | 2016-01-04 | USD | 536 | Active | UNIVERSITY NEW MEXICO HOSPITAL
95827 | 1478036 | AEROGEN (IRELAND) LTD | AERONEB PRO-X | AERONEB PRO-X | NEBULIZERS/ NONHEATED | FOUND |  | AP-090253 |  | 2017-06-15 | 71510 | PULMONARY SERVICES | 2016-01-04 | USD | 536 | Active | UNIVERSITY NEW MEXICO HOSPITAL
95826 | 1478035 | AEROGEN (IRELAND) LTD | AERONEB PRO-X | AERONEB PRO-X | NEBULIZERS/ NONHEATED | FOUND |  | AP-1305760 |  | 2017-06-15 | 71510 | PULMONARY SERVICES | 2016-01-04 | USD | 536 | Active | UNIVERSITY NEW MEXICO HOSPITAL
93751 | 1478034 | AEROGEN (IRELAND) LTD | AERONEB PRO-X | AERONEB PRO-X | NEBULIZERS/ NONHEATED | FOUND |  | AP-1104290 |  | 2017-06-15 | 71510 | PULMONARY SERVICES | 2016-01-04 | USD | 536 | Active | UNIVERSITY NEW MEXICO HOSPITAL
93875 | 1380413 | AEROGEN (IRELAND) LTD | AERONEB PRO-X | AERONEB PRO-X | NEBULIZERS/ NONHEATED | 1157768 |  | AP-1507504 |  | 2017-06-15 | 71510 | PULMONARY SERVICES | 2016-01-04 | USD | 536 | Active | UNIVERSITY NEW MEXICO HOSPITAL
93874 | 1380412 | AEROGEN (IRELAND) LTD | AERONEB PRO-X | AERONEB PRO-X | NEBULIZERS/ NONHEATED | 1157768 |  | AP-1507756 |  | 2017-06-15 | 71510 | PULMONARY SERVICES | 2016-01-04 | USD | 536 | Active | UNIVERSITY NEW MEXICO HOSPITAL
93873 | 1380411 | AEROGEN (IRELAND) LTD | AERONEB PRO-X | AERONEB PRO-X | NEBULIZERS/ NONHEATED | 1157768 |  | AP-1507755 |  | 2017-06-15 | 71510 | PULMONARY SERVICES | 2016-01-04 | USD | 536 | Active | UNIVERSITY NEW MEXICO HOSPITAL
93871 | 1380409 | AEROGEN (IRELAND) LTD | AERONEB PRO-X | AERONEB PRO-X | NEBULIZERS/ NONHEATED | 1157768 |  | AP-1507760 |  | 2017-06-15 | 71510 | PULMONARY SERVICES | 2016-01-04 | USD | 536 | Active | UNIVERSITY NEW MEXICO HOSPITAL
93870 | 1380408 | AEROGEN (IRELAND) LTD | AERONEB PRO-X | AERONEB PRO-X | NEBULIZERS/ NONHEATED | 1157768 |  | AP-1507751 |  | 2017-06-15 | 71510 | PULMONARY SERVICES | 2016-01-04 | USD | 536 | Active | UNIVERSITY NEW MEXICO HOSPITAL
93872 | 1380410 | AEROGEN (IRELAND) LTD | AERONEB PRO-X | AERONEB PRO-X | NEBULIZERS/ NONHEATED | 1157768 |  | AP-1507752 |  | 2017-06-15 | 71510 | PULMONARY SERVICES | 2016-01-04 | USD | 536 | Active | UNIVERSITY NEW MEXICO HOSPITAL
93869 | 1380407 | AEROGEN (IRELAND) LTD | AERONEB PRO-X | AERONEB PRO-X | NEBULIZERS/ NONHEATED | 1157768 |  | AP-1507746 |  | 2017-06-15 | 71510 | PULMONARY SERVICES | 2016-01-04 | USD | 536 | Active | UNIVERSITY NEW MEXICO HOSPITAL
93868 | 1380406 | AEROGEN (IRELAND) LTD | AERONEB PRO-X | AERONEB PRO-X | NEBULIZERS/ NONHEATED | 1157768 |  | AP-1507744 |  | 2017-06-15 | 71510 | PULMONARY SERVICES | 2016-01-04 | USD | 536 | Active | UNIVERSITY NEW MEXICO HOSPITAL
93867 | 1380405 | AEROGEN (IRELAND) LTD | AERONEB PRO-X | AERONEB PRO-X | NEBULIZERS/ NONHEATED | 1157768 |  | AP-1507758 |  | 2017-06-15 | 71510 | PULMONARY SERVICES | 2016-01-04 | USD | 536 | Active | UNIVERSITY NEW MEXICO HOSPITAL
93866 | 1380404 | AEROGEN (IRELAND) LTD | AERONEB PRO-X | AERONEB PRO-X | NEBULIZERS/ NONHEATED | 1157768 |  | AP-1507747 |  | 2017-06-15 | 71510 | PULMONARY SERVICES | 2016-01-04 | USD | 536 | Active | UNIVERSITY NEW MEXICO HOSPITAL
93865 | 1380403 | AEROGEN (IRELAND) LTD | AERONEB PRO-X | AERONEB PRO-X | NEBULIZERS/ NONHEATED | 1157768 |  | AP-1507715 |  | 2017-06-15 | 71510 | PULMONARY SERVICES | 2016-01-04 | USD | 536 | Active | UNIVERSITY NEW MEXICO HOSPITAL
84573 | 1199082 | NIHON KOHDEN (AMERICA) INC | POLYSMITH | POLYSMITH | ELECTROENCEPHALOGRAPHS | found |  | NK-Sleep01840 | 2017-02-08 | 2018-02-15 | 34015 | SLEEP DISORDERS CENTER 1101-2 | 2016-01-01 | USD |  | Active | UNIVERSITY NEW MEXICO HOSPITAL
93315 | 1259040 | STORZ ENDOSCOPY AMERICA INC | AIDA HD CONNECT | AIDA HD CONNECT | DIGITIZER/ RECORDER/ VIDEO | 1149984 |  | WU609923T |  | 2017-06-15 | 15000 | OPERATING ROOM | 2015-12-31 | USD | 13558 | Active | UNIVERSITY NEW MEXICO HOSPITAL
93835 | 1380375 | THE BREWER CO | 545 | 545 | LIGHTS/ EXAMINATION | 1150666 |  | 0020403 |  | 2017-06-15 | 32065 | M & FP-NW VALLEY-1231 CAN | 2015-12-30 | USD | 121.69 | Active | UNIVERSITY NEW MEXICO HOSPITAL
93838 | 1380378 | PRECISION MEDICAL INC | PM5900 | PM5900 | MONITORS/ BEDSIDE/ RESPIRATION/ INSPIRED OXYGEN | 1156697 |  | 00002834 | 2017-07-11 | 2017-09-15 | 95700 | CLINICAL ENGINEERING | 2015-12-30 | USD | 504.99 | Active | UNIVERSITY NEW MEXICO HOSPITAL
93839 | 1380379 | PRECISION MEDICAL INC | PM5900 | PM5900 | MONITORS/ BEDSIDE/ RESPIRATION/ INSPIRED OXYGEN | 1156697 |  | 00002835 |  | 2016-09-15 | 71510 | PULMONARY SERVICES | 2015-12-30 | USD | 504.99 | Active | UNIVERSITY NEW MEXICO HOSPITAL
93322 | 1259041 | HOLOGIC INC | MYOSURE | RM-10-550 | ABLATION SYSTEM | FOUND |  | H2439D14D0 | 2016-05-05 | 2016-11-15 | 15500 | OSIS OPERATING ROOM | 2015-12-29 | USD |  | Active | UNIVERSITY NEW MEXICO HOSPITAL
84917 | 1199256 | HILL-ROM INC | SPOT VITAL SIGNS | 420 | MONITORING SYSTEMS/ PHYSIOLOGIC | FOUND |  | 201505796 | 2016-10-01 | 2017-10-15 | 34315 | CLINICAL NEUROSCIENCE CENTER | 2015-12-28 | USD | 0 | Active | UNIVERSITY NEW MEXICO HOSPITAL
93832 | 1380372 | MEDELA INC | LACTINA SELECT | LACTINA SELECT | PUMPS/ BREAST | FOUND |  | 707952 | 2016-10-24 | 2017-10-15 | 12520 | MOTHER & BABY UNIT (3-E) BBRP | 2015-12-23 | USD | 0 | Active | UNIVERSITY NEW MEXICO HOSPITAL
93833 | 1380373 | WELCH ALLYN INC | GS300 | GS300 | LIGHTS/ EXAMINATION | 1135112 |  | NSN |  | 2017-06-15 | 34230 | SURGICAL SPECIALTIES CLINIC | 2015-12-23 | USD | 270.75 | Active | UNIVERSITY NEW MEXICO HOSPITAL
93834 | 1380374 | WELCH ALLYN INC | GS600 | GS600 | LIGHTS/ EXAMINATION | 1135112 |  | NSN |  | 2017-06-15 | 34230 | SURGICAL SPECIALTIES CLINIC | 2015-12-23 | USD | 561.12 | Active | UNIVERSITY NEW MEXICO HOSPITAL
93852 | 1380387 | NEUROPTICS INC | NPI-200 | NPI-200 | Pupillometers | 2000937 |  | 2N150864 | 2017-04-24 | 2018-04-15 | 12460 | PEDIATRIC ICU | 2015-12-22 | USD | 4995 | Active | UNIVERSITY NEW MEXICO HOSPITAL
93853 | 1380388 | WELCH ALLYN INC | VS100 | VS100 | ANALYZERS/PHYSIOLOGIC/VISUAL FUNCTION/EYE MOVEMENT | 2000929-0-CAP |  | (21)19596 | 2016-10-01 | 2017-10-15 | 32045 | SOUTHWEST MESA CLINIC | 2015-12-22 | USD | 6519.36 | Active | UNIVERSITY NEW MEXICO HOSPITAL
93851 | 1380386 | NEUROPTICS INC | NPI-200 | NPI-200 | Pupillometers | 2000937 |  | 2N150865 | 2017-04-24 | 2018-04-15 | 12460 | PEDIATRIC ICU | 2015-12-22 | USD | 4995 | Active | UNIVERSITY NEW MEXICO HOSPITAL
93854 | 1380389 | TYCO HEALTHCARE GROUP | GENIUS II | GENIUS II | THERMOMETERS/ ELECTRONIC/ INFRARED/ EAR | 1156758 |  | N15555153 |  | 2017-06-15 | 30095 | OCCUPATIONAL HEALTH SVCS | 2015-12-22 | USD | 150 | Active | UNIVERSITY NEW MEXICO HOSPITAL
93855 | 1380390 | TYCO HEALTHCARE GROUP | GENIUS II | GENIUS II | THERMOMETERS/ ELECTRONIC/ INFRARED/ EAR | 1136171 |  | N15599676 |  | 2017-06-15 | 30095 | OCCUPATIONAL HEALTH SVCS | 2015-12-22 | USD | 150 | Active | UNIVERSITY NEW MEXICO HOSPITAL
89247 | 1478253 | WELCH ALLYN INC | OAE HEARING SCREENER (29400) | OAE HEARING SCREENER | AUDIOMETERS |  |  | G15003672 | 2017-03-01 | 2018-03-15 | 32050 | WESTSIDE FAMILY & SENIOR HLTH | 2015-12-22 | USD |  | Active | UNIVERSITY NEW MEXICO HOSPITAL
93847 | 1380381 | COVIDIEN (ASPECT MEDICAL) | BIS VISTA 185-0151 | BIS VISTA 185-0151 | MONITORS/ BISPECTRAL INDEX | REPL ACN 84487 |  | VT11352 | 2017-06-22 | 2018-06-15 | 15055 | ANESTHESIA | 2015-12-21 | USD | 1275 | Active | UNIVERSITY NEW MEXICO HOSPITAL
93863 | 1380401 | SCOTTCARE CORP | ABP320 | ABP320 | SPHYGMOMANOMETERS/ ELECTRONIC | 1152560 |  | CD0611 | 2016-10-01 | 2017-10-15 | 71030 | HEART STATION | 2015-12-21 | USD | 2125 | Active | UNIVERSITY NEW MEXICO HOSPITAL
93864 | 1380402 | SCOTTCARE CORP | ABP320 | ABP320 | SPHYGMOMANOMETERS/ ELECTRONIC | 1152560 |  | CD0640 | 2016-10-01 | 2017-10-15 | 71030 | HEART STATION | 2015-12-21 | USD | 2125 | Active | UNIVERSITY NEW MEXICO HOSPITAL
93850 | 1380384 | GIVEN IMAGING INC | DATA RECORDER 2 CRADLE | BAT-0021 | BATTERY CHARGERS | 2000935-0-CAP |  | 010729013629681029511CR |  | 2017-06-15 | 70020 | ENDOSCOPY CENTER | 2015-12-21 | USD | 0 | Active | UNIVERSITY NEW MEXICO HOSPITAL
93848 | 1380382 | GIVEN IMAGING INC | DATA RECORDER 2 CRADLE | BAT-0021 | BATTERY CHARGERS | 2000935-0-CAP |  | 01072901013629681029511CR |  | 2017-06-15 | 70020 | ENDOSCOPY CENTER | 2015-12-21 | USD | 0 | Active | UNIVERSITY NEW MEXICO HOSPITAL
93851 | 1380386 - VERIFY | GIVEN IMAGING INC | PILLCAM RECORDER | DR-3 | VIDEO SYSTEMS | 2000935-0-CAP |  | DR30811391 |  | 2016-10-15 | 12460 | PEDIATRIC ICU | 2015-12-21 | USD | 7295 | Active | UNIVERSITY NEW MEXICO HOSPITAL
93862 | 1380400 | NUSTEP INC | T4R | T4R | EXERCISERS | 1157252 |  | T4R515205 |  | 2017-06-15 | 71020 | CARDIAC REHAB | 2015-12-18 | USD | 4086 | Active | UNIVERSITY NEW MEXICO HOSPITAL
93668 | 1380233 | FUJIFILM MEDICAL SYSTEMS USA | M-TURBO | 555221 | SCANNING SYSTEMS/ ULTRASONIC/ PORTABLE | P0138662 |  | WK358T |  | 2014-06-15 | 89025 | CLINICAL EDUCATION | 2015-12-18 | USD | 32000 | Active | UNIVERSITY NEW MEXICO HOSPITAL
93721 | 1379913 | VITAL SIGNS INC | ENFLOW CONTROLLER | 121 | WARMING UNITS/ BLOOD/SOLUTION | REPL ACN 83523 |  | 41135146 | 2017-06-06 | 2018-06-15 | 15055 | ANESTHESIA | 2015-12-17 | USD | 0 | Active | UNIVERSITY NEW MEXICO HOSPITAL
93669 | 1380234 | GE | Voluson E10 | 555974 | SCANNING SYSTEMS/ULTRASONIC/DIAGNOSTIC (BIOMED) | 1155058-0-CAP |  | K10E63124 | 2016-12-21 | 2017-12-15 | 34115 | WOMEN'S ULTRASOUND CLINIC | 2015-12-17 | USD | 133865 | Active | UNIVERSITY NEW MEXICO HOSPITAL
93842 | 1379916 | VITAL SIGNS INC | ENFLOW CONTROLLER | 121 | WARMING UNITS/ BLOOD/SOLUTION | REPL ACN 83495 |  | 41135136 | 2017-06-05 | 2018-06-15 | 15055 | ANESTHESIA | 2015-12-17 | USD | 0 | Active | UNIVERSITY NEW MEXICO HOSPITAL
93670 | 1380235 | GE | Voluson E10 | 555974 | SCANNING SYSTEMS/ULTRASONIC/DIAGNOSTIC (BIOMED) | 1155058-0-CAP |  | K10E63146 | 2016-12-21 | 2017-12-15 | 34115 | WOMEN'S ULTRASOUND CLINIC | 2015-12-17 | USD | 133865 | Active | UNIVERSITY NEW MEXICO HOSPITAL
93840 | 1379914 | VITAL SIGNS INC | ENFLOW WARMER | 100 | WARMING UNITS/ BLOOD/SOLUTION | REPL ACN 83547 |  | 50110065 | 2017-06-06 | 2018-06-15 | 15055 | ANESTHESIA | 2015-12-17 | USD | 0 | Active | UNIVERSITY NEW MEXICO HOSPITAL
93846 | 1380380 | VITAL SIGNS INC | ENFLOW WARMER | 100 | WARMING UNITS/ BLOOD/SOLUTION | REPL ACN 91539 |  | 41010604 | 2017-06-20 | 2018-06-15 | 15055 | ANESTHESIA | 2015-12-17 | USD | 0 | Active | UNIVERSITY NEW MEXICO HOSPITAL
93844 | 1379918 | VITAL SIGNS INC | ENFLOW WARMER | 100 | WARMING UNITS/ BLOOD/SOLUTION | REPL ACN 83551 |  | 41012005 | 2017-06-06 | 2018-06-15 | 15055 | ANESTHESIA | 2015-12-17 | USD | 0 | Active | UNIVERSITY NEW MEXICO HOSPITAL
93830 | 1380370 | CYBERPOWER SYSTEMS INC | CP1000AVRLCD | CP1000AVRLCD | POWER SYSTEMS/ UNINTERRUPTIBLE | 1154517-0-CAP |  | CPMEV2000022 | 2017-05-01 | 2017-11-15 | 76020 | SPEECH/LANGUAGE PATHOLOGY | 2015-12-16 | USD | 0 | Active | UNIVERSITY NEW MEXICO HOSPITAL
93829 | 1380369 | PENTAX MEDICAL CO | 9310HD | 9310HD | VIDEO IMAGE PROCESSORS | 1154517-0-CAP |  | 80883-15 |  | 2017-06-15 | 76020 | SPEECH/LANGUAGE PATHOLOGY | 2015-12-16 | USD | 22250 | Active | UNIVERSITY NEW MEXICO HOSPITAL
93806 | 1380350 | NELLCOR PURITAN BENNETT INC | PB 980 | 980 | VENTILATORS | 1088855-0-CAP |  | 35B1500328 | 2017-05-01 | 2017-09-15 | 71510 | PULMONARY SERVICES | 2015-12-16 | USD | 34008.57 | Active | UNIVERSITY NEW MEXICO HOSPITAL
93805 | 1380349 | NELLCOR PURITAN BENNETT INC | PB 980 | 980 | VENTILATORS | 1088855-0-CAP |  | 35B1500327 | 2017-03-28 | 2017-09-15 | 71510 | PULMONARY SERVICES | 2015-12-16 | USD | 34008.57 | Active | UNIVERSITY NEW MEXICO HOSPITAL
93804 | 1380348 | NELLCOR PURITAN BENNETT INC | PB 980 | 980 | VENTILATORS | 1088855-0-CAP |  | 35B1500351 | 2017-03-24 | 2017-09-15 | 71510 | PULMONARY SERVICES | 2015-12-16 | USD | 34008.57 | Active | UNIVERSITY NEW MEXICO HOSPITAL
93803 | 1380347 | NELLCOR PURITAN BENNETT INC | PB 980 | 980 | VENTILATORS | 1088855-0-CAP |  | 35B1400475 | 2017-03-28 | 2017-09-15 | 71510 | PULMONARY SERVICES | 2015-12-16 | USD | 34008.57 | Active | UNIVERSITY NEW MEXICO HOSPITAL
93802 | 1380346 | NELLCOR PURITAN BENNETT INC | PB 980 | 980 | VENTILATORS | 1088855-0-CAP |  | 35B1500339 | 2017-03-28 | 2017-09-15 | 71510 | PULMONARY SERVICES | 2015-12-16 | USD | 34008.57 | Active | UNIVERSITY NEW MEXICO HOSPITAL
93801 | 1380345 | NELLCOR PURITAN BENNETT INC | PB 980 | 980 | VENTILATORS | 1088855-0-CAP |  | 35B1500255 | 2017-03-29 | 2017-09-15 | 71510 | PULMONARY SERVICES | 2015-12-16 | USD | 34008.57 | Active | UNIVERSITY NEW MEXICO HOSPITAL
93800 | 1380344 | NELLCOR PURITAN BENNETT INC | PB 980 | 980 | VENTILATORS | 1088855-0-CAP |  | 35B1500367 | 2017-03-24 | 2017-09-15 | 71510 | PULMONARY SERVICES | 2015-12-16 | USD | 34008.57 | Active | UNIVERSITY NEW MEXICO HOSPITAL
93799 | 1380343 | NELLCOR PURITAN BENNETT INC | PB 980 | 980 | VENTILATORS | 1088855-0-CAP |  | 35B1500336 | 2017-03-29 | 2017-09-15 | 71510 | PULMONARY SERVICES | 2015-12-16 | USD | 34008.57 | Active | UNIVERSITY NEW MEXICO HOSPITAL
93798 | 1380342 | NELLCOR PURITAN BENNETT INC | PB 980 | 980 | VENTILATORS | 1088855-0-CAP |  | 35B1500378 | 2017-03-28 | 2017-09-15 | 71510 | PULMONARY SERVICES | 2015-12-16 | USD | 34008.57 | Active | UNIVERSITY NEW MEXICO HOSPITAL
93797 | 1380341 | NELLCOR PURITAN BENNETT INC | PB 980 | 980 | VENTILATORS | 1088855-0-CAP |  | 35B1500314 | 2017-03-28 | 2017-09-15 | 71510 | PULMONARY SERVICES | 2015-12-16 | USD | 34008.57 | Active | UNIVERSITY NEW MEXICO HOSPITAL
93796 | 1380340 | NELLCOR PURITAN BENNETT INC | PB 980 | 980 | VENTILATORS | 1088855-0-CAP |  | 35B1500382 | 2017-03-28 | 2017-09-15 | 71510 | PULMONARY SERVICES | 2015-12-16 | USD | 34008.57 | Active | UNIVERSITY NEW MEXICO HOSPITAL
93158 | 1379876 | 3M HEALTH CARE | ATTEST 390 | 390 | STERILIZATION PROCESS INDICATORS | 1156992 |  | 309442 |  | 2017-06-15 | 15010 | STERILE PROCESSING | 2015-12-15 | USD | 995 | Active | UNIVERSITY NEW MEXICO HOSPITAL
93632 | 1199260 | JEDMED INSTR CO | CLASSIC II | CLASSIC II | CARTS/ INSTRUMENT | 1153642 |  | 0976 |  | 2017-06-15 | 76020 | SPEECH/LANGUAGE PATHOLOGY | 2015-12-15 | USD | 2695 | Active | UNIVERSITY NEW MEXICO HOSPITAL
93160 | 1379878 | 3M HEALTH CARE | ATTEST 390 | 390 | STERILIZATION PROCESS INDICATORS | 1156992 |  | 309432 |  | 2017-06-15 | 15010 | STERILE PROCESSING | 2015-12-15 | USD | 995 | Active | UNIVERSITY NEW MEXICO HOSPITAL
93631 | 1199259 | JEDMED INSTR CO | CLASSIC II | CLASSIC II | CARTS/ INSTRUMENT | 1153642 |  | 0975 | 2016-12-01 | 2017-12-15 | 76020 | SPEECH/LANGUAGE PATHOLOGY | 2015-12-15 | USD | 2695 | Active | UNIVERSITY NEW MEXICO HOSPITAL
93159 | 1379877 | 3M HEALTH CARE | ATTEST 390 | 390 | STERILIZATION PROCESS INDICATORS | 1156992 |  | 309431 |  | 2017-06-15 | 15010 | STERILE PROCESSING | 2015-12-15 | USD | 995 | Active | UNIVERSITY NEW MEXICO HOSPITAL
93719 | 1380148 | EXERGEN CORP | TAT-5000 | TAT-5000 | THERMOMETERS/ ELECTRONIC/ INFRARED | REPL ACN 91807 |  | A521554 |  | 2017-06-15 | 12310 | ADULT ONCOLOGY MED/SURG | 2015-12-15 | USD | 0 | Active | UNIVERSITY NEW MEXICO HOSPITAL
93714 | 1380143 | EXERGEN CORP | TAT-5000 | TAT-5000 | THERMOMETERS/ ELECTRONIC/ INFRARED | 2000930 |  | A507415 |  | 2017-06-15 | 34150 | PEDIATRICS CLINIC | 2015-12-15 | USD | 316 | Active | UNIVERSITY NEW MEXICO HOSPITAL
93713 | 1380142 | EXERGEN CORP | TAT-5000 | TAT-5000 | THERMOMETERS/ ELECTRONIC/ INFRARED | 2000930 |  | A509029 |  | 2017-06-15 | 34150 | PEDIATRICS CLINIC | 2015-12-15 | USD | 316 | Active | UNIVERSITY NEW MEXICO HOSPITAL
93720 | 1380149 | EXERGEN CORP | TAT-5000 | TAT-5000 | THERMOMETERS/ ELECTRONIC/ INFRARED | REPL ACN 89854 |  | A520172 |  | 2017-06-15 | 12250 | ORTHOPEDICS (3-S) | 2015-12-15 | USD | 0 | Active | UNIVERSITY NEW MEXICO HOSPITAL
93718 | 1380147 | EXERGEN CORP | TAT-5000 | TAT-5000 | THERMOMETERS/ ELECTRONIC/ INFRARED | REPL ACN 91005 |  | A507831 |  | 2017-06-15 | 72040 | I/P HEMODIALYSIS | 2015-12-15 | USD | 0 | Active | UNIVERSITY NEW MEXICO HOSPITAL
93715 | 1380144 | EXERGEN CORP | TAT-5000 | TAT-5000 | THERMOMETERS/ ELECTRONIC/ INFRARED | REPL ACN 67284 |  | A496963 |  | 2017-06-15 | 15045 | PACU - BBRP | 2015-12-15 | USD | 0 | Active | UNIVERSITY NEW MEXICO HOSPITAL
93717 | 1380146 | EXERGEN CORP | TAT-5000 | TAT-5000 | THERMOMETERS/ ELECTRONIC/ INFRARED | REPL ACN 82066 |  | A518450 |  | 2017-06-15 | 15045 | PACU - BBRP | 2015-12-15 | USD | 0 | Active | UNIVERSITY NEW MEXICO HOSPITAL
93716 | 1380145 | EXERGEN CORP | TAT-5000 | TAT-5000 | THERMOMETERS/ ELECTRONIC/ INFRARED | REPL ACN 80387 |  | A517605 |  | 2017-06-15 | 12460 | PEDIATRIC ICU | 2015-12-15 | USD | 0 | Active | UNIVERSITY NEW MEXICO HOSPITAL
93828 | 1380368 | FISHER & PAYKEL HEALTHCARE INC | MR850JHU | MR850JHU | HUMIDIFIERS/ HEATED | 1156455 |  | 150407241882 | 2016-09-08 | 2017-09-15 | 95700 | CLINICAL ENGINEERING | 2015-12-14 | USD | 924.17 | Active | UNIVERSITY NEW MEXICO HOSPITAL
93827 | 1380367 | FISHER & PAYKEL HEALTHCARE INC | MR850JHU | MR850JHU | HUMIDIFIERS/ HEATED | 1156455 |  | 150407241923 | 2016-09-14 | 2017-09-15 | 71510 | PULMONARY SERVICES | 2015-12-14 | USD | 924.17 | Active | UNIVERSITY NEW MEXICO HOSPITAL
93826 | 1380366 | FISHER & PAYKEL HEALTHCARE INC | MR850JHU | MR850JHU | HUMIDIFIERS/ HEATED | 1156455 |  | 150407241925 | 2016-09-01 | 2017-09-15 | 71510 | PULMONARY SERVICES | 2015-12-14 | USD | 924.17 | Active | UNIVERSITY NEW MEXICO HOSPITAL
93825 | 1380365 | FISHER & PAYKEL HEALTHCARE INC | MR850JHU | MR850JHU | HUMIDIFIERS/ HEATED | 1156455 |  | 150407241930 | 2016-09-01 | 2017-09-15 | 71510 | PULMONARY SERVICES | 2015-12-14 | USD | 924.17 | Active | UNIVERSITY NEW MEXICO HOSPITAL
93824 | 1380364 | FISHER & PAYKEL HEALTHCARE INC | MR850JHU | MR850JHU | HUMIDIFIERS/ HEATED | 1156455 |  | 150407241901 | 2016-09-01 | 2017-09-15 | 71510 | PULMONARY SERVICES | 2015-12-14 | USD | 924.17 | Active | UNIVERSITY NEW MEXICO HOSPITAL
93823 | 1380363 | FISHER & PAYKEL HEALTHCARE INC | MR850JHU | MR850JHU | HUMIDIFIERS/ HEATED | 1156455 |  | 150407241934 | 2016-09-01 | 2017-09-15 | 71510 | PULMONARY SERVICES | 2015-12-14 | USD | 924.17 | Active | UNIVERSITY NEW MEXICO HOSPITAL
93822 | 1380362 | FISHER & PAYKEL HEALTHCARE INC | MR850JHU | MR850JHU | HUMIDIFIERS/ HEATED | 1156455 |  | 150407241903 | 2016-09-29 | 2017-09-15 | 71510 | PULMONARY SERVICES | 2015-12-14 | USD | 924.17 | Active | UNIVERSITY NEW MEXICO HOSPITAL
93821 | 1380361 | FISHER & PAYKEL HEALTHCARE INC | MR850JHU | MR850JHU | HUMIDIFIERS/ HEATED | 1156455 |  | 150407241920 | 2016-09-07 | 2017-09-15 | 71510 | PULMONARY SERVICES | 2015-12-14 | USD | 924.17 | Active | UNIVERSITY NEW MEXICO HOSPITAL
93820 | 1380360 | FISHER & PAYKEL HEALTHCARE INC | MR850JHU | MR850JHU | HUMIDIFIERS/ HEATED | 1156455 |  | 150407241835 | 2016-09-01 | 2017-09-15 | 71510 | PULMONARY SERVICES | 2015-12-14 | USD | 924.17 | Active | UNIVERSITY NEW MEXICO HOSPITAL
93819 | 1380219 | FISHER & PAYKEL HEALTHCARE INC | MR850JHU | MR850JHU | HUMIDIFIERS/ HEATED | 1156455 |  | 150407241820 | 2016-09-28 | 2017-09-15 | 71510 | PULMONARY SERVICES | 2015-12-14 | USD | 924.17 | Active | UNIVERSITY NEW MEXICO HOSPITAL
93818 | 1380218 | FISHER & PAYKEL HEALTHCARE INC | MR850JHU | MR850JHU | HUMIDIFIERS/ HEATED | 1156455 |  | 150407241836 |  | 2016-09-15 | 71510 | PULMONARY SERVICES | 2015-12-14 | USD | 924.17 | Active | UNIVERSITY NEW MEXICO HOSPITAL
93641 | 1380217 | FISHER & PAYKEL HEALTHCARE INC | MR850JHU | MR850JHU | HUMIDIFIERS/ HEATED | 1156455 |  | 150407241824 | 2016-09-02 | 2017-09-15 | 71510 | PULMONARY SERVICES | 2015-12-14 | USD | 924.17 | Active | UNIVERSITY NEW MEXICO HOSPITAL
93640 | 1380216 | FISHER & PAYKEL HEALTHCARE INC | MR850JHU | MR850JHU | HUMIDIFIERS/ HEATED | 1156455 |  | 150407241843 | 2016-09-13 | 2017-09-15 | 71510 | PULMONARY SERVICES | 2015-12-14 | USD | 924.17 | Active | UNIVERSITY NEW MEXICO HOSPITAL
93639 | 1380215 | FISHER & PAYKEL HEALTHCARE INC | MR850JHU | MR850JHU | HUMIDIFIERS/ HEATED | 1156455 |  | 150407241825 | 2016-09-01 | 2017-09-15 | 71510 | PULMONARY SERVICES | 2015-12-14 | USD | 924.17 | Active | UNIVERSITY NEW MEXICO HOSPITAL
93638 | 1199269 | FISHER & PAYKEL HEALTHCARE INC | MR850JHU | MR850JHU | HUMIDIFIERS/ HEATED | 1156455 |  | 150407241839 | 2016-09-30 | 2017-09-15 | 71510 | PULMONARY SERVICES | 2015-12-14 | USD | 924.17 | Active | UNIVERSITY NEW MEXICO HOSPITAL
93637 | 1199268 | FISHER & PAYKEL HEALTHCARE INC | MR850JHU | MR850JHU | HUMIDIFIERS/ HEATED | 1156455 |  | 150407241821 | 2016-09-02 | 2017-09-15 | 71510 | PULMONARY SERVICES | 2015-12-14 | USD | 924.17 | Active | UNIVERSITY NEW MEXICO HOSPITAL
93636 | 1199267 | FISHER & PAYKEL HEALTHCARE INC | MR850JHU | MR850JHU | HUMIDIFIERS/ HEATED | 1156455 |  | 150407241928 | 2016-09-01 | 2017-09-15 | 71510 | PULMONARY SERVICES | 2015-12-14 | USD | 924.17 | Active | UNIVERSITY NEW MEXICO HOSPITAL
93635 | 1199266 | FISHER & PAYKEL HEALTHCARE INC | MR850JHU | MR850JHU | HUMIDIFIERS/ HEATED | 1156455 |  | 150407241834 | 2016-09-26 | 2017-09-15 | 71510 | PULMONARY SERVICES | 2015-12-14 | USD | 924.17 | Active | UNIVERSITY NEW MEXICO HOSPITAL
93634 | 1199265 | FISHER & PAYKEL HEALTHCARE INC | MR850JHU | MR850JHU | HUMIDIFIERS/ HEATED | 1156455 |  | 150407241829 | 2016-09-06 | 2017-09-15 | 71510 | PULMONARY SERVICES | 2015-12-14 | USD | 924.17 | Active | UNIVERSITY NEW MEXICO HOSPITAL
93633 | 1199264 | FISHER & PAYKEL HEALTHCARE INC | MR850JHU | MR850JHU | HUMIDIFIERS/ HEATED | 1156455 |  | 150407241846 | 2016-09-26 | 2017-09-15 | 71510 | PULMONARY SERVICES | 2015-12-14 | USD | 924.17 | Active | UNIVERSITY NEW MEXICO HOSPITAL
84919 | 1199258 | GE HEALTHCARE | CARESCAPE(V100) | CARESCAPE(V100) | MONITORING SYSTEMS/ PHYSIOLOGIC | 2000755 |  | SH615463711SA | 2017-01-23 | 2018-01-15 | 34150 | PEDIATRICS CLINIC | 2015-12-10 | USD | 3221.46 | Active | UNIVERSITY NEW MEXICO HOSPITAL
93671 | 1380236 | SONOSITE INC | X-PORTE | P19220-60 | SCANNING SYSTEMS/ ULTRASONIC/ PORTABLE | 1154233-0-CAP |  | 042TRN | 2016-07-22 | 2016-07-15 | 12120 | MEDICAL/CARDIAC ICU | 2015-12-08 | USD | 55200 | Active | UNIVERSITY NEW MEXICO HOSPITAL
84918 | 1199257 | KOWA OPTIMED INC | SL-15 | SL-15 | SLIT LAMPS | 2000921 |  | 31855101385 |  | 2017-06-15 | 12455 | NEWBORN ICU | 2015-12-07 | USD | 4633 | Active | UNIVERSITY NEW MEXICO HOSPITAL
93098 | 1380280 | PHILIPS HEALTHCARE | FM-2 | FM-2 | MONITORS/ BEDSIDE/ FETAL | 1118413 |  | US11800747 | 2016-12-01 | 2017-12-15 | 70060 | FIXED WING TRANSPORT | 2015-12-02 | USD | 2695 | Active | UNIVERSITY NEW MEXICO HOSPITAL
93095 | 1379956 | DEPUY HANCOCK & ASSOCIATES | 4400-00 | 4400-00 | CAST CUTTERS/ ELECTRIC | FOUND |  | 3238 |  | 2017-06-15 | 15510 | OSIS PACU | 2015-12-01 | USD | 0 | Active | UNIVERSITY NEW MEXICO HOSPITAL
93712 | 1379912 | GE HEALTHCARE | PANDA IRES | PANDA IRES | WARMING UNITS/ PATIENT/ RADIANT/ INFANT | 2000902-0-CAP |  | HDJU65500 | 2016-10-25 | 2017-10-15 | 12510 | WOMEN'S SPECIAL CARE | 2015-12-01 | USD | 16048.61 | Active | UNIVERSITY NEW MEXICO HOSPITAL
93707 | 1379955 | HEINE USA LTD | MPACK | MPACK | LIGHT SOURCES | FOUND |  | 2160336 | 2017-05-23 | 2017-11-15 | 15500 | OSIS OPERATING ROOM | 2015-11-30 | USD | 0.01 | Active | UNIVERSITY NEW MEXICO HOSPITAL
93745 | 1380294 | GE HEALTHCARE | SOLAR 8000I | SOLAR 8000I | MONITORING SYSTEMS/ PHYSIOLOGIC |  |  | SBL07159434GA | 2017-06-30 | 2018-06-15 | 15055 | ANESTHESIA | 2015-11-25 | USD |  | Active | UNIVERSITY NEW MEXICO HOSPITAL
93743 | 1380292 | GE HEALTHCARE | SOLAR 8000I | SOLAR 8000I | MONITORING SYSTEMS/ PHYSIOLOGIC |  |  | SBL07159435GA | 2017-06-30 | 2018-06-15 | 15060 | ANESTHESIA - BBRP | 2015-11-25 | USD |  | Active | UNIVERSITY NEW MEXICO HOSPITAL
93741 | 1380290 | GE HEALTHCARE | SOLAR 8000I | SOLAR 8000I | MONITORING SYSTEMS/ PHYSIOLOGIC |  |  | SCZ07382131GA | 2017-06-29 | 2018-06-15 | 15055 | ANESTHESIA | 2015-11-25 | USD |  | Active | UNIVERSITY NEW MEXICO HOSPITAL
93748 | 1380297 | GE HEALTHCARE | TRANSPORT PRO | TRANSPORT PRO | MONITORS/ PATIENT TRANSPORT |  |  | SCS12417654GA | 2017-01-25 | 2018-01-15 | 95700 | CLINICAL ENGINEERING | 2015-11-25 | USD |  | Active | UNIVERSITY NEW MEXICO HOSPITAL
93747 | 1380296 | GE HEALTHCARE | TRANSPORT PRO | TRANSPORT PRO | MONITORS/ PATIENT TRANSPORT |  |  | SCS12487868GA | 2017-04-06 | 2018-04-15 | 12460 | PEDIATRIC ICU | 2015-11-25 | USD |  | Active | UNIVERSITY NEW MEXICO HOSPITAL
93746 | 1380295 | MARQUETTE MEDICAL SYSTEMS INC | TRAM RAC 4A | TRAM RAC 4A | RACKS/ MODULE |  |  | A4AA2834 |  | 2016-06-15 | 75025 | RADIOLOGY - INTERVENTIONAL RAD | 2015-11-25 | USD |  | Active | UNIVERSITY NEW MEXICO HOSPITAL
93744 | 1380293 | MARQUETTE MEDICAL SYSTEMS INC | TRAM RAC 4A | TRAM RAC 4A | RACKS/ MODULE |  |  | A4AA2789 |  | 2016-06-15 | 15060 | ANESTHESIA - BBRP | 2015-11-25 | USD |  | Active | UNIVERSITY NEW MEXICO HOSPITAL
93742 | 1380291 | MARQUETTE MEDICAL SYSTEMS INC | TRAM RAC 4A | TRAM RAC 4A | RACKS/ MODULE |  |  | A4ST3984G |  | 2016-06-15 | 15060 | ANESTHESIA - BBRP | 2015-11-25 | USD |  | Active | UNIVERSITY NEW MEXICO HOSPITAL
93711 | 1199413 | KARL STORZ ENDOSCOPY-AMERICA INC | 222010-20 | 222010-20 | VIDEO IMAGE PROCESSORS | 1153389-0-CAP |  | BA659953-P |  | 2017-06-15 | 15005 | OPERATING ROOM - BBRP | 2015-11-24 | USD | 9784 | Active | UNIVERSITY NEW MEXICO HOSPITAL
93438 | 1199397 | MEDELA INC | Waterless Milk Warmer | 87115 | WARMING UNITS | 1151529 |  | 1432709 | 2016-10-06 | 2017-10-15 | 12520 | MOTHER & BABY UNIT (3-E) BBRP | 2015-11-21 | USD | 999 | Active | UNIVERSITY NEW MEXICO HOSPITAL
89225 | 1162667 | HUNTLEIGH HEALTHCARE LTD | FLEXI DOPPLEX | D930 | FETAL HEART DETECTORS/ ULTRASONIC | 1144722 |  | 930LX0105559-15 |  | 2017-06-15 | 34130 | MILAGRO OP OB CLINIC | 2015-11-20 | USD | 426.37 | Active | UNIVERSITY NEW MEXICO HOSPITAL
89224 | 1162639 | HUNTLEIGH HEALTHCARE LTD | FLEXI DOPPLEX | D930 | FETAL HEART DETECTORS/ ULTRASONIC | 1144722 |  | 930LX0105640-15 | 2015-11-20 | 2015-11-15 | 34130 | MILAGRO OP OB CLINIC | 2015-11-20 | USD | 426.37 | Active | UNIVERSITY NEW MEXICO HOSPITAL
93211 | 1199410 | COVIDIEN | PM10N | PM10N | OXIMETERS/ PULSE | 1135882 |  | MBP1506385 | 2016-11-04 | 2017-11-15 | 32055 | 1209 CLINIC | 2015-11-18 | USD | 525 | Active | UNIVERSITY NEW MEXICO HOSPITAL
93210 | 1199409 | COVIDIEN | PM10N | PM10N | OXIMETERS/ PULSE | 1135882 |  | MBP1506386 | 2016-11-04 | 2017-11-15 | 32055 | 1209 CLINIC | 2015-11-18 | USD | 525 | Active | UNIVERSITY NEW MEXICO HOSPITAL
93209 | 1199408 | COVIDIEN | PM10N | PM10N | OXIMETERS/ PULSE | 1135882 |  | MBP1506389 | 2016-11-04 | 2017-11-15 | 32055 | 1209 CLINIC | 2015-11-18 | USD | 525 | Active | UNIVERSITY NEW MEXICO HOSPITAL
93208 | 1199407 | COVIDIEN | PM10N | PM10N | OXIMETERS/ PULSE | 1135882 |  | MBP1506387 | 2016-11-04 | 2017-11-15 | 32055 | 1209 CLINIC | 2015-11-18 | USD | 525 | Active | UNIVERSITY NEW MEXICO HOSPITAL
93207 | 1199406 | COVIDIEN | PM10N | PM10N | OXIMETERS/ PULSE | 1135882 |  | MBP1506388 | 2016-11-04 | 2017-11-15 | 32055 | 1209 CLINIC | 2015-11-18 | USD | 525 | Active | UNIVERSITY NEW MEXICO HOSPITAL
93531 | 1380139 | TYCO HEALTHCARE GROUP | GENIUS II | GENIUS II | THERMOMETERS/ ELECTRONIC/ INFRARED/ EAR | REPL SN.N13529836 |  | N15595857 |  | 2017-06-15 | 32055 | 1209 CLINIC | 2015-11-17 | USD | 0.01 | Active | UNIVERSITY NEW MEXICO HOSPITAL
93706 | 1380278 | DRAEGER MEDICAL INC | D-VAPOR DESFLURANE | D-VAPOR DESFLURANE | ANESTHESIA UNIT VAPORIZERS | REPL ACN 83348 |  | ARYL-0149 | 2017-01-09 | 2018-01-15 | 15055 | ANESTHESIA | 2015-11-17 | USD | 0.01 | Active | UNIVERSITY NEW MEXICO HOSPITAL
93206 | 1199405 | SIEMENS HEALTHCARE | DCA VANTAGE | DCA VANTAGE | ANALYZERS/ POINT-OF-CARE/ WHOLE BLOOD/ GLUCOSE | FOUND |  | S031789 | 2016-10-05 | 2016-10-15 | 32030 | UNM LOBOCARE CLINIC | 2015-11-17 | USD | 0 | Active | UNIVERSITY NEW MEXICO HOSPITAL
89383 | 1040630 | SCALE-TRONIX INC | 5002 | 5002 | SCALES/ PATIENT/ PLATFORM/ ELECTRONIC | FOUND |  | 5002-33562 | 2016-11-11 | 2017-11-15 | 32060 | M & FP-WEST MESA | 2015-11-16 | USD | 0.01 | Active | UNIVERSITY NEW MEXICO HOSPITAL
89384 | 1040631 | RICH-MAR CORP | LW-5 | LW-5 | WARMING UNITS/ GEL | FOUND |  | 15082011 |  | 2017-06-15 | 30090 | UNMMG - CENTER FOR LIFE CLINIC | 2015-11-16 | USD | 0 | Active | UNIVERSITY NEW MEXICO HOSPITAL
67261 | 1003442 | SECA CORP | 703 | 703 | SCALES/ PATIENT/ PLATFORM/ ELECTRONIC | FOUND |  | 5703109077694 | 2016-11-10 | 2017-11-15 | 32060 | M & FP-WEST MESA | 2015-11-16 | USD |  | Active | UNIVERSITY NEW MEXICO HOSPITAL
64605 | 1026318 | SECA CORP | 703 | 703 | SCALES/ PATIENT/ PLATFORM/ ELECTRONIC | FOUND |  | 5703241070261 | 2016-11-30 | 2017-11-15 | 30090 | UNMMG - CENTER FOR LIFE CLINIC | 2015-11-16 | USD |  | Active | UNIVERSITY NEW MEXICO HOSPITAL
93708 | 1379911 | RENNCO INC | LS-18D | LS-18D | PACKAGE SEALERS | 1133621 |  | 515-181-7371 |  | 2017-06-15 | 15010 | STERILE PROCESSING | 2015-11-11 | USD | 1280 | Active | UNIVERSITY NEW MEXICO HOSPITAL
93652 | 1379827 | GETINGE USA INC | 5624 | 5624 | WARMING UNITS/ MULTIPURPOSE | 2000904-0-CAP |  | URA059237 | 2016-10-25 | 2017-11-15 | 12510 | WOMEN'S SPECIAL CARE | 2015-11-10 | USD | 7735.6 | Active | UNIVERSITY NEW MEXICO HOSPITAL
93530 | 1380138 | MEDTRONIC INC | OXIMAX | N-85 | OXIMETERS/ PULSE | 2000908 |  | 97537251 | 2016-12-19 | 2017-04-15 | 12015 | PEDIATRIC INFUSION UNIT PIU | 2015-11-04 | USD | 3774.5 | Active | UNIVERSITY NEW MEXICO HOSPITAL
93094 | 1379826 | METRON MEDICAL EQUIPMENT | ELITE ELECTRIC | ELITE ELECTRIC | TABLES/ EXAMINATION/TREATMENT | 1150846 |  | MT2015070315 | 2016-01-28 | 2016-01-15 | 76015 | REHABILITATION OUTPATIENT 1025 | 2015-11-04 | USD | 2494.46 | Active | UNIVERSITY NEW MEXICO HOSPITAL
93093 | 1379825 | METRON MEDICAL EQUIPMENT | ELITE ELECTRIC | ELITE ELECTRIC | TABLES/ EXAMINATION/TREATMENT | 1150845 |  | MT2015070307 |  | 2016-11-15 | 76010 | REHABILITATION SERVICES | 2015-11-04 | USD | 2494.46 | Active | UNIVERSITY NEW MEXICO HOSPITAL
93529 | 1380137 | AMVEX CORP | VR-CIUD-DHAM | VR-CIUD-DHAM | REGULATORS/ SUCTION | FOUND |  | VRA05717JM |  | 2017-06-15 | 12120 | MEDICAL/CARDIAC ICU | 2015-11-03 | USD | 0 | Active | UNIVERSITY NEW MEXICO HOSPITAL
93673 | 1380238 | SONOSITE INC | X-PORTE | P19220-55 | SCANNING SYSTEMS/ ULTRASONIC/ PORTABLE | 1150121-0-CAP |  | 042D7M |  | 2016-11-15 | 15515 | OSIS ANESTHESIA | 2015-11-03 | USD | 53290 | Active | UNIVERSITY NEW MEXICO HOSPITAL
89382 | 1040629 | DETECTO SCALE CO DIV CARDINAL SCALE MFG CO | DHRWM | DHRWM | HEIGHT MEASURMENT INSTRUMENTS/ WALL MOUNTED | FOUND |  | NSN |  | 2017-06-15 | Atrisco Heritage Center Clinic | Atrisco Heritage Center Clinic | 2015-11-02 | USD |  | Active | UNIVERSITY NEW MEXICO HOSPITAL
93704 | 1380276 | DRAEGER MEDICAL INC | D-VAPOR DESFLURANE | D-VAPOR DESFLURANE | ANESTHESIA UNIT VAPORIZERS | REPL ACN 89089 |  | ARXL-0621 | 2017-01-04 | 2018-01-15 | 15060 | ANESTHESIA - BBRP | 2015-10-29 | USD | 0.01 | Active | UNIVERSITY NEW MEXICO HOSPITAL
93705 | 1380277 | DRAEGER MEDICAL INC | D-VAPOR DESFLURANE | D-VAPOR DESFLURANE | ANESTHESIA UNIT VAPORIZERS | REPL ACN 89478 |  | ARXL-0604 | 2017-01-12 | 2018-01-15 | 15055 | ANESTHESIA | 2015-10-29 | USD | 0.01 | Active | UNIVERSITY NEW MEXICO HOSPITAL
93575 | 1380274 | MEDELA INC | Waterless Milk Warmer | 87115 | WARMING UNITS | REPL ACN 83084 |  | 1432726 | 2017-02-13 | 2018-02-15 | 12455 | NEWBORN ICU | 2015-10-28 | USD | 0.01 | Active | UNIVERSITY NEW MEXICO HOSPITAL
93703 | 1380275 | DRAEGER MEDICAL INC | D-VAPOR DESFLURANE | D-VAPOR DESFLURANE | ANESTHESIA UNIT VAPORIZERS | REPL ACN 83348 |  | ARXL-0602 | 2017-01-09 | 2017-07-15 | 15055 | ANESTHESIA | 2015-10-28 | USD | 0.01 | Reactivated | UNIVERSITY NEW MEXICO HOSPITAL
93699 | 1380270 | STRYKER CORP | CORE CONSOLE | 5400-050-000 | CONTROLLERS | 1147309 |  | 1527900083 |  | 2017-06-15 | 15000 | OPERATING ROOM | 2015-10-28 | USD | 0.01 | Active | UNIVERSITY NEW MEXICO HOSPITAL
93702 | 1380273 | STRYKER CORP | CORE CONSOLE | 5400-050-000 | CONTROLLERS | 1147309 |  | 1527900113 |  | 2017-06-15 | 15000 | OPERATING ROOM | 2015-10-28 | USD | 0.01 | Active | UNIVERSITY NEW MEXICO HOSPITAL
93701 | 1380272 | STRYKER CORP | CORE CONSOLE | 5400-050-000 | CONTROLLERS | 1147309 |  | 1527900133 |  | 2017-06-15 | 15000 | OPERATING ROOM | 2015-10-28 | USD | 0.01 | Active | UNIVERSITY NEW MEXICO HOSPITAL
93700 | 1380271 | STRYKER CORP | CORE CONSOLE | 5400-050-000 | CONTROLLERS | 1147309 |  | 1527900153 |  | 2017-06-15 | 15000 | OPERATING ROOM | 2015-10-28 | USD | 0.01 | Active | UNIVERSITY NEW MEXICO HOSPITAL
91274 | 1329107 | MARQUETTE MEDICAL SYSTEMS INC | MAC 1200 | MAC 1200 | ELECTROCARDIOGRAPHS/ MULTICHANNEL | FOUND |  | 550064209 | 2016-10-19 | 2017-10-15 | 34020 | DIABETES COMPREHENSV CARE CTR | 2015-10-28 | USD |  | Active | UNIVERSITY NEW MEXICO HOSPITAL
83699 | 1163281 | MARQUETTE MEDICAL SYSTEMS INC | MAC 1200 | MAC 1200 | ELECTROCARDIOGRAPHS/ MULTICHANNEL | FOUND |  | 550063028 | 2016-10-19 | 2017-10-15 | 34020 | DIABETES COMPREHENSV CARE CTR | 2015-10-28 | USD |  | Active | UNIVERSITY NEW MEXICO HOSPITAL
93574 | 1380159 | STRYKER CORP | 70-76002 | 70-76002 | BATHS/ WATER | FOUND |  | G39456 |  | 2016-10-15 | 15005 | OPERATING ROOM - BBRP | 2015-10-28 | USD | 0.01 | Active | UNIVERSITY NEW MEXICO HOSPITAL
93573 | 1380158 | STRYKER CORP | 70-76002 | 70-76002 | BATHS/ WATER | FOUND |  | 1112300153 |  | 2016-10-15 | 15005 | OPERATING ROOM - BBRP | 2015-10-28 | USD | 0.01 | Active | UNIVERSITY NEW MEXICO HOSPITAL
93698 | 1380269 | B BRAUN MEDICAL INC | INFUSOMAT SPACE | 8713050U | INFUSION PUMPS | UNM PO |  | 112154 | 2016-10-21 | 2018-10-15 | NONE | UNM MAIN CAMPUS/COLL OF NURSE | 2015-10-22 | USD | 0.01 | Active | UNIVERSITY NEW MEXICO HOSPITAL
93697 | 1380268 | B BRAUN MEDICAL INC | INFUSOMAT SPACE | 8713050U | INFUSION PUMPS | UNM PO |  | 112292 | 2016-10-21 | 2018-10-15 | NONE | UNM MAIN CAMPUS/COLL OF NURSE | 2015-10-22 | USD | 0.01 | Active | UNIVERSITY NEW MEXICO HOSPITAL
93696 | 1380267 | B BRAUN MEDICAL INC | INFUSOMAT SPACE | 8713050U | INFUSION PUMPS | UNM PO |  | 111989 | 2016-10-21 | 2018-10-15 | NONE | UNM MAIN CAMPUS/COLL OF NURSE | 2015-10-22 | USD | 0.01 | Active | UNIVERSITY NEW MEXICO HOSPITAL
93695 | 1380266 | B BRAUN MEDICAL INC | INFUSOMAT SPACE | 8713050U | INFUSION PUMPS | UNM PO |  | 111733 | 2016-10-21 | 2018-10-15 | NONE | UNM MAIN CAMPUS/COLL OF NURSE | 2015-10-22 | USD | 0.01 | Active | UNIVERSITY NEW MEXICO HOSPITAL
93694 | 1380265 | B BRAUN MEDICAL INC | INFUSOMAT SPACE | 8713050U | INFUSION PUMPS | UNM PO |  | 112326 | 2016-10-21 | 2018-10-15 | NONE | UNM MAIN CAMPUS/COLL OF NURSE | 2015-10-22 | USD | 0.01 | Active | UNIVERSITY NEW MEXICO HOSPITAL
93693 | 1380264 | B BRAUN MEDICAL INC | INFUSOMAT SPACE | 8713050U | INFUSION PUMPS | UNM PO |  | 194764 | 2016-10-21 | 2018-10-15 | NONE | UNM MAIN CAMPUS/COLL OF NURSE | 2015-10-22 | USD | 0.01 | Active | UNIVERSITY NEW MEXICO HOSPITAL
93692 | 1380263 | B BRAUN MEDICAL INC | INFUSOMAT SPACE | 8713050U | INFUSION PUMPS | UNM PO |  | 111826 | 2016-10-21 | 2018-10-15 | NONE | UNM MAIN CAMPUS/COLL OF NURSE | 2015-10-22 | USD | 0.01 | Active | UNIVERSITY NEW MEXICO HOSPITAL
93691 | 1380262 | B BRAUN MEDICAL INC | INFUSOMAT SPACE | 8713050U | INFUSION PUMPS | UNM PO |  | 112453 | 2016-10-21 | 2018-10-15 | NONE | UNM MAIN CAMPUS/COLL OF NURSE | 2015-10-22 | USD | 0.01 | Active | UNIVERSITY NEW MEXICO HOSPITAL
93690 | 1380261 | AMERICAN ORTHOPAEDIC | 0295-200 | 0295-200 | CAST CUTTERS | FOUND |  | 28206 |  | 2017-06-15 | 34520 | ORTHOPEDICS CLINIC | 2015-10-19 | USD | 0 | Active | UNIVERSITY NEW MEXICO HOSPITAL
| 1380279 | ASHCROFT INC | 2084 | 2084 | PRESSURE METERS/ DIGITAL |  |  | 508260045 | 2017-03-21 | 2017-03-15 | 95700 | CLINICAL ENGINEERING | 2015-10-16 | USD |  | Active | UNIVERSITY NEW MEXICO HOSPITAL
91969 | 1380135 | ROCHE DIAGNOSTIC SYSTEMS INC | COAGUCHEK XS PLUS | COAGUCHEK XS PLUS | ANALYZERS/ POINT-OF-CARE/ WHOLE BLOOD/ COAGULATION | REPL ACN 80581 |  | UQ0115603 |  | 2017-06-15 | 34030 | ANTICOAGULATION SERVICES | 2015-10-16 | USD | 0 | Active | UNIVERSITY NEW MEXICO HOSPITAL
84936 | 1199283 | INTOXIMETERS | ALCO-SENSOR III | ALCO-SENSOR III | ANALYZERS/ POINT-OF-CARE/ BREATH/ ALCOHOL | FOUND |  | 1400396 | 2016-10-05 | 2017-10-15 | 60640 | ASAP PRIMARY CARE CLINIC | 2015-10-16 | USD | 0.01 | Active | UNIVERSITY NEW MEXICO HOSPITAL
93688 | 1380259 | GE HEALTHCARE | DASH 5000 | DASH 5000 | MONITORING SYSTEMS/ PHYSIOLOGIC | 1138043-0-CAP |  | SHQ15263664SA | 2017-02-13 | 2018-02-15 | 12415 | INTERMEDIATE CARE NURSERY | 2015-10-14 | USD | 16126.88 | Active | UNIVERSITY NEW MEXICO HOSPITAL
93687 | 1380258 | GE HEALTHCARE | DASH 5000 | DASH 5000 | MONITORING SYSTEMS/ PHYSIOLOGIC | 1138043-0-CAP |  | SHQ15263663SA | 2017-02-22 | 2018-02-15 | 12415 | INTERMEDIATE CARE NURSERY | 2015-10-14 | USD | 16126.88 | Active | UNIVERSITY NEW MEXICO HOSPITAL
93686 | 1380257 | GE HEALTHCARE | DASH 5000 | DASH 5000 | MONITORING SYSTEMS/ PHYSIOLOGIC | 1145787-0-CAP |  | SHQ15373901SA | 2017-05-01 | 2018-05-15 | 15510 | OSIS PACU | 2015-10-14 | USD | 10749.26 | Active | UNIVERSITY NEW MEXICO HOSPITAL
91968 | 1380134 | PHYSIO-CONTROL INC | LIFEPAK 12 | LIFEPAK 12 | DEFIBRILLATOR/ MONITOR/ PACEMAKERS | UNM PO |  | 37592078 | 2017-06-30 | 2018-06-15 | 9325 | EMERGENCY MEDICINE (6) | 2015-10-13 | USD | 0.01 | Active | UNIVERSITY NEW MEXICO HOSPITAL
93682 | 1380256 | GE HEALTHCARE | DASH 5000 | DASH 5000 | MONITORING SYSTEMS/ PHYSIOLOGIC | 2000727-0-CAP |  | SHQ15363856SA | 2017-01-25 | 2018-01-15 | 12480 | CTH REHAB-ORTHO UNIT | 2015-10-13 | USD | 17233.18 | Active | UNIVERSITY NEW MEXICO HOSPITAL
91967 | 1380133 | PHYSIO-CONTROL INC | LIFEPAK 12 | LIFEPAK 12 | DEFIBRILLATOR/ MONITOR/ PACEMAKERS | UNM PO |  | 36123259 | 2017-06-14 | 2018-06-15 | 9325 | EMERGENCY MEDICINE (6) | 2015-10-13 | USD | 0.01 | Active | UNIVERSITY NEW MEXICO HOSPITAL
93681 | 1380255 | GE HEALTHCARE | DASH 5000 | DASH 5000 | MONITORING SYSTEMS/ PHYSIOLOGIC | 2000727-0-CAP |  | SHQ15363854SA | 2017-01-25 | 2018-01-15 | 12480 | CTH REHAB-ORTHO UNIT | 2015-10-13 | USD | 15233.18 | Active | UNIVERSITY NEW MEXICO HOSPITAL
91966 | 1380132 | PHYSIO-CONTROL INC | LIFEPAK 12 | LIFEPAK 12 | DEFIBRILLATOR/ MONITOR/ PACEMAKERS | UNM PO |  | 36243718 | 2017-06-14 | 2018-06-15 | 9325 | EMERGENCY MEDICINE (6) | 2015-10-13 | USD | 0.01 | Active | UNIVERSITY NEW MEXICO HOSPITAL
93680 | 1380254 | GE HEALTHCARE | DASH 5000 | DASH 5000 | MONITORING SYSTEMS/ PHYSIOLOGIC | 2000727-0-CAP |  | SHQ15363855SA | 2017-01-25 | 2018-01-15 | 12480 | CTH REHAB-ORTHO UNIT | 2015-10-13 | USD | 15233.18 | Active | UNIVERSITY NEW MEXICO HOSPITAL
93679 | 1380253 | GE HEALTHCARE | DASH 5000 | DASH 5000 | MONITORING SYSTEMS/ PHYSIOLOGIC | 2000727-0-CAP |  | SHQ15363858SA | 2017-01-25 | 2018-01-15 | 12480 | CTH REHAB-ORTHO UNIT | 2015-10-13 | USD | 17233.18 | Active | UNIVERSITY NEW MEXICO HOSPITAL
93678 | 1380252 | GE HEALTHCARE | DASH 5000 | DASH 5000 | MONITORING SYSTEMS/ PHYSIOLOGIC | 2000727-0-CAP |  | SHQ15363857SA | 2017-01-25 | 2018-01-15 | 12480 | CTH REHAB-ORTHO UNIT | 2015-10-13 | USD | 17233.18 | Active | UNIVERSITY NEW MEXICO HOSPITAL
93674 | 1380239 | SONOSITE INC | X-PORTE | P19220-55 | SCANNING SYSTEMS/ ULTRASONIC/ PORTABLE | 1148856-0-CAP |  | 041W7T | 2016-08-24 | 2016-08-15 | 12110 | NEUROSCIENCE ICU | 2015-10-13 | USD | 57262 | Active | UNIVERSITY NEW MEXICO HOSPITAL
93677 | 1380251 | JEDMED INSTR CO | CLASSIC II | CLASSIC II | CARTS/ INSTRUMENT | 1146135 |  | 0928 |  | 2017-06-15 | 34230 | SURGICAL SPECIALTIES CLINIC | 2015-10-13 | USD | 5294.74 | Active | UNIVERSITY NEW MEXICO HOSPITAL
93676 | 1380250 | JEDMED INSTR CO | CLASSIC II | CLASSIC II | CARTS/ INSTRUMENT | 1146135 |  | 0929 |  | 2017-06-15 | 34230 | SURGICAL SPECIALTIES CLINIC | 2015-10-13 | USD | 5294.74 | Active | UNIVERSITY NEW MEXICO HOSPITAL
93121 | 1380249 | QUANTUM MEDICAL IMAGING LLC | MPC-1000e | MPC-1000e | CHAIRS/ MAMMOGRAPHY | 1134681-0-CAP |  | 0720151095 | 2016-10-31 | 2016-10-15 | 75105 | OSIS MAMMOGRAPHY | 2015-10-12 | USD | 4500 | Active | UNIVERSITY NEW MEXICO HOSPITAL
93600 | 1380185 | NANOSONICS | TROPHON EPR | TROPHON EPR | WASHER/DECONTAMINATORS | 1144867-0-CAP |  | 47084-037 | 2017-01-01 | 2018-01-15 | 32055 | 1209 CLINIC | 2015-10-12 | USD | 8190 | Active | UNIVERSITY NEW MEXICO HOSPITAL
93122 | 1380241 | MEDICAL POSITIONING INC | HUT | 1011 | TABLES/ IMAGING | 1134681-0-CAP |  | 804850 | 2017-05-30 | 2018-05-15 | 75105 | OSIS MAMMOGRAPHY | 2015-10-12 | USD | 18000 | Active | UNIVERSITY NEW MEXICO HOSPITAL
93628 | 1199261 | MIZUHO AMERICA INC | 07-150-20 | 07-150-20 | DOPPLERS/ SURGICAL | 1149173 |  | 13156-013 |  | 2016-10-15 | 15000 | OPERATING ROOM | 2015-10-08 | USD | 1202.25 | Active | UNIVERSITY NEW MEXICO HOSPITAL
89223 | 1162636 | SCALE-TRONIX INC | 4502 | 4502 | SCALES/ DIAPER | 2000845 |  | 4502-2299 | 2017-04-12 | 2018-04-15 | 12410 | PEDIATRIC SPECIALTY CARE | 2015-10-08 | USD | 1380 | Active | UNIVERSITY NEW MEXICO HOSPITAL
93664 | 1380231 | SONOSITE INC | X-PORTE | P19220-55 | SCANNING SYSTEMS/ ULTRASONIC/ PORTABLE | 2000865-0-CAP |  | 042B6R | 2016-08-24 | 2016-08-15 | 12130 | TRAUMA/SURGICAL ICU | 2015-10-08 | USD | 52750 | Active | UNIVERSITY NEW MEXICO HOSPITAL
93684 | 1380244 | EXERGEN CORP | TAT-5000 | TAT-5000 | THERMOMETERS/ ELECTRONIC/ INFRARED | 1147687 |  | A505112 |  | 2017-06-15 | 21020 | PEDIATRIC EMERGENCY DEPARTMENT | 2015-10-08 | USD | 316 | Active | UNIVERSITY NEW MEXICO HOSPITAL
93683 | 1380243 | EXERGEN CORP | TAT-5000 | TAT-5000 | THERMOMETERS/ ELECTRONIC/ INFRARED | 1147687 |  | A505107 |  | 2017-06-15 | 21020 | PEDIATRIC EMERGENCY DEPARTMENT | 2015-10-08 | USD | 316 | Active | UNIVERSITY NEW MEXICO HOSPITAL
93124 | 1380242 | EXERGEN CORP | TAT-5000 | TAT-5000 | THERMOMETERS/ ELECTRONIC/ INFRARED | 1147687 |  | A505219 |  | 2017-06-15 | 21020 | PEDIATRIC EMERGENCY DEPARTMENT | 2015-10-08 | USD | 316 | Active | UNIVERSITY NEW MEXICO HOSPITAL
93123 | 1379649 | EXERGEN CORP | TAT-5000 | TAT-5000 | THERMOMETERS/ ELECTRONIC/ INFRARED | 1147687 |  | A498331 |  | 2017-06-15 | 21020 | PEDIATRIC EMERGENCY DEPARTMENT | 2015-10-08 | USD | 316 | Active | UNIVERSITY NEW MEXICO HOSPITAL
91606 | 1040862 | EXERGEN CORP | TAT-5000 | TAT-5000 | THERMOMETERS/ ELECTRONIC/ INFRARED | 1147687 |  | A505091 |  | 2017-06-15 | 21020 | PEDIATRIC EMERGENCY DEPARTMENT | 2015-10-08 | USD | 316 | Active | UNIVERSITY NEW MEXICO HOSPITAL
84459 | 1199371 | EXERGEN CORP | TAT-5000 | TAT-5000 | THERMOMETERS/ ELECTRONIC/ INFRARED | FOUND |  | A379155 |  | 2017-06-15 | 30030 | CTH OUTPATIENT CLINIC | 2015-10-08 | USD | 0 | Active | UNIVERSITY NEW MEXICO HOSPITAL
89932 | 1329371 | EXERGEN CORP | TAT-5000 | TAT-5000 | THERMOMETERS/ ELECTRONIC/ INFRARED | FOUND |  | A410074 |  | 2017-06-15 | 12230 | GEN MED/SAC (4-W) | 2015-10-08 | USD | 0 | Active | UNIVERSITY NEW MEXICO HOSPITAL
93169 | 1379865 | MEDIVATORS INC | ADVANTAGE PLUS | ADV-1008 | DISINFECTING UNITS/ LIQUID/ FLEXIBLE ENDOSCOPE | 1141535-0-CAP |  | 77407023 | 2016-10-01 | 2017-10-15 | 70020 | ENDOSCOPY CENTER | 2015-10-08 | USD | 67189 | Active | UNIVERSITY NEW MEXICO HOSPITAL
93171 | 1379867 | OLYMPUS AMERICA INC | OER-PRO | OER-PRO | WASHERS/ FLEXIBLE ENDOSCOPE | 1133517-0-CAP |  | 2532325 | 2016-10-01 | 2016-10-15 | 70020 | ENDOSCOPY CENTER | 2015-10-08 | USD | 47463.82 | Active | UNIVERSITY NEW MEXICO HOSPITAL
93170 | 1379866 | OLYMPUS AMERICA INC | OER-PRO | OER-PRO | WASHERS/ FLEXIBLE ENDOSCOPE | 1133517-0-CAP |  | 2532327 | 2017-10-15 | 2016-10-15 | 70020 | ENDOSCOPY CENTER | 2015-10-08 | USD | 47463.82 | Active | UNIVERSITY NEW MEXICO HOSPITAL
89222 | 1162637 | SCALE-TRONIX INC | 5002 | 5002 | SCALES/ PATIENT/ PLATFORM/ ELECTRONIC | 2000845 |  | 5002-34132 | 2017-04-26 | 2018-04-15 | 12410 | PEDIATRIC SPECIALTY CARE | 2015-10-08 | USD | 2595 | Active | UNIVERSITY NEW MEXICO HOSPITAL
93494 | 1379921 | GE HEALTHCARE | VOLUSON I | VOLUSON I | SCANNING SYSTEMS/ULTRASONIC/DIAGNOSTIC (DI) | PO 1148866-0-CAP |  | VSI05479 |  | 2015-10-15 | 34115 | WOMEN'S ULTRASOUND CLINIC | 2015-10-07 | USD | 86786.75 | Active | UNIVERSITY NEW MEXICO HOSPITAL
93495 | 1379922 | GE HEALTHCARE | VOLUSON I | VOLUSON I | SCANNING SYSTEMS/ULTRASONIC/DIAGNOSTIC (DI) | PO 1148866-0-CAP |  | VSI0553 |  | 2015-10-15 | 34115 | WOMEN'S ULTRASOUND CLINIC | 2015-10-07 | USD | 86786.75 | Active | UNIVERSITY NEW MEXICO HOSPITAL
93658 | 1380227 | CANDELA CORP | GENTLE YAG | GENTLE YAG | LASERS/ ND:YAG | 2000869-0-CAP |  | 9914-9020-3734 | 2017-04-29 | 2017-10-15 | 15005 | OPERATING ROOM - BBRP | 2015-10-06 | USD | 75675 | Active | UNIVERSITY NEW MEXICO HOSPITAL
91965 | 1380119 | EXERGEN CORP | TAT-5000 | TAT-5000 | THERMOMETERS/ ELECTRONIC/ INFRARED | 1147363 |  | A503277 |  | 2017-06-15 | 70060 | FIXED WING TRANSPORT | 2015-10-02 | USD | 316 | Active | UNIVERSITY NEW MEXICO HOSPITAL
91964 | 1380118 | EXERGEN CORP | TAT-5000 | TAT-5000 | THERMOMETERS/ ELECTRONIC/ INFRARED | 1147363 |  | A4979532 |  | 2017-06-15 | 70060 | FIXED WING TRANSPORT | 2015-10-02 | USD | 316 | Active | UNIVERSITY NEW MEXICO HOSPITAL
91963 | 1380117 | EXERGEN CORP | TAT-5000 | TAT-5000 | THERMOMETERS/ ELECTRONIC/ INFRARED | 1147363 |  | A497701 |  | 2017-06-15 | 70060 | FIXED WING TRANSPORT | 2015-10-02 | USD | 316 | Active | UNIVERSITY NEW MEXICO HOSPITAL
93599 | 1380184 | NANOSONICS | TROPHON EPR | TROPHON EPR | WASHER/DECONTAMINATORS | 1144867-0-CAP |  | 47084-038 |  | 2017-10-15 | 30080 | NORTH VALLEY CLINIC | 2015-10-01 | USD | 8190 | Active | UNIVERSITY NEW MEXICO HOSPITAL
93598 | 1380183 | NANOSONICS | TROPHON EPR | TROPHON EPR | WASHER/DECONTAMINATORS | 1144867-0-CAP |  | 47084-039 |  | 2017-10-15 | 75025 | RADIOLOGY - INTERVENTIONAL RAD | 2015-10-01 | USD | 8190 | Active | UNIVERSITY NEW MEXICO HOSPITAL
93597 | 1380182 | NANOSONICS | TROPHON EPR | TROPHON EPR | WASHER/DECONTAMINATORS | 1144867-0-CAP |  | 47084-034 |  | 2017-10-15 | 21015 | ED-NORTH | 2015-10-01 | USD | 8190 | Active | UNIVERSITY NEW MEXICO HOSPITAL
93596 | 1380181 | NANOSONICS | TROPHON EPR | TROPHON EPR | WASHER/DECONTAMINATORS | 1144867-0-CAP |  | 47084-036 |  | 2017-10-15 | 32025 | FAMILY PRACTICE CLINIC | 2015-10-01 | USD | 8190 | Active | UNIVERSITY NEW MEXICO HOSPITAL
93595 | 1380180 | NANOSONICS | TROPHON EPR | TROPHON EPR | WASHER/DECONTAMINATORS | 1144867-0-CAP |  | 47084-035 |  | 2017-10-15 | 30115 | SE HEIGHTS CLINIC-SAN PABLO | 2015-10-01 | USD | 8190 | Active | UNIVERSITY NEW MEXICO HOSPITAL
93594 | 1380179 | NANOSONICS | TROPHON EPR | TROPHON EPR | WASHER/DECONTAMINATORS | 1144867-0-CAP |  | 47083-031 |  | 2017-10-15 | 32065 | M & FP-NW VALLEY-1231 CAN | 2015-10-01 | USD | 8190 | Active | UNIVERSITY NEW MEXICO HOSPITAL
93593 | 1380178 | NANOSONICS | TROPHON EPR | TROPHON EPR | WASHER/DECONTAMINATORS | 1144867-0-CAP |  | 47083-032 |  | 2017-10-15 | 75050 | RADIOLOGY - ULTRASOUND | 2015-10-01 | USD | 8190 | Active | UNIVERSITY NEW MEXICO HOSPITAL
93592 | 1380177 | NANOSONICS | TROPHON EPR | TROPHON EPR | WASHER/DECONTAMINATORS | 1144867-0-CAP |  | 47083-033 |  | 2017-10-15 | 75050 | RADIOLOGY - ULTRASOUND | 2015-10-01 | USD | 8190 | Active | UNIVERSITY NEW MEXICO HOSPITAL
93601 | 1380186 | NANOSONICS | TROPHON EPR | TROPHON EPR | WASHER/DECONTAMINATORS | 1144867-0-CAP |  | 47083-029 |  | 2017-10-15 | 75085 | OSIS RADIOLOGY | 2015-10-01 | USD | 8190 | Active | UNIVERSITY NEW MEXICO HOSPITAL
93590 | 1380175 | NANOSONICS | TROPHON EPR | TROPHON EPR | WASHER/DECONTAMINATORS | 1144867-0-CAP |  | 47084-029 |  | 2017-10-15 | 75085 | OSIS RADIOLOGY | 2015-10-01 | USD | 8190 | Active | UNIVERSITY NEW MEXICO HOSPITAL
93589 | 1380174 | NANOSONICS | TROPHON EPR | TROPHON EPR | WASHER/DECONTAMINATORS | 1144867-0-CAP |  | 47084-030 |  | 2017-10-15 | 34250 | UROLOGY | 2015-10-01 | USD | 8190 | Active | UNIVERSITY NEW MEXICO HOSPITAL
93588 | 1380173 | NANOSONICS | TROPHON EPR | TROPHON EPR | WASHER/DECONTAMINATORS | 1144867-0-CAP |  | 47084-025 |  | 2017-10-15 | 12000 | LABOR AND DELIVERY | 2015-10-01 | USD | 8190 | Active | UNIVERSITY NEW MEXICO HOSPITAL
93587 | 1380172 | NANOSONICS | TROPHON EPR | TROPHON EPR | WASHER/DECONTAMINATORS | 1144867-0-CAP |  | 47084-022 |  | 2017-10-15 | 12000 | LABOR AND DELIVERY | 2015-10-01 | USD | 8190 | Active | UNIVERSITY NEW MEXICO HOSPITAL
93586 | 1380171 | NANOSONICS | TROPHON EPR | TROPHON EPR | WASHER/DECONTAMINATORS | 1144867-0-CAP |  | 47084-026 |  | 2017-10-15 | 34115 | WOMEN'S ULTRASOUND CLINIC | 2015-10-01 | USD | 8190 | Active | UNIVERSITY NEW MEXICO HOSPITAL
93585 | 1380170 | NANOSONICS | TROPHON EPR | TROPHON EPR | WASHER/DECONTAMINATORS | 1144867-0-CAP |  | 47084-023 |  | 2017-10-15 | 75050 | RADIOLOGY - ULTRASOUND | 2015-10-01 | USD | 8190 | Active | UNIVERSITY NEW MEXICO HOSPITAL
93584 | 1380169 | NANOSONICS | TROPHON EPR | TROPHON EPR | WASHER/DECONTAMINATORS | 1144867-0-CAP |  | 47084-024 |  | 2017-10-15 | 75050 | RADIOLOGY - ULTRASOUND | 2015-10-01 | USD | 8190 | Active | UNIVERSITY NEW MEXICO HOSPITAL
93583 | 1380168 | NANOSONICS | TROPHON EPR | TROPHON EPR | WASHER/DECONTAMINATORS | 1144867-0-CAP |  | 47084-027 |  | 2017-10-15 | 12000 | LABOR AND DELIVERY | 2015-10-01 | USD | 8190 | Active | UNIVERSITY NEW MEXICO HOSPITAL
93582 | 1380167 | NANOSONICS | TROPHON EPR | TROPHON EPR | WASHER/DECONTAMINATORS | 1144867-0-CAP |  | 47084-010 |  | 2017-10-15 | 75050 | RADIOLOGY - ULTRASOUND | 2015-10-01 | USD | 8190 | Active | UNIVERSITY NEW MEXICO HOSPITAL
93581 | 1380166 | NANOSONICS | TROPHON EPR | TROPHON EPR | WASHER/DECONTAMINATORS | 1144867-0-CAP |  | 47084-019 |  | 2017-10-15 | 75000 | RADIOLOGY - GENERAL | 2015-10-01 | USD | 8190 | Active | UNIVERSITY NEW MEXICO HOSPITAL
93580 | 1380165 | NANOSONICS | TROPHON EPR | TROPHON EPR | WASHER/DECONTAMINATORS | 1144867-0-CAP |  | 47084-003 |  | 2017-10-15 | 34125 | WOMEN'S FACULTY & MIDWIFE CLIN | 2015-10-01 | USD | 8190 | Active | UNIVERSITY NEW MEXICO HOSPITAL
93579 | 1380164 | NANOSONICS | TROPHON EPR | TROPHON EPR | WASHER/DECONTAMINATORS | 1144867-0-CAP |  | 47084-020 |  | 2017-10-15 | 34115 | WOMEN'S ULTRASOUND CLINIC | 2015-10-01 | USD | 8190 | Active | UNIVERSITY NEW MEXICO HOSPITAL
93578 | 1380163 | NANOSONICS | TROPHON EPR | TROPHON EPR | WASHER/DECONTAMINATORS | 1144867-0-CAP |  | 47084-021 |  | 2017-10-15 | 34115 | WOMEN'S ULTRASOUND CLINIC | 2015-10-01 | USD | 8190 | Active | UNIVERSITY NEW MEXICO HOSPITAL
93577 | 1380162 | NANOSONICS | TROPHON EPR | TROPHON EPR | WASHER/DECONTAMINATORS | 1144867-0-CAP |  | 47059-031 |  | 2017-10-15 | 34115 | WOMEN'S ULTRASOUND CLINIC | 2015-10-01 | USD | 8190 | Active | UNIVERSITY NEW MEXICO HOSPITAL
93591 | 1380176 | NANOSONICS | TROPHON EPR | TROPHON EPR | WASHER/DECONTAMINATORS | 1144867-0-CAP |  | 47084-028 | 2016-10-24 | 2017-10-15 | 34110 | WOMEN'S HEALTH CENTER | 2015-10-01 | USD | 8190 | Active | UNIVERSITY NEW MEXICO HOSPITAL
91962 | 1380116 | VASCULAR TECHNOLOGY INC | 108400 | 108400 | FLOWMETERS/ BLOOD/ ULTRASONIC |  |  | 10847-006 |  | 2017-06-15 | 15000 | OPERATING ROOM | 2015-09-29 | USD | 0.01 | Active | UNIVERSITY NEW MEXICO HOSPITAL
93496 | 1379923 | SIEMENS HEALTHCARE | ACUSON X700 | 555685 | SCANNING SYSTEMS/ULTRASONIC/DIAGNOSTIC (DI) | 1145358-0-CAP |  | 36046 | 2017-04-30 | 2017-10-15 | 71040 | CARDIAC CATH LAB | 2015-09-29 | USD | 50531 | Active | UNIVERSITY NEW MEXICO HOSPITAL
83206 | 1162587 | MEDELA INC | SYMPHONY | SYMPHONY | PUMPS/ BREAST | FOUND |  | 1382516 | 2016-10-17 | 2017-09-15 | 12520 | MOTHER & BABY UNIT (3-E) BBRP | 2015-09-28 | USD | 0 | Active | UNIVERSITY NEW MEXICO HOSPITAL
93572 | 1380157 | DRAEGER MEDICAL INC | VAPOR 2000 ISOFLURANE | VAPOR 2000 | ANESTHESIA UNIT VAPORIZERS | REPL ACN 67190 |  | ASDA-0164 | 2017-01-05 | 2018-01-15 | 15060 | ANESTHESIA - BBRP | 2015-09-28 | USD | 0.01 | Active | UNIVERSITY NEW MEXICO HOSPITAL
93041 | 1259028 | PHILIPS HEALTHCARE | V60 | V60 | VENTILATORS | 1129827-0-CAP |  | 100147793 | 2016-09-29 | 2017-09-15 | 71510 | PULMONARY SERVICES | 2015-09-26 | USD | 12570.04 | Active | UNIVERSITY NEW MEXICO HOSPITAL
93042 | 1259029 | PHILIPS HEALTHCARE | V60 | V60 | VENTILATORS | 1125245-0-CAP |  | 201014096 | 2016-09-07 | 2017-09-15 | 71510 | PULMONARY SERVICES | 2015-09-26 | USD | 12641.51 | Active | UNIVERSITY NEW MEXICO HOSPITAL
93497 | 1379924 | SONOSITE INC | S-CATH | S-CATH | SCANNING SYSTEMS/ ULTRASONIC/ PORTABLE | PO 2000898-0-CAP |  | WK38LC | 2016-09-30 | 2016-09-15 | 12430 | GENERAL PEDIATRICS UNIT | 2015-09-25 | USD | 19995 | Active | UNIVERSITY NEW MEXICO HOSPITAL
93571 | 1380156 | NELLCOR PURITAN BENNETT INC | PB 980 | 980 | VENTILATORS | 1088855-0-CAP |  | 35B1500372 | 2017-04-28 | 2017-09-15 | 71510 | PULMONARY SERVICES | 2015-09-25 | USD | 34008.57 | Active | UNIVERSITY NEW MEXICO HOSPITAL
93570 | 1380155 | NELLCOR PURITAN BENNETT INC | PB 980 | 980 | VENTILATORS | 1074078-0-CAP |  | 35B1500387 | 2017-03-01 | 2017-09-15 | 71510 | PULMONARY SERVICES | 2015-09-25 | USD | 32499.98 | Active | UNIVERSITY NEW MEXICO HOSPITAL
93569 | 1380154 | NELLCOR PURITAN BENNETT INC | PB 980 | 980 | VENTILATORS | 1074078-0-CAP |  | 35B1500385 | 2017-03-24 | 2017-09-15 | 71510 | PULMONARY SERVICES | 2015-09-25 | USD | 32499.98 | Active | UNIVERSITY NEW MEXICO HOSPITAL
93568 | 1380153 | NELLCOR PURITAN BENNETT INC | PB 980 | 980 | VENTILATORS | 1088855-0-CAP |  | 35B1500394 | 2017-03-28 | 2017-09-15 | 71510 | PULMONARY SERVICES | 2015-09-25 | USD | 34008.57 | Active | UNIVERSITY NEW MEXICO HOSPITAL
93498 | 1379925 | HOLOGIC INC | Trident | Trident | RADIOGRAPHIC UNITS/ SPECIMEN | PO-1140496-0-CAP |  | 85008150421 | 2016-09-30 | 2017-09-15 | 15000 | OPERATING ROOM | 2015-09-24 | USD | 84000 | Active | UNIVERSITY NEW MEXICO HOSPITAL
93650 | 1380225 | TYCO HEALTHCARE GROUP | GENIUS II | GENIUS II | THERMOMETERS/ ELECTRONIC/ INFRARED/ EAR | 303139 |  | N15505805 |  | 2017-06-15 | 12035 | UPC INPATIENT ADULT SERVICES | 2015-09-24 | USD | 150 | Active | UNIVERSITY NEW MEXICO HOSPITAL
93649 | 1380224 | NELLCOR PURITAN BENNETT INC | PB 980 | 980 | VENTILATORS | 1088855-0-CAP |  | 35B1500383 | 2017-03-24 | 2017-09-15 | 71510 | PULMONARY SERVICES | 2015-09-23 | USD | 34008.57 | Active | UNIVERSITY NEW MEXICO HOSPITAL
93648 | 1380223 | TYCO HEALTHCARE GROUP | GENIUS II | GENIUS II | THERMOMETERS/ ELECTRONIC/ INFRARED/ EAR | 1142621 |  | N15502158 |  | 2017-06-15 | 34655 | DERMATOLOGY CLINIC 1021 MED | 2015-09-22 | USD | 150 | Active | UNIVERSITY NEW MEXICO HOSPITAL
93647 | 1380222 | TYCO HEALTHCARE GROUP | GENIUS II | GENIUS II | THERMOMETERS/ ELECTRONIC/ INFRARED/ EAR | 1142621 |  | N15502046 |  | 2017-06-15 | 34655 | DERMATOLOGY CLINIC 1021 MED | 2015-09-22 | USD | 150 | Active | UNIVERSITY NEW MEXICO HOSPITAL
93646 | 1380221 | TYCO HEALTHCARE GROUP | GENIUS II | GENIUS II | THERMOMETERS/ ELECTRONIC/ INFRARED/ EAR | 1142621 |  | N15500063 |  | 2017-06-15 | 34655 | DERMATOLOGY CLINIC 1021 MED | 2015-09-22 | USD | 150 | Active | UNIVERSITY NEW MEXICO HOSPITAL
89045 | 1199376 | GE HEALTHCARE | MAC 5500 HD | MAC 5500 HD | ELECTROCARDIOGRAPHS/ MULTICHANNEL |  |  | SKJ14171342PA | 2016-10-17 | 2017-10-15 | 12210 | CORONARY CARE SUBACUTE | 2015-09-19 | USD |  | Active | UNIVERSITY NEW MEXICO HOSPITAL
93526 | 1380131 | OMEGA MEDICAL IMAGING INC | E-VIEW | E-VIEW | RADIOGRAPHIC/FLUOROSCOPIC UNITS | 1129873-0-CAP |  | 15-E0001 | 2016-09-30 | 2017-09-15 | 70020 | ENDOSCOPY CENTER | 2015-09-18 | USD | 486544 | Active | UNIVERSITY NEW MEXICO HOSPITAL
93453 | 1379998 | LW SCIENTIFIC INC | LW200 | LW200 | MICROSCOPES | UNM Credit Card |  | 1406279 | 2016-09-29 | 2017-09-15 | 34355 | DOIM-OUTPATIENT TREATMENT CTR | 2015-09-17 | USD | 4126.2 | Active | UNIVERSITY NEW MEXICO HOSPITAL
93644 | 1380212 | GE HEALTHCARE | SEER LIGHT EXTEND CONTROLLER | 2042685-007 | HOLTER MONITORING SYSTEMS | 1138731 |  | F9405A029 |  | 2017-06-15 | 71030 | HEART STATION | 2015-09-16 | USD | 1249.15 | Active | UNIVERSITY NEW MEXICO HOSPITAL
93643 | 1380211 | GE HEALTHCARE | SEER LIGHT EXTEND CONTROLLER | 2042685-007 | HOLTER MONITORING SYSTEMS | 1138731 |  | F9405A027 |  | 2017-06-15 | 71030 | HEART STATION | 2015-09-16 | USD | 1249.15 | Active | UNIVERSITY NEW MEXICO HOSPITAL
93642 | 1380210 | UNIVERSAL WEIGHT ENTERPRISE INC. | MII-3000 | MII-3000 | SCALES/ CLINICAL/ LABORATORY | 2000773 |  | U3897 | 2016-09-30 | 2017-09-15 | 12460 | PEDIATRIC ICU | 2015-09-16 | USD | 137.37 | Active | UNIVERSITY NEW MEXICO HOSPITAL
93657 | 1380226 | EXERGEN CORP | TAT-5000 | TAT-5000 | THERMOMETERS/ ELECTRONIC/ INFRARED | REPL ACN 91252 |  | A496003 |  | 2017-06-15 | 12340 | SURGICAL SPECIALITY UNIT (4-S) | 2015-09-15 | USD | 0 | Active | UNIVERSITY NEW MEXICO HOSPITAL
91297 | 1258924 | EXERGEN CORP | TAT-5000 | TAT-5000 | THERMOMETERS/ ELECTRONIC/ INFRARED | FOUND |  | A412096 |  | 2017-06-15 | 12230 | GEN MED/SAC (4-W) | 2015-09-15 | USD | 0 | Active | UNIVERSITY NEW MEXICO HOSPITAL
91961 | 1380115 | PHILIPS HEALTHCARE | BILICHEK | BILICHEK | BILIRUBINOMETERS | 1144071 |  | B10264 |  | 2017-06-15 | 32045 | SOUTHWEST MESA CLINIC | 2015-09-14 | USD | 4926.69 | Active | UNIVERSITY NEW MEXICO HOSPITAL
93567 | 1380152 | SSCOR INC | 2314B | 2314B | ASPIRATORS | 1134859 |  | N10098 | 2016-09-15 | 2017-09-15 | 72040 | I/P HEMODIALYSIS | 2015-09-14 | USD | 1135 | Active | UNIVERSITY NEW MEXICO HOSPITAL
93527 | 1380114 | STERIS CORP | SURGIGRAPHIC (6000) | SURGIGRAPHIC (6000) | TABLES/ IMAGING | 2000884-0-CAP |  | 0430109025 | 2017-04-28 | 2017-10-15 | 15005 | OPERATING ROOM - BBRP | 2015-09-11 | USD |  | Active | UNIVERSITY NEW MEXICO HOSPITAL
82942 | 1162388 | PRECOR INC | UBK 815 | UBK 815 | EXERCISERS/ BICYCLE | FOUND |  | A868K21110006 |  | 2016-09-15 | 34520 | ORTHOPEDICS CLINIC | 2015-09-10 | USD | 0.01 | Active | UNIVERSITY NEW MEXICO HOSPITAL
91408 | 1040647 | EXERGEN CORP | TAT-5000 | TAT-5000 | THERMOMETERS/ ELECTRONIC/ INFRARED | FOUND |  | A 413461 |  | 2017-06-15 | 12460 | PEDIATRIC ICU | 2015-09-10 | USD |  | Active | UNIVERSITY NEW MEXICO HOSPITAL
93508 | 1380141 | SONY CORP OF AMERICA | UP-DR80MD | UP-DR80MD | PRINTERS | 1146100 |  | 703355 |  | 2017-06-15 | 15000 | OPERATING ROOM | 2015-09-10 | USD | 2343.25 | Active | UNIVERSITY NEW MEXICO HOSPITAL
93509 | 1380140 | SONY CORP OF AMERICA | UP-DR80MD | UP-DR80MD | PRINTERS | 1146100 |  | 703430 |  | 2017-06-15 | 15000 | OPERATING ROOM | 2015-09-10 | USD | 2343.25 | Active | UNIVERSITY NEW MEXICO HOSPITAL
93689 | 1380260 | Barkey GmbH & Co. KG | PLASMATHERM | PLASMATHERM | PLASMA THAWERS | 1138853-0-CAP |  | 1110278 | 2017-01-27 | 2018-01-15 | 74070 | LAB - BLOOD BANK | 2015-09-09 | USD | 6195 | Active | UNIVERSITY NEW MEXICO HOSPITAL
93564 | 1380130 | MEDTRONIC INC | CRYOCATH | 10000-008-04 | CRYOSURGICAL UNITS | 1143154-0-CAP |  | 5M0020 | 2017-01-01 | 2018-01-15 | 71040 | CARDIAC CATH LAB | 2015-09-09 | USD | 175000 | Active | UNIVERSITY NEW MEXICO HOSPITAL
84914 | 1380129 | PRECISION MEDICAL INC | PM5300 | PM5300 | OXYGEN-AIR PROPORTIONERS | 2000346 |  | BL015561 | 2017-02-27 | 2018-02-15 | 12455 | NEWBORN ICU | 2015-09-01 | USD | 923.1 | Active | UNIVERSITY NEW MEXICO HOSPITAL
84913 | 1380128 | PRECISION MEDICAL INC | PM5300 | PM5300 | OXYGEN-AIR PROPORTIONERS | 2000346 |  | BL015527 | 2017-02-15 | 2018-02-15 | 12455 | NEWBORN ICU | 2015-09-01 | USD | 923.1 | Active | UNIVERSITY NEW MEXICO HOSPITAL
84912 | 1380127 | PRECISION MEDICAL INC | PM5300 | PM5300 | OXYGEN-AIR PROPORTIONERS | 2000346 |  | BL015577 | 2017-02-28 | 2018-02-15 | 12455 | NEWBORN ICU | 2015-09-01 | USD | 923.1 | Active | UNIVERSITY NEW MEXICO HOSPITAL
84911 | 1380126 | PRECISION MEDICAL INC | PM5300 | PM5300 | OXYGEN-AIR PROPORTIONERS | 2000346 |  | BL015544 | 2017-02-24 | 2018-02-15 | 12455 | NEWBORN ICU | 2015-09-01 | USD | 923.1 | Active | UNIVERSITY NEW MEXICO HOSPITAL
84910 | 1380125 | PRECISION MEDICAL INC | PM5300 | PM5300 | OXYGEN-AIR PROPORTIONERS | 2000346 |  | BL015500 | 2017-02-23 | 2018-02-15 | 12455 | NEWBORN ICU | 2015-09-01 | USD | 923.1 | Active | UNIVERSITY NEW MEXICO HOSPITAL
84909 | 1380124 | PRECISION MEDICAL INC | PM5300 | PM5300 | OXYGEN-AIR PROPORTIONERS | 2000346 |  | BL015532 | 2017-02-09 | 2018-02-15 | 12455 | NEWBORN ICU | 2015-09-01 | USD | 923.1 | Active | UNIVERSITY NEW MEXICO HOSPITAL
84908 | 1380123 | PRECISION MEDICAL INC | PM5300 | PM5300 | OXYGEN-AIR PROPORTIONERS | 2000346 |  | BL015557 | 2017-02-28 | 2018-02-15 | 12455 | NEWBORN ICU | 2015-09-01 | USD | 923.1 | Active | UNIVERSITY NEW MEXICO HOSPITAL
84907 | 1380122 | PRECISION MEDICAL INC | PM5300 | PM5300 | OXYGEN-AIR PROPORTIONERS | 2000346 |  | BL015563 | 2017-02-15 | 2018-02-15 | 12455 | NEWBORN ICU | 2015-09-01 | USD | 923.1 | Active | UNIVERSITY NEW MEXICO HOSPITAL
84905 | 1380121 | PRECISION MEDICAL INC | PM5300 | PM5300 | OXYGEN-AIR PROPORTIONERS | 2000346 |  | BL015581 | 2017-02-27 | 2018-02-15 | 12455 | NEWBORN ICU | 2015-09-01 | USD | 923.1 | Active | UNIVERSITY NEW MEXICO HOSPITAL
84904 | 1380120 | PRECISION MEDICAL INC | PM5300 | PM5300 | OXYGEN-AIR PROPORTIONERS | 2000346 |  | BL015504 | 2017-02-01 | 2018-02-15 | 12455 | NEWBORN ICU | 2015-09-01 | USD | 923.1 | Active | UNIVERSITY NEW MEXICO HOSPITAL
84916 | 1199255 | PRECISION MEDICAL INC | PM5300 | PM5300 | OXYGEN-AIR PROPORTIONERS | 2000346 |  | BL015533 | 2017-02-27 | 2018-02-15 | 12415 | INTERMEDIATE CARE NURSERY | 2015-09-01 | USD | 923.1 | Active | UNIVERSITY NEW MEXICO HOSPITAL
84915 | 1199254 | PRECISION MEDICAL INC | PM5300 | PM5300 | OXYGEN-AIR PROPORTIONERS | 2000346 |  | BL015523 | 2017-02-28 | 2018-02-15 | 12415 | INTERMEDIATE CARE NURSERY | 2015-09-01 | USD | 923.1 | Active | UNIVERSITY NEW MEXICO HOSPITAL
93157 | 1379864 | GE HEALTHCARE | SEER LIGHT CONTROLLER | SEER LIGHT CONTROLLE | HOLTER MONITORING SYSTEMS | 1138602 |  | P8411335C |  | 2016-08-15 | 71030 | HEART STATION | 2015-08-31 | USD |  | Active | UNIVERSITY NEW MEXICO HOSPITAL
93156 | 1379863 | GE HEALTHCARE | SEER LIGHT CONTROLLER | SEER LIGHT CONTROLLE | HOLTER MONITORING SYSTEMS | 1138602 |  | E8306F348 |  | 2016-08-15 | 71030 | HEART STATION | 2015-08-31 | USD |  | Active | UNIVERSITY NEW MEXICO HOSPITAL
93155 | 1379862 | GE HEALTHCARE | SEER LIGHT CONTROLLER | SEER LIGHT CONTROLLE | HOLTER MONITORING SYSTEMS | 1138602 |  | E84045A42 |  | 2016-08-15 | 71030 | HEART STATION | 2015-08-31 | USD |  | Active | UNIVERSITY NEW MEXICO HOSPITAL
93154 | 1379861 | GE HEALTHCARE | SEER LIGHT CONTROLLER | SEER LIGHT CONTROLLE | HOLTER MONITORING SYSTEMS | 1138602 |  | P8411332C |  | 2016-08-15 | 71030 | HEART STATION | 2015-08-31 | USD |  | Active | UNIVERSITY NEW MEXICO HOSPITAL
93153 | 1379860 | GE HEALTHCARE | SEER LIGHT CONTROLLER | SEER LIGHT CONTROLLE | HOLTER MONITORING SYSTEMS | 1138602 |  | P8405649B |  | 2016-08-15 | 71030 | HEART STATION | 2015-08-31 | USD |  | Active | UNIVERSITY NEW MEXICO HOSPITAL
93152 | 1379859 | GE HEALTHCARE | SEER LIGHT CONTROLLER | SEER LIGHT CONTROLLE | HOLTER MONITORING SYSTEMS | 1138602 |  | P8411336C |  | 2016-08-15 | 71030 | HEART STATION | 2015-08-31 | USD |  | Active | UNIVERSITY NEW MEXICO HOSPITAL
93151 | 1379858 | GE HEALTHCARE | SEER LIGHT CONTROLLER | SEER LIGHT CONTROLLE | HOLTER MONITORING SYSTEMS | 1138602 |  | E84045A44 |  | 2016-08-15 | 71030 | HEART STATION | 2015-08-31 | USD |  | Active | UNIVERSITY NEW MEXICO HOSPITAL
93150 | 1379857 | GE HEALTHCARE | SEER LIGHT CONTROLLER | SEER LIGHT CONTROLLE | HOLTER MONITORING SYSTEMS | 1138602 |  | P84805646B |  | 2016-08-15 | 71030 | HEART STATION | 2015-08-31 | USD |  | Active | UNIVERSITY NEW MEXICO HOSPITAL
93149 | 1379856 | CARDIOMEMS INC | CARDIOMEMS | EMS5001 | MONITORING SYSTEMS/PHYSIOLOGIC/CARDIAC CATH | 1143737 |  | M150704397 | 2017-01-19 | 2017-01-15 | 71040 | CARDIAC CATH LAB | 2015-08-28 | USD | 4950 | Active | UNIVERSITY NEW MEXICO HOSPITAL
93148 | 1379855 | CARDIOMEMS INC | CARDIOMEMS | EMS5001 | MONITORING SYSTEMS/PHYSIOLOGIC/CARDIAC CATH | 1143737 |  | M150704401 | 2017-01-20 | 2017-01-15 | 71040 | CARDIAC CATH LAB | 2015-08-28 | USD | 4950 | Active | UNIVERSITY NEW MEXICO HOSPITAL
93522 | 1380066 | EXERGEN CORP | TAT-5000 | TAT-5000 | THERMOMETERS/ ELECTRONIC/ INFRARED | REPL ACN 64365 |  | A493473 |  | 2017-06-15 | 12430 | GENERAL PEDIATRICS UNIT | 2015-08-25 | USD | 0 | Active | UNIVERSITY NEW MEXICO HOSPITAL
93521 | 1380065 | EXERGEN CORP | TAT-5000 | TAT-5000 | THERMOMETERS/ ELECTRONIC/ INFRARED | REPL ACN 83040 |  | A486240 |  | 2017-06-15 | 12350 | CRC/CTC (5-E) | 2015-08-25 | USD | 0 | Active | UNIVERSITY NEW MEXICO HOSPITAL
93552 | 1380112 | BIODEX MEDICAL SYSTEMS INC | 058-720 | 058-720 | TABLES/ IMAGING | 1142281-0-CAP |  | 15083067 | 2017-01-09 | 2017-07-15 | 75050 | RADIOLOGY - ULTRASOUND | 2015-08-25 | USD | 7165 | Active | UNIVERSITY NEW MEXICO HOSPITAL
93551 | 1380111 | BIODEX MEDICAL SYSTEMS INC | 058-720 | 058-720 | TABLES/ IMAGING | 1142281-0-CAP |  | 15083065 | 2017-01-31 | 2017-07-15 | 75050 | RADIOLOGY - ULTRASOUND | 2015-08-25 | USD | 7165 | Active | UNIVERSITY NEW MEXICO HOSPITAL
93047 | 1380100 | 3M HEALTH CARE | BAIR HUGGER | 775 | WARMING UNITS/ PATIENT/ FORCED-AIR | REPL ACN 62081 |  | 78073 | 2017-06-16 | 2017-12-15 | 15000 | OPERATING ROOM | 2015-08-24 | USD | 0.01 | Active | UNIVERSITY NEW MEXICO HOSPITAL
93563 | 1380109 | FISHER & PAYKEL HEALTHCARE INC | AIRVO 2 | PT101US | HUMIDIFIERS |  |  | 150105009564 |  | 2016-08-15 | 71510 | PULMONARY SERVICES | 2015-08-24 | USD |  | Active | UNIVERSITY NEW MEXICO HOSPITAL
93562 | 1380108 | FISHER & PAYKEL HEALTHCARE INC | AIRVO 2 | PT101US | HUMIDIFIERS |  |  | 150105009603 |  | 2016-08-15 | 12120 | MEDICAL/CARDIAC ICU | 2015-08-24 | USD |  | Active | UNIVERSITY NEW MEXICO HOSPITAL
93560 | 1380106 | FISHER & PAYKEL HEALTHCARE INC | AIRVO 2 | PT101US | HUMIDIFIERS |  |  | 150105009560 |  | 2016-08-15 | 71510 | PULMONARY SERVICES | 2015-08-24 | USD |  | Active | UNIVERSITY NEW MEXICO HOSPITAL
93557 | 1380103 | FISHER & PAYKEL HEALTHCARE INC | AIRVO 2 | PT101US | HUMIDIFIERS |  |  | 150105009600 |  | 2016-08-15 | 71510 | PULMONARY SERVICES | 2015-08-24 | USD |  | Active | UNIVERSITY NEW MEXICO HOSPITAL
93556 | 1380102 | FISHER & PAYKEL HEALTHCARE INC | AIRVO 2 | PT101US | HUMIDIFIERS |  |  | 150112009903 |  | 2016-08-15 | 71510 | PULMONARY SERVICES | 2015-08-24 | USD |  | Active | UNIVERSITY NEW MEXICO HOSPITAL
93555 | 1380110 | FISHER & PAYKEL HEALTHCARE INC | AIRVO 2 | PT101US | HUMIDIFIERS |  |  | 150112009895 |  | 2016-08-15 | 71510 | PULMONARY SERVICES | 2015-08-24 | USD |  | Active | UNIVERSITY NEW MEXICO HOSPITAL
93554 | 1380101 | FISHER & PAYKEL HEALTHCARE INC | AIRVO 2 | PT101US | HUMIDIFIERS |  |  | 150105009555 |  | 2016-08-15 | 71510 | PULMONARY SERVICES | 2015-08-24 | USD |  | Active | UNIVERSITY NEW MEXICO HOSPITAL
93487 | 1380063 | ROCHE DIAGNOSTIC SYSTEMS INC | COAGUCHEK XS PLUS | COAGUCHEK XS PLUS | ANALYZERS/ POINT-OF-CARE/ WHOLE BLOOD/ COAGULATION | REPL SN. UQ0054638 |  | UQ0115689 |  | 2017-06-15 | 34030 | ANTICOAGULATION SERVICES | 2015-08-20 | USD | 0 | Active | UNIVERSITY NEW MEXICO HOSPITAL
93576 | 1380160 | HOLOGIC INC | SELENIA | 531518 | RADIOGRAPHIC SYSTEMS/ DIGITAL/ MAMMOGRAPHIC | 1134681-0-CAP |  | 81008155221 | 2016-09-22 | 2017-03-15 | 75105 | OSIS MAMMOGRAPHY | 2015-08-17 | USD | 385000 | Active | UNIVERSITY NEW MEXICO HOSPITAL
93147 | 1379854 | 3M HEALTH CARE | BAIR HUGGER | 750 | WARMING UNITS/ PATIENT/ FORCED-AIR | REPL ACN 79088 |  | 43945 | 2017-06-08 | 2017-12-15 | 15055 | ANESTHESIA | 2015-08-13 | USD | 0.01 | Active | UNIVERSITY NEW MEXICO HOSPITAL
93544 | 1380093 | UNIVERSAL WEIGHT ENTERPRISE INC. | MII-6000 | MII-6000 | SCALES/ CLINICAL/ LABORATORY | 2000773 |  | U6691 | 2017-03-23 | 2018-04-15 | 12460 | PEDIATRIC ICU | 2015-08-12 | USD | 137.37 | Active | UNIVERSITY NEW MEXICO HOSPITAL
93550 | 1380099 | UNIVERSAL WEIGHT ENTERPRISE INC. | MII-3000 | MII-3000 | SCALES/ CLINICAL/ LABORATORY | 2000773 |  | U6688 | 2017-04-06 | 2018-04-15 | 12460 | PEDIATRIC ICU | 2015-08-12 | USD | 137.37 | Active | UNIVERSITY NEW MEXICO HOSPITAL
93549 | 1380098 | UNIVERSAL WEIGHT ENTERPRISE INC. | MII-3000 | MII-3000 | SCALES/ CLINICAL/ LABORATORY | 2000773 |  | U6694 | 2017-04-11 | 2018-04-15 | 12460 | PEDIATRIC ICU | 2015-08-12 | USD | 137.37 | Active | UNIVERSITY NEW MEXICO HOSPITAL
93548 | 1380097 | UNIVERSAL WEIGHT ENTERPRISE INC. | MII-3000 | MII-3000 | SCALES/ CLINICAL/ LABORATORY | 2000773 |  | U6693 | 2017-04-06 | 2018-04-15 | 12460 | PEDIATRIC ICU | 2015-08-12 | USD | 137.37 | Active | UNIVERSITY NEW MEXICO HOSPITAL
93547 | 1380096 | UNIVERSAL WEIGHT ENTERPRISE INC. | MII-3000 | MII-3000 | SCALES/ CLINICAL/ LABORATORY | 2000773 |  | U6700 | 2017-04-06 | 2018-04-15 | 12460 | PEDIATRIC ICU | 2015-08-12 | USD | 137.37 | Active | UNIVERSITY NEW MEXICO HOSPITAL
93546 | 1380095 | UNIVERSAL WEIGHT ENTERPRISE INC. | MII-3000 | MII-3000 | SCALES/ CLINICAL/ LABORATORY | 2000773 |  | U6695 | 2017-04-06 | 2018-04-15 | 12460 | PEDIATRIC ICU | 2015-08-12 | USD | 137.37 | Active | UNIVERSITY NEW MEXICO HOSPITAL
93545 | 1380094 | UNIVERSAL WEIGHT ENTERPRISE INC. | MII-3000 | MII-3000 | SCALES/ CLINICAL/ LABORATORY | 2000773 |  | U6698 | 2017-04-17 | 2018-04-15 | 12460 | PEDIATRIC ICU | 2015-08-12 | USD | 137.37 | Active | UNIVERSITY NEW MEXICO HOSPITAL
93543 | 1380092 | UNIVERSAL WEIGHT ENTERPRISE INC. | MII-3000 | MII-3000 | SCALES/ CLINICAL/ LABORATORY | 2000773 |  | U6689 | 2017-04-17 | 2018-04-15 | 12460 | PEDIATRIC ICU | 2015-08-12 | USD | 137.37 | Active | UNIVERSITY NEW MEXICO HOSPITAL
93542 | 1380091 | UNIVERSAL WEIGHT ENTERPRISE INC. | MII-3000 | MII-3000 | SCALES/ CLINICAL/ LABORATORY | 2000773 |  | U6684 | 2017-04-11 | 2018-04-15 | 12460 | PEDIATRIC ICU | 2015-08-12 | USD | 137.37 | Active | UNIVERSITY NEW MEXICO HOSPITAL
93541 | 1380090 | UNIVERSAL WEIGHT ENTERPRISE INC. | MII-3000 | MII-3000 | SCALES/ CLINICAL/ LABORATORY | 2000773 |  | U6687 | 2016-08-29 | 2017-04-15 | 12460 | PEDIATRIC ICU | 2015-08-12 | USD | 137.37 | Active | UNIVERSITY NEW MEXICO HOSPITAL
93540 | 1380089 | UNIVERSAL WEIGHT ENTERPRISE INC. | MII-3000 | MII-3000 | SCALES/ CLINICAL/ LABORATORY | 2000773 |  | U6697 | 2017-04-01 | 2017-08-15 | 12460 | PEDIATRIC ICU | 2015-08-12 | USD | 137.37 | Active | UNIVERSITY NEW MEXICO HOSPITAL
93539 | 1380088 | UNIVERSAL WEIGHT ENTERPRISE INC. | MII-3000 | MII-3000 | SCALES/ CLINICAL/ LABORATORY | 2000773 |  | U6685 | 2017-04-06 | 2018-04-15 | 12460 | PEDIATRIC ICU | 2015-08-12 | USD | 137.37 | Active | UNIVERSITY NEW MEXICO HOSPITAL
93538 | 1380087 | UNIVERSAL WEIGHT ENTERPRISE INC. | MII-3000 | MII-3000 | SCALES/ CLINICAL/ LABORATORY | 2000773 |  | U6683 | 2017-04-17 | 2018-04-15 | 12460 | PEDIATRIC ICU | 2015-08-12 | USD | 137.37 | Active | UNIVERSITY NEW MEXICO HOSPITAL
93537 | 1380086 | UNIVERSAL WEIGHT ENTERPRISE INC. | MII-3000 | MII-3000 | SCALES/ CLINICAL/ LABORATORY | 2000773 |  | U6686 | 2017-04-19 | 2018-04-15 | 12460 | PEDIATRIC ICU | 2015-08-12 | USD | 137.37 | Active | UNIVERSITY NEW MEXICO HOSPITAL
93536 | 1380085 | UNIVERSAL WEIGHT ENTERPRISE INC. | MII-3000 | MII-3000 | SCALES/ CLINICAL/ LABORATORY | 2000773 |  | U6696 | 2017-04-06 | 2018-04-15 | 12460 | PEDIATRIC ICU | 2015-08-12 | USD | 137.37 | Active | UNIVERSITY NEW MEXICO HOSPITAL
93535 | 1380084 | UNIVERSAL WEIGHT ENTERPRISE INC. | MII-3000 | MII-3000 | SCALES/ CLINICAL/ LABORATORY | 2000773 |  | U3201 | 2017-05-05 | 2018-04-15 | 12460 | PEDIATRIC ICU | 2015-08-12 | USD | 137.37 | Active | UNIVERSITY NEW MEXICO HOSPITAL
93534 | 1380083 | UNIVERSAL WEIGHT ENTERPRISE INC. | MII-3000 | MII-3000 | SCALES/ CLINICAL/ LABORATORY | 2000773 |  | U6682 | 2017-05-05 | 2018-04-15 | 12460 | PEDIATRIC ICU | 2015-08-12 | USD | 137.37 | Active | UNIVERSITY NEW MEXICO HOSPITAL
93533 | 1380082 | UNIVERSAL WEIGHT ENTERPRISE INC. | MII-3000 | MII-3000 | SCALES/ CLINICAL/ LABORATORY | 2000773 |  | U6690 | 2017-04-11 | 2018-04-15 | 12460 | PEDIATRIC ICU | 2015-08-12 | USD | 137.37 | Active | UNIVERSITY NEW MEXICO HOSPITAL
93532 | 1380081 | UNIVERSAL WEIGHT ENTERPRISE INC. | MII-3000 | MII-3000 | SCALES/ CLINICAL/ LABORATORY | 2000773 |  | U6681 | 2017-04-11 | 2018-04-15 | 12460 | PEDIATRIC ICU | 2015-08-12 | USD | 137.37 | Active | UNIVERSITY NEW MEXICO HOSPITAL
91866 | 1379928 | SONOSITE INC | X-PORTE | P19220-55 | SCANNING SYSTEMS/ ULTRASONIC/ PORTABLE | 1140828-0-CAP |  | 041X1J | 2015-08-12 | 2015-08-15 | 21015 | ED-NORTH | 2015-08-12 | USD | 52750 | Active | UNIVERSITY NEW MEXICO HOSPITAL
93503 | 1380076 | PORTER INSTRUMENT CO INC | NITRONOX | NITRONOX | ANALGESIA UNITS | 1140339 |  | NXHD1079 |  | 2016-08-15 | 12000 | LABOR AND DELIVERY | 2015-08-11 | USD | 4736.7 | Active | UNIVERSITY NEW MEXICO HOSPITAL
93502 | 1380075 | PORTER INSTRUMENT CO INC | NITRONOX | NITRONOX | ANALGESIA UNITS | 1140339 |  | NXHD1078 |  | 2016-08-15 | 12000 | LABOR AND DELIVERY | 2015-08-11 | USD | 4736.7 | Active | UNIVERSITY NEW MEXICO HOSPITAL
91865 | 1379927 | SONOSITE INC | X-PORTE | P19220-55 | SCANNING SYSTEMS/ ULTRASONIC/ PORTABLE | 1140242-0-CAP |  | 041X1W | 2015-08-11 | 2015-08-15 | 21015 | ED-NORTH | 2015-08-11 | USD | 52750 | Active | UNIVERSITY NEW MEXICO HOSPITAL
91864 | 1379926 | SONOSITE INC | X-PORTE | P19220-55 | SCANNING SYSTEMS/ ULTRASONIC/ PORTABLE | 2000865-0-CAP |  | 041X1M | 2015-08-11 | 2015-08-15 | 12460 | PEDIATRIC ICU | 2015-08-11 | USD | 522750 | Active | UNIVERSITY NEW MEXICO HOSPITAL
93566 | 1380151 | REVCO SCIENTIFIC (THERMO FISHER SCI) | EXF40086A | 8928 | FREEZERS/ LABORATORY | 1143156-0-CAP |  | 300036074 | 2017-01-01 | 2018-01-15 | 74070 | LAB - BLOOD BANK | 2015-08-11 | USD | 12846.05 | Active | UNIVERSITY NEW MEXICO HOSPITAL
93507 | 1380080 | WELCH ALLYN INC | SURETEMP PLUS (690) | SURETEMP PLUS (690) | THERMOMETERS/ ELECTRONIC | 1139126 |  | 15290027 |  | 2017-06-15 | 12510 | WOMEN'S SPECIAL CARE | 2015-08-11 | USD | 168 | Active | UNIVERSITY NEW MEXICO HOSPITAL
93506 | 1380079 | WELCH ALLYN INC | SURETEMP PLUS (690) | SURETEMP PLUS (690) | THERMOMETERS/ ELECTRONIC | 1139126 |  | 15290029 |  | 2017-06-15 | 12510 | WOMEN'S SPECIAL CARE | 2015-08-11 | USD | 168 | Active | UNIVERSITY NEW MEXICO HOSPITAL
93505 | 1380078 | WELCH ALLYN INC | SURETEMP PLUS (690) | SURETEMP PLUS (690) | THERMOMETERS/ ELECTRONIC | 1139126 |  | 15290024 |  | 2017-06-15 | 12510 | WOMEN'S SPECIAL CARE | 2015-08-11 | USD | 168 | Active | UNIVERSITY NEW MEXICO HOSPITAL
93504 | 1380077 | WELCH ALLYN INC | SURETEMP PLUS (690) | SURETEMP PLUS (690) | THERMOMETERS/ ELECTRONIC | 1139126 |  | 15290021 |  | 2017-06-15 | 12510 | WOMEN'S SPECIAL CARE | 2015-08-11 | USD | 168 | Active | UNIVERSITY NEW MEXICO HOSPITAL
93499 | 1380072 | MECTA CORP | SPECTRUM 5000Q | SPECTRUM 5000Q | STIMULATORS/ELECTRICAL/BRAIN/CONVULSIVE THERAPY | 1133215-0-CAP |  | 12666 | 2017-01-31 | 2018-01-15 | 12035 | UPC INPATIENT ADULT SERVICES | 2015-08-10 | USD | 19995 | Active | UNIVERSITY NEW MEXICO HOSPITAL
93501 | 1380074 | RestorTher | RT 300 | RT 300 | ERGOMETERS/ BICYCLE | 1082106 |  | A000-527-06-13485089 |  | 2016-08-15 | 12480 | CTH REHAB-ORTHO UNIT | 2015-08-10 | USD | 0 | Active | UNIVERSITY NEW MEXICO HOSPITAL
93500 | 1380073 | RestorTher | RT 300 | RT 300 | ERGOMETERS/ BICYCLE | 2000858-0-CAP |  | A001-392-01-14481064 | 2016-01-11 | 2016-01-15 | 12480 | CTH REHAB-ORTHO UNIT | 2015-08-10 | USD | 94266 | Active | UNIVERSITY NEW MEXICO HOSPITAL
93432 | 1380039 | STORZ ENDOSCOPY AMERICA INC | AIDA HD CONNECT | AIDA HD CONNECT | DIGITIZER/ RECORDER/ VIDEO | 1136957-0-CAP |  | SU609078-T | 2015-08-10 | 2015-08-15 | 15000 | OPERATING ROOM | 2015-08-10 | USD | 5000 | Active | UNIVERSITY NEW MEXICO HOSPITAL
93431 | 1380038 | STORZ ENDOSCOPY AMERICA INC | AIDA HD CONNECT | AIDA HD CONNECT | DIGITIZER/ RECORDER/ VIDEO | 1136957-0-CAP |  | SU609079-T | 2015-08-10 | 2015-08-15 | 15000 | OPERATING ROOM | 2015-08-10 | USD | 5000 | Active | UNIVERSITY NEW MEXICO HOSPITAL
93519 | 1380060 | INSTROMEDIX INC | KING OF HEARTS EXPRESS AF | LR080A-02 | RECORDERS/ ELECTRONIC STORAGE/ DATA | 1126543 |  | 3001668 |  | 2017-06-15 | 71030 | HEART STATION | 2015-08-10 | USD | 795 | Active | UNIVERSITY NEW MEXICO HOSPITAL
93518 | 1380059 | INSTROMEDIX INC | KING OF HEARTS EXPRESS AF | LR080A-02 | RECORDERS/ ELECTRONIC STORAGE/ DATA | 1126543 |  | 6903203 |  | 2017-06-15 | 71030 | HEART STATION | 2015-08-10 | USD | 795 | Active | UNIVERSITY NEW MEXICO HOSPITAL
93517 | 1380058 | INSTROMEDIX INC | KING OF HEARTS EXPRESS AF | LR080A-02 | RECORDERS/ ELECTRONIC STORAGE/ DATA | 1126543 |  | 6903189 |  | 2017-06-15 | 71030 | HEART STATION | 2015-08-10 | USD | 795 | Active | UNIVERSITY NEW MEXICO HOSPITAL
93515 | 1380056 | INSTROMEDIX INC | KING OF HEARTS EXPRESS AF | LR080A-02 | RECORDERS/ ELECTRONIC STORAGE/ DATA | 1126543 |  | 7777781 |  | 2017-06-15 | 71030 | HEART STATION | 2015-08-10 | USD | 795 | Active | UNIVERSITY NEW MEXICO HOSPITAL
93512 | 1380053 | INSTROMEDIX INC | KING OF HEARTS EXPRESS AF | LR080A-02 | RECORDERS/ ELECTRONIC STORAGE/ DATA | 1126543 |  | 6903186 |  | 2017-06-15 | 71030 | HEART STATION | 2015-08-10 | USD | 795 | Active | UNIVERSITY NEW MEXICO HOSPITAL
93511 | 1380052 | INSTROMEDIX INC | KING OF HEARTS EXPRESS AF | LR080A-02 | RECORDERS/ ELECTRONIC STORAGE/ DATA | 1126543 |  | 6903198 |  | 2017-06-15 | 71030 | HEART STATION | 2015-08-10 | USD | 795 | Active | UNIVERSITY NEW MEXICO HOSPITAL
93510 | 1380051 | INSTROMEDIX INC | KING OF HEARTS EXPRESS AF | LR080A-02 | RECORDERS/ ELECTRONIC STORAGE/ DATA | 1126543 |  | 6099856 |  | 2017-06-15 | 71030 | HEART STATION | 2015-08-10 | USD | 795 | Active | UNIVERSITY NEW MEXICO HOSPITAL
93514 | 1380055 | INSTROMEDIX INC | KING OF HEARTS EXPRESS AF | LR080A-02 | RECORDERS/ ELECTRONIC STORAGE/ DATA | 1126543 |  | 6903201 |  | 2017-06-15 | 71030 | HEART STATION | 2015-08-10 | USD | 795 | Active | UNIVERSITY NEW MEXICO HOSPITAL
91876 | 1379929 | SONOSITE INC | M-OB/GYN OFFICE | M-OB/GYN OFFICE | SCANNING SYSTEMS/ ULTRASONIC/ PORTABLE | 1141536--CAP |  | WK3BJ5 | 2016-01-07 | 2016-01-15 | 32025 | FAMILY PRACTICE CLINIC | 2015-08-07 | USD | 29995 | Active | UNIVERSITY NEW MEXICO HOSPITAL
93493 | 1380071 | CONCEPT2 INC | CONCEPT 2 MODEL C | 2711 - C | ROWING UNITS | 1137294 |  | 0730151-2711-430137922 | 2017-01-30 | 2018-01-15 | 71020 | CARDIAC REHAB | 2015-08-07 | USD | 1200 | Active | UNIVERSITY NEW MEXICO HOSPITAL
93466 | 1380011 | GE HEALTHCARE | CARESCAPE(V100) | CARESCAPE(V100) | MONITORING SYSTEMS/ PHYSIOLOGIC | 2000849 |  | SH615285838SA | 2017-01-05 | 2018-01-15 | 30030 | CTH OUTPATIENT CLINIC | 2015-08-05 | USD | 3221.46 | Active | UNIVERSITY NEW MEXICO HOSPITAL
93437 | 1379954 | MEDICAL GRAPHICS CORP | ULTIMA PFX | ULTIMA PFX | METABOLIC CARTS | 1161023-0-CAP |  | 251000016 | 2016-09-07 | 2017-09-15 | 71520 | PULMONARY DIAGNOSTICS | 2015-08-05 | USD | 81444.6 | Active | UNIVERSITY NEW MEXICO HOSPITAL
93436 | 1379953 | MEDICAL GRAPHICS CORP | ULTIMA PFX | ULTIMA PFX | METABOLIC CARTS | 1161023-0-CAP |  | 251000014 | 2016-09-07 | 2017-09-15 | 71520 | PULMONARY DIAGNOSTICS | 2015-08-05 | USD | 81444.6 | Active | UNIVERSITY NEW MEXICO HOSPITAL
93484 | 1380029 | INTERNATIONAL BIOMEDICAL INC | 10065 | 10065 | OXYGEN-AIR PROPORTIONERS | 2000787-0-CAP |  | B1502229 | 2017-02-28 | 2018-02-15 | 70800 | NEONATAL AMBULANCE | 2015-08-04 | USD |  | Active | UNIVERSITY NEW MEXICO HOSPITAL
93476 | 1380027 | INTERNATIONAL BIOMEDICAL INC | VOYAGER | VOYAGER | INCUBATORS/ INFANT/ TRANSPORT | 2000787-0-CAP |  | 731-1617 | 2017-02-01 | 2017-08-15 | 70800 | NEONATAL AMBULANCE | 2015-08-04 | USD |  | Active | UNIVERSITY NEW MEXICO HOSPITAL
93483 | 1380028 | BIO-MED DEVICES INC | CROSSVENT 2I+ | CROSSVENT 2I+ | VENTILATORS/ INTENSIVE CARE/ NEONATAL/PEDIATRIC | 2000787-0-CAP |  | 114815E2I | 2017-02-03 | 2018-02-15 | 70800 | NEONATAL AMBULANCE | 2015-08-04 | USD |  | Active | UNIVERSITY NEW MEXICO HOSPITAL
93491 | 1380043 | NELLCOR PURITAN BENNETT INC | PB 980 | 980 | VENTILATORS | 1088855-0-CAP |  | 35B1500316 | 2017-03-24 | 2017-09-15 | 71510 | PULMONARY SERVICES | 2015-08-04 | USD | 34008.57 | Active | UNIVERSITY NEW MEXICO HOSPITAL
93490 | 1380042 | NELLCOR PURITAN BENNETT INC | PB 980 | 980 | VENTILATORS | 1088855-0-CAP |  | 35B1500389 | 2017-03-24 | 2017-09-15 | 71510 | PULMONARY SERVICES | 2015-08-04 | USD | 34008.57 | Active | UNIVERSITY NEW MEXICO HOSPITAL
93489 | 1380041 | NELLCOR PURITAN BENNETT INC | PB 980 | 980 | VENTILATORS | 1088855-0-CAP |  | 35B1500380 | 2017-03-29 | 2017-09-15 | 71510 | PULMONARY SERVICES | 2015-08-04 | USD | 34008.57 | Active | UNIVERSITY NEW MEXICO HOSPITAL
93488 | 1380040 | NELLCOR PURITAN BENNETT INC | PB 980 | 980 | VENTILATORS | 1074078-0-CAP |  | 35B1500391 | 2017-03-29 | 2017-09-15 | 71510 | PULMONARY SERVICES | 2015-08-04 | USD | 32499.98 | Active | UNIVERSITY NEW MEXICO HOSPITAL
93435 | 1379952 | NELLCOR PURITAN BENNETT INC | PB 980 | 980 | VENTILATORS | 1074078-0-CAP |  | 35B1500365 | 2017-03-24 | 2017-09-15 | 71510 | PULMONARY SERVICES | 2015-08-04 | USD | 32499.98 | Active | UNIVERSITY NEW MEXICO HOSPITAL
93434 | 1379951 | NELLCOR PURITAN BENNETT INC | PB 980 | 980 | VENTILATORS | 1074078-0-CAP |  | 35B1500353 | 2017-05-01 | 2017-09-15 | 71510 | PULMONARY SERVICES | 2015-08-04 | USD | 32499.98 | Active | UNIVERSITY NEW MEXICO HOSPITAL
93482 | 1380025 | GE HEALTHCARE | DASH 5000 | DASH 5000 | MONITORING SYSTEMS/ PHYSIOLOGIC | 1140241-0-CAP |  | SHQ15303740SA | 2017-06-30 | 2018-06-15 | 15040 | PACU (RECOVERY ROOM 1) | 2015-08-03 | USD | 9974.24 | Active | UNIVERSITY NEW MEXICO HOSPITAL
93481 | 1380024 | GE HEALTHCARE | DASH 5000 | DASH 5000 | MONITORING SYSTEMS/ PHYSIOLOGIC | 1140241-0-CAP |  | SHQ15293717SA | 2017-06-08 | 2018-06-15 | 15040 | PACU (RECOVERY ROOM 1) | 2015-08-03 | USD | 9974.24 | Active | UNIVERSITY NEW MEXICO HOSPITAL
93480 | 1380023 | GE HEALTHCARE | DASH 5000 | DASH 5000 | MONITORING SYSTEMS/ PHYSIOLOGIC | 1140241-0-CAP |  | SHQ15303736SA | 2017-06-24 | 2018-06-15 | 15040 | PACU (RECOVERY ROOM 1) | 2015-08-03 | USD | 9974.24 | Active | UNIVERSITY NEW MEXICO HOSPITAL
93479 | 1380022 | GE HEALTHCARE | DASH 5000 | DASH 5000 | MONITORING SYSTEMS/ PHYSIOLOGIC | 1140241-0-CAP |  | SHQ15303735SA | 2017-06-24 | 2018-06-15 | 15040 | PACU (RECOVERY ROOM 1) | 2015-08-03 | USD | 9974.24 | Active | UNIVERSITY NEW MEXICO HOSPITAL
93478 | 1380021 | GE HEALTHCARE | DASH 5000 | DASH 5000 | MONITORING SYSTEMS/ PHYSIOLOGIC | 1140241-0-CAP |  | SHQ15303738SA | 2017-06-08 | 2018-06-15 | 15040 | PACU (RECOVERY ROOM 1) | 2015-08-03 | USD | 9974.24 | Active | UNIVERSITY NEW MEXICO HOSPITAL
93477 | 1380020 | GE HEALTHCARE | DASH 5000 | DASH 5000 | MONITORING SYSTEMS/ PHYSIOLOGIC | 1140241-0-CAP |  | SHQ15303739SA | 2017-06-07 | 2018-06-15 | 15040 | PACU (RECOVERY ROOM 1) | 2015-08-03 | USD | 9974.24 | Active | UNIVERSITY NEW MEXICO HOSPITAL
93475 | 1380026 | HILL-ROM INC | THE VEST (205) | THE VEST (205) | MUCUS CLEARANCE DEVICES | 1138261-0-CAP |  | 53-00563 | 2016-09-21 | 2017-09-15 | 71510 | PULMONARY SERVICES | 2015-08-03 | USD | 9250 | Active | UNIVERSITY NEW MEXICO HOSPITAL
93474 | 1380019 | HILL-ROM INC | THE VEST (205) | THE VEST (205) | MUCUS CLEARANCE DEVICES | 1138261-0-CAP |  | 53-00562 | 2016-09-08 | 2017-09-15 | 71510 | PULMONARY SERVICES | 2015-08-03 | USD | 9250 | Active | UNIVERSITY NEW MEXICO HOSPITAL
93473 | 1380018 | HILL-ROM INC | THE VEST (205) | THE VEST (205) | MUCUS CLEARANCE DEVICES | 1138261-0-CAP |  | 53-00517 | 2016-09-01 | 2017-09-15 | 71510 | PULMONARY SERVICES | 2015-08-03 | USD | 9250 | Active | UNIVERSITY NEW MEXICO HOSPITAL
93469 | 1380014 | GE HEALTHCARE | CARESCAPE(V100) | CARESCAPE(V100) | MONITORING SYSTEMS/ PHYSIOLOGIC | 2000849 |  | SH615285847SA | 2017-01-01 | 2018-01-15 | 30030 | CTH OUTPATIENT CLINIC | 2015-08-02 | USD | 3221.46 | Active | UNIVERSITY NEW MEXICO HOSPITAL
93465 | 1380010 | GE HEALTHCARE | CARESCAPE(V100) | CARESCAPE(V100) | MONITORING SYSTEMS/ PHYSIOLOGIC | 1129409 |  | SH615171199SA | 2017-07-13 | 2018-07-15 | 21015 | ED-NORTH | 2015-08-02 | USD | 3221.46 | Active | UNIVERSITY NEW MEXICO HOSPITAL
93464 | 1380009 | GE HEALTHCARE | CARESCAPE(V100) | CARESCAPE(V100) | MONITORING SYSTEMS/ PHYSIOLOGIC | 1129409 |  | SH615171335SA | 2017-07-17 | 2018-07-15 | 21015 | ED-NORTH | 2015-08-02 | USD | 3221.46 | Active | UNIVERSITY NEW MEXICO HOSPITAL
93462 | 1380007 | GE HEALTHCARE | CARESCAPE(V100) | CARESCAPE(V100) | MONITORING SYSTEMS/ PHYSIOLOGIC | 1129409 |  | SH615171209SA | 2017-07-14 | 2018-07-15 | 21015 | ED-NORTH | 2015-08-02 | USD | 3221.46 | Active | UNIVERSITY NEW MEXICO HOSPITAL
93461 | 1380006 | GE HEALTHCARE | CARESCAPE(V100) | CARESCAPE(V100) | MONITORING SYSTEMS/ PHYSIOLOGIC | 1129409 |  | SH615171204SA | 2017-07-13 | 2018-07-15 | 21015 | ED-NORTH | 2015-08-02 | USD | 3221.46 | Active | UNIVERSITY NEW MEXICO HOSPITAL
93468 | 1380013 | GE HEALTHCARE | CARESCAPE V100 | 2034803-005 | MONITORS/ PHYSIOLOGIC/ VITAL SIGNS | 2000849 |  | SH615171235SA | 2017-07-14 | 2018-07-15 | 21015 | ED-NORTH | 2015-08-02 | USD | 3221.46 | Active | UNIVERSITY NEW MEXICO HOSPITAL
93467 | 1380012 | GE HEALTHCARE | CARESCAPE V100 | 2034803-005 | MONITORS/ PHYSIOLOGIC/ VITAL SIGNS | 2000849 |  | SH615171212SA | 2016-07-20 | 2017-07-15 | 21015 | ED-NORTH | 2015-08-02 | USD | 3221.46 | Active | UNIVERSITY NEW MEXICO HOSPITAL
93463 | 1380008 | GE HEALTHCARE | CARESCAPE V100 | 2034803-005 | MONITORS/ PHYSIOLOGIC/ VITAL SIGNS | 1129409 |  | SH615171380SA | 2017-07-13 | 2018-07-15 | 21015 | ED-NORTH | 2015-08-02 | USD | 3221.46 | Active | UNIVERSITY NEW MEXICO HOSPITAL
93460 | 1380005 | GE HEALTHCARE | CARESCAPE V100 | 2034803-005 | MONITORS/ PHYSIOLOGIC/ VITAL SIGNS | 1129409 |  | SH615171203SA | 2017-07-17 | 2018-07-15 | 21015 | ED-NORTH | 2015-08-02 | USD | 3221.46 | Active | UNIVERSITY NEW MEXICO HOSPITAL
93459 | 1380004 | GE HEALTHCARE | CARESCAPE V100 | 2034803-005 | MONITORS/ PHYSIOLOGIC/ VITAL SIGNS | 1129409 |  | SH615285844SA |  | 2016-07-15 | 21015 | ED-NORTH | 2015-08-02 | USD | 3221.46 | Active | UNIVERSITY NEW MEXICO HOSPITAL
93458 | 1380003 | GE HEALTHCARE | CARESCAPE V100 | 2034803-005 | MONITORS/ PHYSIOLOGIC/ VITAL SIGNS | 1129409 |  | SH615171214SA | 2017-07-17 | 2018-07-15 | 21015 | ED-NORTH | 2015-08-02 | USD | 3221.46 | Active | UNIVERSITY NEW MEXICO HOSPITAL
93457 | 1380002 | GE HEALTHCARE | CARESCAPE V100 | 2034803-005 | MONITORS/ PHYSIOLOGIC/ VITAL SIGNS | 1129409 |  | SH615285845SA | 2017-01-01 | 2016-07-15 | 30030 | CTH OUTPATIENT CLINIC | 2015-08-02 | USD | 3221.46 | Active | UNIVERSITY NEW MEXICO HOSPITAL
93412 | 1379975 | ABBOTT | I-STAT 1 | I-STAT 1 | ANALYZERS/ POINT-OF-CARE/ WHOLE BLOOD/ GLUCOSE | REPL ACN 64802 |  | 326152 |  | 2017-06-15 | 70060 | FIXED WING TRANSPORT | 2015-07-31 | USD | 1075 | Active | UNIVERSITY NEW MEXICO HOSPITAL
93223 | 1379989 | KIMBERLY-CLARK | Arctic Sun | 100 | WARMING UNITS/ PATIENT/ CIRCULATING-FLUID | Exchange |  | 2056 | 2016-06-14 | 2017-06-15 | 15000 | OPERATING ROOM | 2015-07-28 | USD |  | Active | UNIVERSITY NEW MEXICO HOSPITAL
93046 | 1259033 | GE MEDICAL SYSTEMS INFORMATION TECHNOLOGIES MONITORING DIV | PRN-50M | PRN-50M | PRINTERS | 1129231-0-CAP |  | A1926720 |  | 2017-06-15 | 12320 | GENERAL MEDICINE (5-W) | 2015-07-24 | USD | 1505 | Active | UNIVERSITY NEW MEXICO HOSPITAL
93045 | 1259032 | POWERCOM | SMK-600A | SMK-600A | POWER SYSTEMS/ UNINTERRUPTIBLE | 1129231-0-CAP |  | 40050221406 |  | 2017-03-15 | 12320 | GENERAL MEDICINE (5-W) | 2015-07-24 | USD | 770 | Active | UNIVERSITY NEW MEXICO HOSPITAL
93411 | 1379972 | WELCH ALLYN INC | SURETEMP PLUS (690) | SURETEMP PLUS (690) | THERMOMETERS/ ELECTRONIC | FOUND |  | 13160617 |  | 2017-06-15 | Atrisco Heritage Center Clinic | Atrisco Heritage Center Clinic | 2015-07-24 | USD | 0.01 | Active | UNIVERSITY NEW MEXICO HOSPITAL
93445 | 1379991 | BAXTER HEALTHCARE CORP | HOME CHOICE PRO APD | HOME CHOICE PRO APD | PERITONEAL DIALYSIS UNITS | REPL ACN 89795 |  | 687487 |  | 2017-06-15 | 72040 | I/P HEMODIALYSIS | 2015-07-24 | USD | 0 | Active | UNIVERSITY NEW MEXICO HOSPITAL
93044 | 1259031 | GE HEALTHCARE | CIC PRO | CIC PRO | MONITORS/ CENTRAL STATION | 1129231-0-CAP |  | SDY15174616GA | 2016-09-15 | 2017-10-15 | 12320 | GENERAL MEDICINE (5-W) | 2015-07-24 | USD | 11130 | Active | UNIVERSITY NEW MEXICO HOSPITAL
93058 | 1379974 | PRECISION MEDICAL INC | PM65 | PM65 | ASPIRATORS | 2000702 |  | 066034 | 2017-01-26 | 2018-01-15 | 34150 | PEDIATRICS CLINIC | 2015-07-24 | USD | 437.75 | Active | UNIVERSITY NEW MEXICO HOSPITAL
93057 | 1379973 | PRECISION MEDICAL INC | PM65 | PM65 | ASPIRATORS | 2000702 |  | 066035 | 2017-01-26 | 2018-01-15 | 34150 | PEDIATRICS CLINIC | 2015-07-24 | USD | 437.75 | Active | UNIVERSITY NEW MEXICO HOSPITAL
93222 | 1379988 | ADVANCED STERILIZATION PRODUCTS A JOHNSON & JOHNSON CO | STERRAD 100NX | 10104 | STERILIZING UNITS/ PLASMA | 1131020-0-CAP |  | 1043141345 | 2017-05-01 | 2017-11-15 | 15010 | STERILE PROCESSING | 2015-07-23 | USD | 100000 | Active | UNIVERSITY NEW MEXICO HOSPITAL
93433 | 1379950 | INTOXIMETERS | Alco-Sensor FST | F-000224-01 | ANALYZERS/ POINT-OF-CARE/ BREATH/ ALCOHOL | FOUND |  | 096775 | 2007-01-01 | 2018-01-15 | 60400 | CPC ACUTE SERVICES | 2015-07-23 | USD |  | Reactivated | UNIVERSITY NEW MEXICO HOSPITAL
93221 | 1379987 | CSI | SIP-3000 | SIP-3000 | ASPIRATORS/ ENDOSCOPIC IRRIGATION |  |  | 132418 | 2017-01-01 | 2018-01-15 | 71040 | CARDIAC CATH LAB | 2015-07-22 | USD |  | Active | UNIVERSITY NEW MEXICO HOSPITAL
93215 | 1379981 | RENNCO INC | LS-18D | LS-18D | PACKAGE SEALERS | 1133621 |  | 515-181-7373 |  | 2017-06-15 | 15010 | STERILE PROCESSING | 2015-07-21 | USD | 1280 | Active | UNIVERSITY NEW MEXICO HOSPITAL
93218 | 1379984 | EDAN INSTRUMENTS INC | SONOTRAX | BASIC A | POCKET DOPPLER |  |  | 697-M15102600011 |  | 2017-06-15 | 70060 | FIXED WING TRANSPORT | 2015-07-21 | USD |  | Active | UNIVERSITY NEW MEXICO HOSPITAL
93220 | 1379986 | HUNTLEIGH HEALTHCARE LTD | FLEXI DOPPLEX | D930 | FETAL HEART DETECTORS/ ULTRASONIC | 1138926 |  | 930LX0105588-15 |  | 2017-06-15 | 12510 | WOMEN'S SPECIAL CARE | 2015-07-21 | USD | 426.37 | Active | UNIVERSITY NEW MEXICO HOSPITAL
93219 | 1379985 | HUNTLEIGH HEALTHCARE LTD | FLEXI DOPPLEX | D930 | FETAL HEART DETECTORS/ ULTRASONIC | 1138926 |  | 930LX0105583-15 |  | 2017-06-15 | 12510 | WOMEN'S SPECIAL CARE | 2015-07-21 | USD | 426.37 | Active | UNIVERSITY NEW MEXICO HOSPITAL
83800 | 1163290 | SSCOR INC | S-SCORT NEW-DUET | 2314 | ASPIRATORS | Found |  | M10251 | 2017-01-19 | 2018-01-15 | 95700 | CLINICAL ENGINEERING | 2015-07-20 | USD |  | Active | UNIVERSITY NEW MEXICO HOSPITAL
93055 | 1379970 | SCI FIT (SINTIES SCIENITFIC INC) | SXT7000 | SXT7000 | EXERCISERS | 1167178 |  | 970-009643 |  | 2017-06-15 | 71020 | CARDIAC REHAB | 2015-07-17 | USD | 4256.5 | Active | UNIVERSITY NEW MEXICO HOSPITAL
93056 | 1379971 | SCIFIT | SCIFIT PRO 2 | SCIFIT PRO 2 | EXERCISERS/ BICYCLE | 1118124 |  | 660-016694 |  | 2017-06-15 | 71020 | CARDIAC REHAB | 2015-07-17 | USD | 4163.5 | Active | UNIVERSITY NEW MEXICO HOSPITAL
93214 | 1379980 | MEDELA INC | Waterless Milk Warmer | 87115 | WARMING UNITS | REPL ACN 84760 |  | 1431546 | 2017-02-10 | 2018-02-15 | 12455 | NEWBORN ICU | 2015-07-16 | USD |  | Active | UNIVERSITY NEW MEXICO HOSPITAL
93054 | 1379969 | EXERGEN CORP | TAT-5000 | TAT-5000 | THERMOMETERS/ ELECTRONIC/ INFRARED | 1136109 |  | A470083 |  | 2017-06-15 | 12410 | PEDIATRIC SPECIALTY CARE | 2015-07-16 | USD | 316 | Active | UNIVERSITY NEW MEXICO HOSPITAL
93053 | 1379968 | EXERGEN CORP | TAT-5000 | TAT-5000 | THERMOMETERS/ ELECTRONIC/ INFRARED | 1136109 |  | A467096 |  | 2017-06-15 | 12410 | PEDIATRIC SPECIALTY CARE | 2015-07-16 | USD | 316 | Active | UNIVERSITY NEW MEXICO HOSPITAL
91863 | 1040942 | FUJIFILM MEDICAL SYSTEMS USA | M-TURBO | 555221 | SCANNING SYSTEMS/ ULTRASONIC/ PORTABLE |  |  | WK32T9 | 2016-07-15 | 2016-07-15 | 30080 | NORTH VALLEY CLINIC | 2015-07-15 | USD | 61522.8 | Active | UNIVERSITY NEW MEXICO HOSPITAL
93444 | 1379990 | SIEMENS MEDICAL SYSTEMS INC | SOMATOM DEFINITION AS 20 | SOMATOM DEFINITION AS 20 | SCANNING SYSTEMS/ COMPUTED TOMOGRAPHY | 1113431-0-CAP |  | 95549 | 2017-01-31 | 2017-07-15 | 75010 | RADIOLOGY - CT SCAN | 2015-07-14 | USD | 682351 | Active | UNIVERSITY NEW MEXICO HOSPITAL
93406 | 1379962 | VAPOTHERM INC | PRECISION FLOW | PRECISION FLOW | HUMIDIFIERS/ HEATED | 1139101 |  | PF00022213-E | 2016-12-01 | 2017-12-15 | 70060 | FIXED WING TRANSPORT | 2015-07-14 | USD | 3500 | Active | UNIVERSITY NEW MEXICO HOSPITAL
93405 | 1379961 | VAPOTHERM INC | PRECISION FLOW | PRECISION FLOW | HUMIDIFIERS/ HEATED | 1139101 |  | PF00022217-E | 2016-12-01 | 2017-12-15 | 70060 | FIXED WING TRANSPORT | 2015-07-14 | USD | 3500 | Active | UNIVERSITY NEW MEXICO HOSPITAL
93087 | 1379901 | EXERGEN CORP | TAT-5000 | TAT-5000 | THERMOMETERS/ ELECTRONIC/ INFRARED | 1136925 |  | A468028 |  | 2017-06-15 | 34150 | PEDIATRICS CLINIC | 2015-07-14 | USD | 316 | Active | UNIVERSITY NEW MEXICO HOSPITAL
93086 | 1379900 | EXERGEN CORP | TAT-5000 | TAT-5000 | THERMOMETERS/ ELECTRONIC/ INFRARED | 1136925 |  | A475727 |  | 2017-06-15 | 34150 | PEDIATRICS CLINIC | 2015-07-14 | USD | 316 | Active | UNIVERSITY NEW MEXICO HOSPITAL
93085 | 1379899 | EXERGEN CORP | TAT-5000 | TAT-5000 | THERMOMETERS/ ELECTRONIC/ INFRARED | 1136925 |  | A475726 |  | 2017-06-15 | 34150 | PEDIATRICS CLINIC | 2015-07-14 | USD | 316 | Active | UNIVERSITY NEW MEXICO HOSPITAL
93404 | 1379909 | EXERGEN CORP | TAT-5000 | TAT-5000 | THERMOMETERS/ ELECTRONIC/ INFRARED | 2000843 |  | A472679 |  | 2017-06-15 | 12430 | GENERAL PEDIATRICS UNIT | 2015-07-14 | USD | 316 | Active | UNIVERSITY NEW MEXICO HOSPITAL
93403 | 1379908 | EXERGEN CORP | TAT-5000 | TAT-5000 | THERMOMETERS/ ELECTRONIC/ INFRARED | 2000843 |  | A459748 |  | 2017-06-15 | 12430 | GENERAL PEDIATRICS UNIT | 2015-07-14 | USD | 316 | Active | UNIVERSITY NEW MEXICO HOSPITAL
93402 | 1379907 | EXERGEN CORP | TAT-5000 | TAT-5000 | THERMOMETERS/ ELECTRONIC/ INFRARED | 2000843 |  | A459755 |  | 2017-06-15 | 12430 | GENERAL PEDIATRICS UNIT | 2015-07-14 | USD | 316 | Active | UNIVERSITY NEW MEXICO HOSPITAL
93401 | 1379906 | EXERGEN CORP | TAT-5000 | TAT-5000 | THERMOMETERS/ ELECTRONIC/ INFRARED | 2000843 |  | A465827 |  | 2017-06-15 | 12430 | GENERAL PEDIATRICS UNIT | 2015-07-14 | USD | 316 | Active | UNIVERSITY NEW MEXICO HOSPITAL
93090 | 1379904 | EXERGEN CORP | TAT-5000 | TAT-5000 | THERMOMETERS/ ELECTRONIC/ INFRARED | 2000843 |  | A472576 |  | 2017-06-15 | 12430 | GENERAL PEDIATRICS UNIT | 2015-07-14 | USD | 316 | Active | UNIVERSITY NEW MEXICO HOSPITAL
93089 | 1379903 | EXERGEN CORP | TAT-5000 | TAT-5000 | THERMOMETERS/ ELECTRONIC/ INFRARED | 2000843 |  | A475586 |  | 2017-06-15 | 12430 | GENERAL PEDIATRICS UNIT | 2015-07-14 | USD | 316 | Active | UNIVERSITY NEW MEXICO HOSPITAL
93088 | 1379902 | EXERGEN CORP | TAT-5000 | TAT-5000 | THERMOMETERS/ ELECTRONIC/ INFRARED | 2000843 |  | A470221 |  | 2017-06-15 | 12430 | GENERAL PEDIATRICS UNIT | 2015-07-14 | USD | 316 | Active | UNIVERSITY NEW MEXICO HOSPITAL
93410 | 1379966 | EXERGEN CORP | TAT-5000 | TAT-5000 | THERMOMETERS/ ELECTRONIC/ INFRARED | 2000830 |  | A478774 |  | 2017-06-15 | 30030 | CTH OUTPATIENT CLINIC | 2015-07-14 | USD | 316 | Active | UNIVERSITY NEW MEXICO HOSPITAL
93409 | 1379965 | EXERGEN CORP | TAT-5000 | TAT-5000 | THERMOMETERS/ ELECTRONIC/ INFRARED | 2000830 |  | A478796 |  | 2017-06-15 | 30030 | CTH OUTPATIENT CLINIC | 2015-07-14 | USD | 316 | Active | UNIVERSITY NEW MEXICO HOSPITAL
93408 | 1379964 | EXERGEN CORP | TAT-5000 | TAT-5000 | THERMOMETERS/ ELECTRONIC/ INFRARED | 2000830 |  | A476097 |  | 2017-06-15 | 30030 | CTH OUTPATIENT CLINIC | 2015-07-14 | USD | 316 | Active | UNIVERSITY NEW MEXICO HOSPITAL
93407 | 1379963 | EXERGEN CORP | TAT-5000 | TAT-5000 | THERMOMETERS/ ELECTRONIC/ INFRARED | 2000830 |  | A476040 |  | 2017-06-15 | 30030 | CTH OUTPATIENT CLINIC | 2015-07-14 | USD | 316 | Active | UNIVERSITY NEW MEXICO HOSPITAL
93083 | 1379897 | EXERGEN CORP | TAT-5000 | TAT-5000 | THERMOMETERS/ ELECTRONIC/ INFRARED | REPL ACN 73484 |  | A459948 |  | 2017-06-15 | 21015 | ED-NORTH | 2015-07-13 | USD | 0 | Active | UNIVERSITY NEW MEXICO HOSPITAL
93084 | 1379898 | EXERGEN CORP | TAT-5000 | TAT-5000 | THERMOMETERS/ ELECTRONIC/ INFRARED | REPL ACN 80728 |  | A486045 |  | 2017-06-15 | 21015 | ED-NORTH | 2015-07-13 | USD | 0 | Active | UNIVERSITY NEW MEXICO HOSPITAL
91850 | 1379573 | GE HEALTHCARE | DASH 5000 | DASH 5000 | MONITORING SYSTEMS/ PHYSIOLOGIC | 1130346-0-CAP |  | SHQ15193438SA | 2017-07-11 | 2018-07-15 | 21015 | ED-NORTH | 2015-07-12 | USD | 12103.2 | Active | UNIVERSITY NEW MEXICO HOSPITAL
91849 | 1379572 | GE HEALTHCARE | DASH 5000 | DASH 5000 | MONITORING SYSTEMS/ PHYSIOLOGIC | 1130346-0-CAP |  | SHQ15193441SA | 2017-07-12 | 2018-07-15 | 21015 | ED-NORTH | 2015-07-12 | USD | 12103.2 | Active | UNIVERSITY NEW MEXICO HOSPITAL
93109 | 1379753 | ZOLL MEDICAL CORP | R-SERIES ALS | R-SERIES ALS | DEFIBRILLATOR/ MONITOR/ PACEMAKERS | 1132486-0-CAP |  | AF15F046982 | 2017-01-01 | 2018-01-15 | 12035 | UPC INPATIENT ADULT SERVICES | 2015-07-10 | USD | 13047.85 | Active | UNIVERSITY NEW MEXICO HOSPITAL
93492 | 1380070 | GE HEALTHCARE | Discovery XR656 | Discovery XR656 | RADIOGRAPHIC SYSTEMS/ DIGITAL | 1111915-0-CAP |  | 1036157WK4 | 2015-11-16 | 2016-05-15 | 75085 | OSIS RADIOLOGY | 2015-07-10 | USD | 346909.4 | Active | UNIVERSITY NEW MEXICO HOSPITAL
93313 | 1379824 | ALCON SURGICAL INC | LUXOR | LX3 | MICROSCOPES/ LIGHT/ OPERATING | 1138644-0-CAP |  | 1502640602X | 2016-05-01 | 2017-05-15 | 15500 | OSIS OPERATING ROOM | 2015-07-10 | USD | 90000 | Active | UNIVERSITY NEW MEXICO HOSPITAL
93312 | 1379823 | ALCON SURGICAL INC | LUXOR | LX3 | MICROSCOPES/ LIGHT/ OPERATING | 1138644-0-CAP |  | 1502640602X | 2017-05-31 | 2017-11-15 | 15500 | OSIS OPERATING ROOM | 2015-07-10 | USD | 90000 | Active | UNIVERSITY NEW MEXICO HOSPITAL
93082 | 1379896 | OSI SYSTEMS INC | 6850 | 6850 | TABLES/ OPERATING | 1131459-0-CAP |  | 241 | 2017-06-06 | 2017-12-15 | 15000 | OPERATING ROOM | 2015-07-10 | USD | 157984.15 | Active | UNIVERSITY NEW MEXICO HOSPITAL
93230 | 1379942 | OLYMPUS AMERICA INC | OEV-262H | OEV-262H | MONITORS/ MEDICAL GRADE DISPLAY |  |  | 7521343 |  | 2016-07-15 | 70010 | DIGESTIVE DISEASE PROCEDURES | 2015-07-09 | USD |  | Active | UNIVERSITY NEW MEXICO HOSPITAL
93225 | 1379948 | OLYMPUS AMERICA INC | EVIS EXERA CV-190 | EVIS EXERA CV-190 | CAMERAS/ VIDEO/ ENDOSCOPE |  |  | 7503353 |  | 2016-07-15 | 70010 | DIGESTIVE DISEASE PROCEDURES | 2015-07-09 | USD |  | Active | UNIVERSITY NEW MEXICO HOSPITAL
93227 | 1379946 | OLYMPUS AMERICA INC | OEV-262H | OEV-262H | MONITORS/ MEDICAL GRADE DISPLAY |  |  | 7521111 |  | 2016-07-15 | 70010 | DIGESTIVE DISEASE PROCEDURES | 2015-07-09 | USD |  | Active | UNIVERSITY NEW MEXICO HOSPITAL
93229 | 1379944 | OLYMPUS AMERICA INC | EVIS EXERA CV-190 | EVIS EXERA CV-190 | CAMERAS/ VIDEO/ ENDOSCOPE |  |  | 7551433 |  | 2016-07-15 | 70010 | DIGESTIVE DISEASE PROCEDURES | 2015-07-09 | USD |  | Active | UNIVERSITY NEW MEXICO HOSPITAL
93228 | 1379945 | OLYMPUS AMERICA INC | EVIS EXERA III CLV-190 | EVIS EXERA III CLV-190 | LIGHT SOURCES/ FIBEROPTIC |  |  | 7551474 | 2016-10-20 | 2017-10-15 | 70010 | DIGESTIVE DISEASE PROCEDURES | 2015-07-09 | USD |  | Active | UNIVERSITY NEW MEXICO HOSPITAL
93224 | 1379949 | OLYMPUS AMERICA INC | EVIS EXERA III CLV-190 | EVIS EXERA III CLV-190 | LIGHT SOURCES/ FIBEROPTIC |  |  | 7551433 | 2016-10-20 | 2017-10-15 | 70010 | DIGESTIVE DISEASE PROCEDURES | 2015-07-09 | USD |  | Active | UNIVERSITY NEW MEXICO HOSPITAL
93226 | 1379947 | OLYMPUS AMERICA INC | OFP-2 | OFP-2 | IRRIGATION/ DISTENTION SYSTEMS |  |  | 21510394 | 2016-07-22 | 2017-07-15 | 70010 | DIGESTIVE DISEASE PROCEDURES | 2015-07-09 | USD |  | Active | UNIVERSITY NEW MEXICO HOSPITAL
93204 | 1040620 | OLYMPUS AMERICA INC | OEV-262H | OEV-262H | MONITORS/ MEDICAL GRADE DISPLAY | 1133518-0-CAP |  | 7413516 |  | 2016-07-15 | 70020 | ENDOSCOPY CENTER | 2015-07-08 | USD | 0 | Active | UNIVERSITY NEW MEXICO HOSPITAL
93205 | 1040621 | OLYMPUS AMERICA INC | OFP-2 | OFP-2 | IRRIGATION/ DISTENTION SYSTEMS | 1133518-0-CAP |  | 21420222 | 2016-10-01 | 2017-10-15 | 70020 | ENDOSCOPY CENTER | 2015-07-08 | USD | 0 | Active | UNIVERSITY NEW MEXICO HOSPITAL
93203 | 1040619 | OLYMPUS AMERICA INC | OEV-262H | OEV-262H | MONITORS/ MEDICAL GRADE DISPLAY | 1133518-0-CAP |  | 7415439 |  | 2016-07-15 | 70020 | ENDOSCOPY CENTER | 2015-07-08 | USD | 0 | Active | UNIVERSITY NEW MEXICO HOSPITAL
93262 | 1040617 | OLYMPUS AMERICA INC | EVIS EXERA CV-190 | EVIS EXERA CV-190 | CAMERAS/ VIDEO/ ENDOSCOPE | 1133518-0-CAP |  | 7408331 |  | 2016-07-15 | 70020 | ENDOSCOPY CENTER | 2015-07-08 | USD | 46522.73 | Active | UNIVERSITY NEW MEXICO HOSPITAL
93260 | 1040616 | GE HEALTHCARE | CARESCAPE V100 | 2034803-005 | MONITORS/ PHYSIOLOGIC/ VITAL SIGNS | 1130727 |  | SH615213351SA | 2016-10-05 | 2017-10-15 | 12520 | MOTHER & BABY UNIT (3-E) BBRP | 2015-07-08 | USD | 3298.96 | Active | UNIVERSITY NEW MEXICO HOSPITAL
91585 | 1040775 | GE HEALTHCARE | DASH 5000 | DASH 5000 | MONITORING SYSTEMS/ PHYSIOLOGIC | FOUND |  | SD010501836GA | 2017-01-01 | 2018-01-15 | 75025 | RADIOLOGY - INTERVENTIONAL RAD | 2015-07-08 | USD |  | Active | UNIVERSITY NEW MEXICO HOSPITAL
93191 | 1379910 | MECTA CORP | SPECTRUM 5000Q | SPECTRUM 5000Q | STIMULATORS/ELECTRICAL/BRAIN/CONVULSIVE THERAPY | 1133215-0-CAP |  | 12667 | 2017-05-09 | 2018-05-15 | 15500 | OSIS OPERATING ROOM | 2015-07-07 | USD | 19995 | Active | UNIVERSITY NEW MEXICO HOSPITAL
93077 | 1379891 | EXERGEN CORP | TAT-5000 | TAT-5000 | THERMOMETERS/ ELECTRONIC/ INFRARED | 1136430 |  | A476194 |  | 2017-06-15 | 12015 | PEDIATRIC INFUSION UNIT PIU | 2015-07-07 | USD | 316 | Active | UNIVERSITY NEW MEXICO HOSPITAL
93081 | 1379895 | EXERGEN CORP | TAT-5000 | TAT-5000 | THERMOMETERS/ ELECTRONIC/ INFRARED | 1137268 |  | A476208 |  | 2017-06-15 | 12015 | PEDIATRIC INFUSION UNIT PIU | 2015-07-07 | USD | 316 | Active | UNIVERSITY NEW MEXICO HOSPITAL
93080 | 1379894 | EXERGEN CORP | TAT-5000 | TAT-5000 | THERMOMETERS/ ELECTRONIC/ INFRARED | 1137268 |  | A478427 |  | 2017-06-15 | 12015 | PEDIATRIC INFUSION UNIT PIU | 2015-07-07 | USD | 316 | Active | UNIVERSITY NEW MEXICO HOSPITAL
93079 | 1379893 | EXERGEN CORP | TAT-5000 | TAT-5000 | THERMOMETERS/ ELECTRONIC/ INFRARED | 1137268 |  | A476039 |  | 2017-06-15 | 12015 | PEDIATRIC INFUSION UNIT PIU | 2015-07-07 | USD | 316 | Active | UNIVERSITY NEW MEXICO HOSPITAL
93078 | 1379892 | EXERGEN CORP | TAT-5000 | TAT-5000 | THERMOMETERS/ ELECTRONIC/ INFRARED | 1137268 |  | A476212 |  | 2017-06-15 | 12015 | PEDIATRIC INFUSION UNIT PIU | 2015-07-07 | USD | 316 | Active | UNIVERSITY NEW MEXICO HOSPITAL
93202 | 1379529 | OR SOLUTIONS INC | ORS-2066R | ORS-2066R | SURGICAL SLUSH UNITS | REPL ACN 67232 |  | 57889 | 2017-06-14 | 2018-06-15 | 15000 | OPERATING ROOM | 2015-07-07 | USD | 0.01 | Active | UNIVERSITY NEW MEXICO HOSPITAL
93069 | 1379833 | SMITH & NEPHEW INC | COBLATOR II | RF 8000E | ELECTROSURGICAL UNITS | REPL ACN 64389 |  | CA0N0000N3 |  | 2016-07-15 | 15005 | OPERATING ROOM - BBRP | 2015-07-06 | USD | 0.01 | Active | UNIVERSITY NEW MEXICO HOSPITAL
93073 | 1379837 | INSTROMEDIX INC | KING OF HEARTS EXPRESS AF | LR080A-02 | RECORDERS/ ELECTRONIC STORAGE/ DATA | 1126543 |  | 2222222 |  | 2017-06-15 | 71030 | HEART STATION | 2015-07-06 | USD | 795 | Active | UNIVERSITY NEW MEXICO HOSPITAL
93072 | 1379836 | INSTROMEDIX INC | KING OF HEARTS EXPRESS AF | LR080A-02 | RECORDERS/ ELECTRONIC STORAGE/ DATA | 1126543 |  | 1234582 |  | 2017-06-15 | 71030 | HEART STATION | 2015-07-06 | USD | 795 | Active | UNIVERSITY NEW MEXICO HOSPITAL
93071 | 1379835 | INSTROMEDIX INC | KING OF HEARTS EXPRESS AF | LR080A-02 | RECORDERS/ ELECTRONIC STORAGE/ DATA | 1126543 |  | 2222223 |  | 2017-06-15 | 71030 | HEART STATION | 2015-07-06 | USD | 795 | Active | UNIVERSITY NEW MEXICO HOSPITAL
93180 | 1379880 | CINCINNATI SUB-ZERO PRODUCTS INC | BLANKETROL III | BLANKETROL III | WARMING UNITS/ PATIENT/ CIRCULATING-FLUID | UNM PO134336 |  | 151-3-04095 | 2017-05-04 | 2017-08-15 | 12455 | NEWBORN ICU | 2015-07-02 | USD | 7897.65 | Active | UNIVERSITY NEW MEXICO HOSPITAL
91868 | 65948470 | PHILIPS HEALTHCARE | CX50 Cardiac/ShS Ultrasound System | 795076 | SCANNING SYSTEMS/ ULTRASONIC/ PORTABLE | 2000790-O-CAP |  | SG61500011 |  | 2016-07-15 | 71010 | PEDIATRIC CARDIOLOGY | 2015-07-02 | USD | 81874.8 | Active | UNIVERSITY NEW MEXICO HOSPITAL
93128 | 1379761 | PHILIPS HEALTHCARE | BILICHEK | BILICHEK | BILIRUBINOMETERS | 2000833 |  | B10164 |  | 2017-06-15 | 12480 | CTH REHAB-ORTHO UNIT | 2015-07-01 | USD | 3934.87 | Active | UNIVERSITY NEW MEXICO HOSPITAL
93127 | 1379760 | WELCH ALLYN INC | GS 777 | 408282 | OPHTHALMOSCOPE/OTOSCOPES | 1134615 |  | 408282 |  | 2017-06-15 | 34540 | SPORTS MEDICINE | 2015-07-01 | USD | 764.81 | Active | UNIVERSITY NEW MEXICO HOSPITAL
93043 | 1259030 | DRAEGER MEDICAL INC | VAPOR 2000 SEVOFLURANE | VAPOR 2000 (M35170) | ANESTHESIA UNIT VAPORIZERS | REPL ACN 89512 |  | ARUL-1099 | 2017-01-05 | 2018-01-15 | 15060 | ANESTHESIA - BBRP | 2015-07-01 | USD | 0.01 | Active | UNIVERSITY NEW MEXICO HOSPITAL
93137 | 1379853 | MEDELA INC | SYMPHONY | SYMPHONY | PUMPS/ BREAST | 2000832 |  | 1515014 | 2017-01-31 | 2018-01-15 | 12430 | GENERAL PEDIATRICS UNIT | 2015-07-01 | USD | 1264.44 | Active | UNIVERSITY NEW MEXICO HOSPITAL
93136 | 1379852 | MEDELA INC | SYMPHONY | SYMPHONY | PUMPS/ BREAST | 2000832 |  | 1515017 | 2017-01-23 | 2018-01-15 | 12480 | CTH REHAB-ORTHO UNIT | 2015-07-01 | USD | 1264.44 | Active | UNIVERSITY NEW MEXICO HOSPITAL
93451 | 1040623 | NIHON KOHDEN (AMERICA) INC | JB-110A | JB-110A | MODULES/ ELECTROENCEPHALOGRAPHY | 1126405 |  | 00487 | 2017-04-05 | 2018-04-15 | 34015 | SLEEP DISORDERS CENTER 1101-2 | 2015-07-01 | USD |  | Active | UNIVERSITY NEW MEXICO HOSPITAL
93131 | 1379764 | NIHON KOHDEN (AMERICA) INC | JB-110A | JB-110A | MODULES/ ELECTROENCEPHALOGRAPHY | 1126405 |  | 00395 | 2017-02-01 | 2018-02-15 | 34015 | SLEEP DISORDERS CENTER 1101-2 | 2015-07-01 | USD |  | Active | UNIVERSITY NEW MEXICO HOSPITAL
93129 | 1379762 | NIHON KOHDEN (AMERICA) INC | JB-110A | JB-110A | MODULES/ ELECTROENCEPHALOGRAPHY | 1126405 |  | 00396 | 2017-02-09 | 2018-02-15 | 34015 | SLEEP DISORDERS CENTER 1101-2 | 2015-07-01 | USD |  | Active | UNIVERSITY NEW MEXICO HOSPITAL
93132 | 1379765 | NIHON KOHDEN (AMERICA) INC | MU-110A | MU-110A | MICROELECTRODE AMPLIFIERS | 1126405 |  | 00163 | 2015-02-01 | 2016-02-15 | 34015 | SLEEP DISORDERS CENTER 1101-2 | 2015-07-01 | USD |  | Active | UNIVERSITY NEW MEXICO HOSPITAL
93130 | 1379763 | NIHON KOHDEN (AMERICA) INC | MU-110A | MU-110A | MICROELECTRODE AMPLIFIERS | 1126405 |  | 00164 | 2016-02-01 | 2017-02-15 | 34015 | SLEEP DISORDERS CENTER 1101-2 | 2015-07-01 | USD |  | Active | UNIVERSITY NEW MEXICO HOSPITAL
93119 | 1040952 | ZOLL MEDICAL CORP | AED PLUS | AED PLUS | DEFIBRILLATORS/ EXTERNAL/ AUTOMATED | 1126895 |  | X14E675628 | 2017-05-01 | 2017-11-15 | 75090 | OSIS CT SCAN | 2015-06-29 | USD | 1405.88 | Active | UNIVERSITY NEW MEXICO HOSPITAL
93120 | 1379646 | SUMMIT DOPPLER SYSTEMS INC | LIFEDOP MC150R | LIFEDOP MC150R | BLOOD-FLOW DETECTORS/ ULTRASONIC | 1137084 |  | 03140747 | 2015-06-29 | 2015-06-15 | 12320 | GENERAL MEDICINE (5-W) | 2015-06-29 | USD | 474 | Active | UNIVERSITY NEW MEXICO HOSPITAL
93067 | 1379831 | COVIDIEN AG | EVIDENT MWA GENERATOR | VTGEN | RADIOFREQUENCY THERAPY SYSTEMS/ TISSUE ABLATION | 1136555-0-CAP |  | EG14520297 | 2017-01-09 | 2017-07-15 | 75025 | RADIOLOGY - INTERVENTIONAL RAD | 2015-06-26 | USD | 79425 | Active | UNIVERSITY NEW MEXICO HOSPITAL
91703 | 1040951 | AMBU INC | aSCOPE | aSCOPE | VIDEO INTUBATION SYSTEM | 1136948 |  | AM14900278 | 2015-06-25 | 2015-06-15 | 21015 | ED-NORTH | 2015-06-25 | USD | 1398 | Active | UNIVERSITY NEW MEXICO HOSPITAL
93117 | 1379644 | QUANTEL MEDICAL INC | AVISO | AVISO | SCANNING SYSTEMS/ ULTRASONIC/ OPHTHALMIC | 1131615-0-CAP |  | 1825 | 2016-12-01 | 2017-12-15 | 34610 | OPHTHALMOLOGY ON SITE CLINIC | 2015-06-25 | USD | 24250 | Active | UNIVERSITY NEW MEXICO HOSPITAL
93029 | 1379752 | NATUS MEDICAL INC | VIKING QUEST | VIKING QUEST | ELECTROMYOGRAPHS | 1131630-0-CAP |  | RZ150652M | 2016-10-07 | 2017-10-15 | 34315 | CLINICAL NEUROSCIENCE CENTER | 2015-06-24 | USD | 34433.83 | Active | UNIVERSITY NEW MEXICO HOSPITAL
93258 | 1379840 | CARL ZEISS INC MICROSCOPY & IMAGING SYSTEMS | CIRRUS HD-OCT | 5000 | SCANNING SYSTEMS/ LASER/ OPTICAL TOMOGRAPHY | 1131495-0-CAP |  | 5771 | 2016-12-01 | 2017-12-15 | 34620 | OPHTHALMOLOGY OFF SITE CLINIC | 2015-06-24 | USD | 43155 | Active | UNIVERSITY NEW MEXICO HOSPITAL
91702 | 1040950 | MEDICHOICE | A110767-8 | A110767-8 | SPHYGMOMANOMETERS/ ANEROID | 1135971 |  | NSN | 2015-06-24 | 2015-06-15 | 12110 | NEUROSCIENCE ICU | 2015-06-24 | USD | 121.31 | Active | UNIVERSITY NEW MEXICO HOSPITAL
91701 | 1040949 | MEDICHOICE | A110767-8 | A110767-8 | SPHYGMOMANOMETERS/ ANEROID | 1135971 |  | NSN | 2015-06-24 | 2015-06-15 | 12110 | NEUROSCIENCE ICU | 2015-06-24 | USD | 121.31 | Active | UNIVERSITY NEW MEXICO HOSPITAL
93075 | 1379839 | GAMBRO AB | PRISMAFLEX | PRISMAFLEX | HEMODIALYSIS UNITS | 2000791-0-CAP |  | PA14087 | 2016-06-24 | 2017-06-15 | 12460 | PEDIATRIC ICU | 2015-06-23 | USD | 23000 | Active | UNIVERSITY NEW MEXICO HOSPITAL
93116 | 1379643 | MTI | 423H-115 | 423H-115 | CHAIRS/ EXAMINATION/ TREATMENT | 1132409 |  | 150518008 | 2015-06-23 | 2015-06-15 | 34230 | SURGICAL SPECIALTIES CLINIC | 2015-06-23 | USD | 5768.7 | Active | UNIVERSITY NEW MEXICO HOSPITAL
93115 | 1379642 | MTI | 423H-115 | 423H-115 | CHAIRS/ EXAMINATION/ TREATMENT | 1132409 |  | 150518005 | 2015-06-23 | 2015-06-15 | 34230 | SURGICAL SPECIALTIES CLINIC | 2015-06-23 | USD | 5768.7 | Active | UNIVERSITY NEW MEXICO HOSPITAL
93114 | 1379641 | MTI | 423H-115 | 423H-115 | CHAIRS/ EXAMINATION/ TREATMENT | 1132409 |  | 150518003 | 2015-06-23 | 2015-06-15 | 34230 | SURGICAL SPECIALTIES CLINIC | 2015-06-23 | USD | 5768.7 | Active | UNIVERSITY NEW MEXICO HOSPITAL
93076 | 1379890 | STIHLER ELECTRONIC GMBH | PRISMAFLO 2 | PRISMAFLO 2 | WARMING UNITS/ BLOOD/SOLUTION (FLUID) | 2000791-0-CAP |  | E01359 | 2016-06-30 | 2017-06-15 | 12460 | PEDIATRIC ICU | 2015-06-23 | USD | 3765 | Active | UNIVERSITY NEW MEXICO HOSPITAL
93257 | 1379841 | MTI | 423H-115 | 423H-115 | CHAIRS/ EXAMINATION/ TREATMENT | 1128842 |  | 150518004 | 2015-06-22 | 2015-06-15 | 32040 | NE HEIGHTS CLINIC | 2015-06-22 | USD | 5768.7 | Active | UNIVERSITY NEW MEXICO HOSPITAL
93125 | 1379750 | HOLOGIC INC | SELENIA | 531518 | RADIOGRAPHIC SYSTEMS/ DIGITAL/ MAMMOGRAPHIC |  |  | 81005154857 | 2016-12-22 | 2017-06-15 | 75105 | OSIS MAMMOGRAPHY | 2015-06-19 | USD |  | Active | UNIVERSITY NEW MEXICO HOSPITAL
93126 | 1379751 | HOLOGIC INC | Trident | Trident | RADIOGRAPHIC UNITS/ SPECIMEN | 1134681-0-CAP |  | 85006150392 | 2016-06-30 | 2017-06-15 | 75105 | OSIS MAMMOGRAPHY | 2015-06-18 | USD | 82000 | Active | UNIVERSITY NEW MEXICO HOSPITAL
93092 | 1259038 | CANON USA INC | CR-2 | CR-2 | CAMERAS/ OPHTHALMIC | 1131014-0-CAP |  | 222AGBZX00219000 | 2015-06-18 | 2015-06-15 | 32045 | SOUTHWEST MESA CLINIC | 2015-06-18 | USD | 19670 | Active | UNIVERSITY NEW MEXICO HOSPITAL
93066 | 1379830 | PRECISION MEDICAL INC | PM3300 | PM3300 | REGULATORS/ SUCTION | 1136169 |  | 224355 | 2015-06-18 | 2015-06-15 | 12340 | SURGICAL SPECIALITY UNIT (4-S) | 2015-06-18 | USD | 365 | Active | UNIVERSITY NEW MEXICO HOSPITAL
93065 | 1379809 | PRECISION MEDICAL INC | PM3300 | PM3300 | REGULATORS/ SUCTION | 1136169 |  | 224359 | 2015-06-18 | 2015-06-15 | 12340 | SURGICAL SPECIALITY UNIT (4-S) | 2015-06-18 | USD | 365 | Active | UNIVERSITY NEW MEXICO HOSPITAL
93064 | 1379808 | PRECISION MEDICAL INC | PM3300 | PM3300 | REGULATORS/ SUCTION | 1136169 |  | 221672 | 2015-06-18 | 2015-06-15 | 12340 | SURGICAL SPECIALITY UNIT (4-S) | 2015-06-18 | USD | 365 | Active | UNIVERSITY NEW MEXICO HOSPITAL
93062 | 1259012 | LABORIE MEDICAL TECHNOLOGIES CORP | AQUARIUS XT | AQUARIUS XT | URODYNAMIC MEASUREMENT SYSTEMS | 1135494-0-CAP |  | NACT-5-15051120 | 2017-01-18 | 2017-12-15 | 34250 | UROLOGY | 2015-06-17 | USD | 36990 | Active | UNIVERSITY NEW MEXICO HOSPITAL
91848 | 1259008 | MEDELA INC | SYMPHONY | SYMPHONY | PUMPS/ BREAST | 1130703 |  | 1533019 | 2016-10-01 | 2017-10-15 | 12520 | MOTHER & BABY UNIT (3-E) BBRP | 2015-06-17 | USD | 1117.44 | Active | UNIVERSITY NEW MEXICO HOSPITAL
93060 | 1259010 | SMITHS MEDICAL MD INC | CADD-SOLIS | CADD-SOLIS | INFUSION PUMPS/ PATIENT-CONTROLLED ANALGESIC | 1127693 |  | 1074810 | 2016-08-24 | 2017-08-15 | 12230 | GEN MED/SAC (4-W) | 2015-06-17 | USD | 4480.96 | Active | UNIVERSITY NEW MEXICO HOSPITAL
91845 | 1259005 | AMERICAN ORTHOPAEDIC | 0295-200 | 0295-200 | CAST CUTTERS | 1132908 |  | 32582 | 2015-06-17 | 2015-06-15 | 12250 | ORTHOPEDICS (3-S) | 2015-06-17 | USD | 1394.41 | Active | UNIVERSITY NEW MEXICO HOSPITAL
93059 | 1259009 | KARL STORZ ENDOSCOPY-AMERICA INC | 11101VN | 11101VN | LARYNGOSCOPES/ FLEXIBLE | 2000771-0-CAP |  | 2200914 | 2015-06-17 | 2015-06-15 | 32040 | NE HEIGHTS CLINIC | 2015-06-17 | USD | 6473.52 | Active | UNIVERSITY NEW MEXICO HOSPITAL
91844 | 1259004 | AMERICAN ORTHOPAEDIC | 0295-200 | 0295-200 | CAST CUTTERS | 1132908 |  | 32583 | 2015-06-17 | 2015-06-15 | 12250 | ORTHOPEDICS (3-S) | 2015-06-17 | USD | 1394.41 | Active | UNIVERSITY NEW MEXICO HOSPITAL
91397 | 1259002 | EXERGEN CORP | TAT-5000 | TAT-5000 | THERMOMETERS/ ELECTRONIC/ INFRARED | 1133191 |  | A466237 | 2016-11-01 | 2015-06-15 | 12350 | CRC/CTC (5-E) | 2015-06-17 | USD | 316 | Active | UNIVERSITY NEW MEXICO HOSPITAL
91847 | 1259007 | COVIDIEN MALLINCKRODT DIV COVIDIEN | FILAC - 3000 EZ | 504000 | THERMOMETERS/ ELECTRONIC | 1130038 |  | A155234X | 2015-06-17 | 2015-06-15 | 21030 | ER OBSERVATION | 2015-06-17 | USD | 150 | Active | UNIVERSITY NEW MEXICO HOSPITAL
91846 | 1259006 | COVIDIEN MALLINCKRODT DIV COVIDIEN | FILAC - 3000 EZ | 504000 | THERMOMETERS/ ELECTRONIC | 1130038 |  | A1551541X | 2015-06-17 | 2015-06-15 | 21035 | URGENT CARE CENTER | 2015-06-17 | USD | 150 | Active | UNIVERSITY NEW MEXICO HOSPITAL
93061 | 1259011 | METRON MEDICAL EQUIPMENT | ACCUSONIC ADVANTAGE | AA170 | ULTRASOUND THERAPY SYSTEMS/ PHYSICAL THERAPY | 1132627 |  | MT2014080040 | 2017-01-31 | 2018-01-15 | 76010 | REHABILITATION SERVICES | 2015-06-17 | USD | 1809.61 | Active | UNIVERSITY NEW MEXICO HOSPITAL
91394 | 1258999 | SKYTRON LLC | HERCULES | HERCULES | TABLES/ OPERATING | 2000785-0-CAP |  | SUC-20149-0537 | 2017-04-28 | 2017-10-15 | 15005 | OPERATING ROOM - BBRP | 2015-06-16 | USD | 37772.71 | Active | UNIVERSITY NEW MEXICO HOSPITAL
91393 | 1258998 | SKYTRON LLC | HERCULES | HERCULES | TABLES/ OPERATING | 2000785-0-CAP |  | SUC-20149-0526 | 2017-04-01 | 2017-10-15 | 15045 | PACU - BBRP | 2015-06-16 | USD | 37772.71 | Active | UNIVERSITY NEW MEXICO HOSPITAL
91392 | 1258997 | SKYTRON LLC | HERCULES | HERCULES | TABLES/ OPERATING | 2000785-0-CAP |  | SUC-20149-0529 | 2017-04-28 | 2017-10-15 | 15005 | OPERATING ROOM - BBRP | 2015-06-16 | USD | 37772.71 | Active | UNIVERSITY NEW MEXICO HOSPITAL
93050 | 1259036 | TYCO HEALTHCARE GROUP | GENIUS II | GENIUS II | THERMOMETERS/ ELECTRONIC/ INFRARED/ EAR | 1133997 |  | N14520023 | 2015-06-11 | 2015-06-15 | 12340 | SURGICAL SPECIALITY UNIT (4-S) | 2015-06-11 | USD | 331.07 | Active | UNIVERSITY NEW MEXICO HOSPITAL
93063 | 1259013 | ROCHE DIAGNOSTIC SYSTEMS INC | COAGUCHEK XS PLUS | COAGUCHEK XS PLUS | ANALYZERS/ POINT-OF-CARE/ WHOLE BLOOD/ COAGULATION | Replacement |  | UQ0113571 | 2015-06-11 | 2015-06-15 | 34030 | ANTICOAGULATION SERVICES | 2015-06-11 | USD | 0 | Active | UNIVERSITY NEW MEXICO HOSPITAL
91146 | 1258996 | ROCHE DIAGNOSTIC SYSTEMS INC | COAGUCHEK XS PLUS | COAGUCHEK XS PLUS | ANALYZERS/ POINT-OF-CARE/ WHOLE BLOOD/ COAGULATION | Replacement |  | UQ0113557 | 2015-06-11 | 2015-06-15 | 34030 | ANTICOAGULATION SERVICES | 2015-06-11 | USD | 0 | Active | UNIVERSITY NEW MEXICO HOSPITAL
91145 | 1258995 | ROCHE DIAGNOSTIC SYSTEMS INC | COAGUCHEK XS PLUS | COAGUCHEK XS PLUS | ANALYZERS/ POINT-OF-CARE/ WHOLE BLOOD/ COAGULATION | Replacement |  | UQ0115336 | 2015-06-11 | 2015-06-15 | 34030 | ANTICOAGULATION SERVICES | 2015-06-11 | USD | 0 | Active | UNIVERSITY NEW MEXICO HOSPITAL
91144 | 1258994 | ROCHE DIAGNOSTIC SYSTEMS INC | COAGUCHEK XS PLUS | COAGUCHEK XS PLUS | ANALYZERS/ POINT-OF-CARE/ WHOLE BLOOD/ COAGULATION | Replacement |  | UQ0113467 | 2015-06-11 | 2015-06-15 | 34030 | ANTICOAGULATION SERVICES | 2015-06-11 | USD | 0 | Active | UNIVERSITY NEW MEXICO HOSPITAL
91143 | 1258993 | ROCHE DIAGNOSTIC SYSTEMS INC | COAGUCHEK XS PLUS | COAGUCHEK XS PLUS | ANALYZERS/ POINT-OF-CARE/ WHOLE BLOOD/ COAGULATION | Replacement |  | UQ0114929 | 2015-06-11 | 2015-06-15 | 34030 | ANTICOAGULATION SERVICES | 2015-06-11 | USD | 0 | Active | UNIVERSITY NEW MEXICO HOSPITAL
91142 | 1258992 | ROCHE DIAGNOSTIC SYSTEMS INC | COAGUCHEK XS PLUS | COAGUCHEK XS PLUS | ANALYZERS/ POINT-OF-CARE/ WHOLE BLOOD/ COAGULATION | Replacement |  | UQ0113492 | 2015-06-11 | 2015-06-15 | 34030 | ANTICOAGULATION SERVICES | 2015-06-11 | USD | 0 | Active | UNIVERSITY NEW MEXICO HOSPITAL
91141 | 1258991 | ROCHE DIAGNOSTIC SYSTEMS INC | COAGUCHEK XS PLUS | COAGUCHEK XS PLUS | ANALYZERS/ POINT-OF-CARE/ WHOLE BLOOD/ COAGULATION | Replacement |  | UQ0113658 | 2015-06-11 | 2015-06-15 | 34030 | ANTICOAGULATION SERVICES | 2015-06-11 | USD | 0 | Active | UNIVERSITY NEW MEXICO HOSPITAL
91140 | 1258990 | ROCHE DIAGNOSTIC SYSTEMS INC | COAGUCHEK XS PLUS | COAGUCHEK XS PLUS | ANALYZERS/ POINT-OF-CARE/ WHOLE BLOOD/ COAGULATION | Replacement |  | UQ0113562 | 2015-06-11 | 2015-06-15 | 34030 | ANTICOAGULATION SERVICES | 2015-06-11 | USD | 0 | Active | UNIVERSITY NEW MEXICO HOSPITAL
93051 | 1259037 | NATUS MEDICAL INC | NEO BLUE LED PHOTOTHERAPY | 53870 | RADIOMETERS/ PHOTOTHERAPY | 1130582 |  | 13612 | 2017-05-18 | 2018-05-15 | 12520 | MOTHER & BABY UNIT (3-E) BBRP | 2015-06-11 | USD | 2200 | Active | UNIVERSITY NEW MEXICO HOSPITAL
91135 | 1258985 | TYCO HEALTHCARE GROUP | GENIUS II | GENIUS II | THERMOMETERS/ ELECTRONIC/ INFRARED/ EAR | 1131514 |  | N15522812 | 2015-06-10 | 2015-06-15 | 34110 | WOMEN'S HEALTH CENTER | 2015-06-10 | USD | 150 | Active | UNIVERSITY NEW MEXICO HOSPITAL
91139 | 1258989 | NICOLET VASCULAR INC | ELITE 100 | ELITE 100 | BLOOD-FLOW DETECTORS/ ULTRASONIC | 1130472 |  | EAP0619 | 2015-06-10 | 2015-06-15 | 34110 | WOMEN'S HEALTH CENTER | 2015-06-10 | USD | 615 | Active | UNIVERSITY NEW MEXICO HOSPITAL
91138 | 1258988 | NICOLET VASCULAR INC | ELITE 100 | ELITE 100 | BLOOD-FLOW DETECTORS/ ULTRASONIC | 1130472 |  | EAP0617 | 2015-06-10 | 2015-06-15 | 34110 | WOMEN'S HEALTH CENTER | 2015-06-10 | USD | 615 | Active | UNIVERSITY NEW MEXICO HOSPITAL
91137 | 1258987 | NICOLET VASCULAR INC | ELITE 100 | ELITE 100 | BLOOD-FLOW DETECTORS/ ULTRASONIC | 1130472 |  | EAP0463 | 2015-06-10 | 2015-06-15 | 34110 | WOMEN'S HEALTH CENTER | 2015-06-10 | USD | 615 | Active | UNIVERSITY NEW MEXICO HOSPITAL
91136 | 1258986 | NICOLET VASCULAR INC | ELITE 100 | ELITE 100 | BLOOD-FLOW DETECTORS/ ULTRASONIC | 1130472 |  | EAP0618 | 2015-06-10 | 2015-06-15 | 34110 | WOMEN'S HEALTH CENTER | 2015-06-10 | USD | 615 | Active | UNIVERSITY NEW MEXICO HOSPITAL
93049 | 1259035 | MEDICAL GRAPHICS CORP | PLATINUM ELITE DX | PLATINUM ELITE DX | SPIROMETERS | 1131023-0-CAP |  | 243000094 | 2016-09-06 | 2017-09-15 | 71520 | PULMONARY DIAGNOSTICS | 2015-06-09 | USD | 81444.6 | Active | UNIVERSITY NEW MEXICO HOSPITAL
93048 | 1259034 | MEDICAL GRAPHICS CORP | PLATINUM ELITE DX | PLATINUM ELITE DX | SPIROMETERS | 1131023-0-CAP |  | 243000092 | 2016-09-06 | 2017-09-15 | 71520 | PULMONARY DIAGNOSTICS | 2015-06-09 | USD | 81444.6 | Active | UNIVERSITY NEW MEXICO HOSPITAL
89726 | 1379596 | MARCO OPHTHALMIC INC | ULTRA 5 | ULTRA 5 | SLIT LAMPS | 1127520-0-CAP |  | 15B008 | 2016-07-07 | 2016-07-15 | 21015 | ED-NORTH | 2015-06-08 | USD | 7406.6 | Active | UNIVERSITY NEW MEXICO HOSPITAL
79076 | 1143673 | MIDMARK CORP | RITTER 222 | 222-016 | TABLES/ EXAMINATION/TREATMENT | FOUND |  | V572143 | 2015-06-02 | 2015-06-15 | 34110 | WOMEN'S HEALTH CENTER | 2015-06-02 | USD |  | Active | UNIVERSITY NEW MEXICO HOSPITAL
91960 | 1259023 | PHILIPS HEALTHCARE | BILICHEK | BILICHEK | BILIRUBINOMETERS | 2000784 |  | B10080 | 2015-06-02 | 2015-06-15 | 12455 | NEWBORN ICU | 2015-06-02 | USD | 3934.86 | Active | UNIVERSITY NEW MEXICO HOSPITAL
91958 | 1259022 | PHILIPS HEALTHCARE | BILICHEK | BILICHEK | BILIRUBINOMETERS | 2000784 |  | B10082 | 2015-06-02 | 2015-06-15 | 12455 | NEWBORN ICU | 2015-06-02 | USD | 3934.86 | Active | UNIVERSITY NEW MEXICO HOSPITAL
91903 | 1259016 | OLYMPUS AMERICA INC | EVIS EXERA CV-190 | EVIS EXERA CV-190 | CAMERAS/ VIDEO/ ENDOSCOPE |  |  | 7502664 |  | 2016-06-15 | 70020 | ENDOSCOPY CENTER | 2015-06-01 | USD |  | Active | UNIVERSITY NEW MEXICO HOSPITAL
91936 | 1259021 | OLYMPUS AMERICA INC | EVIS EXERA CV-190 | EVIS EXERA CV-190 | CAMERAS/ VIDEO/ ENDOSCOPE |  |  | 7502583 |  | 2016-06-15 | 70020 | ENDOSCOPY CENTER | 2015-06-01 | USD |  | Active | UNIVERSITY NEW MEXICO HOSPITAL
91932 | 1259017 | OLYMPUS AMERICA INC | EVIS EXERA III CLV-190 | EVIS EXERA III CLV-190 | LIGHT SOURCES/ FIBEROPTIC |  |  | 7550655 | 2016-10-01 | 2017-10-15 | 70020 | ENDOSCOPY CENTER | 2015-06-01 | USD |  | Active | UNIVERSITY NEW MEXICO HOSPITAL
91935 | 1259019 | OLYMPUS AMERICA INC | EVIS EXERA III CLV-190 | EVIS EXERA III CLV-190 | LIGHT SOURCES/ FIBEROPTIC |  |  | 7550546 | 2016-10-01 | 2017-10-15 | 70020 | ENDOSCOPY CENTER | 2015-06-01 | USD |  | Active | UNIVERSITY NEW MEXICO HOSPITAL
91842 | 1379807 | SIEMENS HEALTHCARE | DCA VANTAGE | DCA VANTAGE | ANALYZERS/ POINT-OF-CARE/ WHOLE BLOOD/ GLUCOSE | REPL Ser. S033055 |  | S014052 | 2016-10-20 | 2016-10-15 | 32040 | NE HEIGHTS CLINIC | 2015-05-28 | USD | 0 | Active | UNIVERSITY NEW MEXICO HOSPITAL
93265 | 1379847 | PCI MEDICAL INC | G10VP | G10VP | AIR CLEANERS/ PARTICULATE/GAS/VAPOR | FOUND |  | 41781 | 2017-04-12 | 2018-04-15 | 34035 | UNMMG - REPRODUCTIVE HEALTH | 2015-05-28 | USD |  | Active | UNIVERSITY NEW MEXICO HOSPITAL
93106 | 64294199 | PHILIPS HEALTHCARE | DigitalDiagnost Release 3.1 | 712026 | RADIOGRAPHIC SYSTEMS/ DIGITAL | 1109244-0-CAP |  | 15000015 | 2015-05-28 | 2015-11-15 | 75300 | RADIOLOGY-NORTH VALLEY CLINIC | 2015-05-27 | USD | 328083 | Active | UNIVERSITY NEW MEXICO HOSPITAL
93027 | 1379851 | EKOS CORP | EKOSONIC | PT-3B | CATHETERS/ VASCULAR/ EMBOLECTOMY/ THROMBECTOMY/ FR | 1131737 |  | PT3B-1433 | 2017-06-12 | 2018-06-15 | 15000 | OPERATING ROOM | 2015-05-27 | USD | 0 | Active | UNIVERSITY NEW MEXICO HOSPITAL
91605 | 1040861 | TYCO HEALTHCARE GROUP | GENIUS II | GENIUS II | THERMOMETERS/ ELECTRONIC/ INFRARED/ EAR | 66523452 Trade-in |  | N15522799 | 2015-05-27 | 2015-05-15 | 32050 | WESTSIDE FAMILY & SENIOR HLTH | 2015-05-27 | USD |  | Active | UNIVERSITY NEW MEXICO HOSPITAL
93026 | 1379850 | TRIPP LITE | SMART 1200XLHG | 1200XLHG | POWER SYSTEMS/ UNINTERRUPTIBLE | 1131737 |  | 2448AY0SM | 2017-06-06 | 2018-06-15 | 15000 | OPERATING ROOM | 2015-05-27 | USD | 0 | Active | UNIVERSITY NEW MEXICO HOSPITAL
83924 | 1163418 | LUMEON | LUMEON PULSE OX | LUMEON | OXIMETERS | FOUND |  | CR-1B135828 | 2016-12-21 | 2017-12-15 | 54080 | UNMMG - TRUMAN ST. CLINIC | 2015-05-26 | USD |  | Active | UNIVERSITY NEW MEXICO HOSPITAL
83923 | 1163415 | LUMEON | LUMEON PULSE OX | LUMEON | OXIMETERS | FOUND |  | CR-1B136012 | 2016-12-21 | 2017-12-15 | 54080 | UNMMG - TRUMAN ST. CLINIC | 2015-05-26 | USD |  | Active | UNIVERSITY NEW MEXICO HOSPITAL
83921 | 1163417 | LUMEON | LUMEON PULSE OX | LUMEON | OXIMETERS | FOUND |  | CR-1B135829 | 2015-12-09 | 2016-12-15 | 54080 | UNMMG - TRUMAN ST. CLINIC | 2015-05-26 | USD |  | Active | UNIVERSITY NEW MEXICO HOSPITAL
83920 | 1163414 | LUMEON | LUMEON PULSE OX | LUMEON | OXIMETERS | FOUND |  | CR-1B134715 | 2016-12-13 | 2017-12-15 | 54080 | UNMMG - TRUMAN ST. CLINIC | 2015-05-26 | USD |  | Active | UNIVERSITY NEW MEXICO HOSPITAL
83922 | 1163416 | LUMEON | LUMEON PULSE OX | LUMEON | OXIMETERS | FOUND |  | CR-1B136015 | 2016-12-01 | 2017-12-15 | 54080 | UNMMG - TRUMAN ST. CLINIC | 2015-05-26 | USD |  | Active | UNIVERSITY NEW MEXICO HOSPITAL
| 1040590 | MARKNEW PRODUCTS LLC | MP-3000S | MP-3000S | LIGHTS/ INFRARED | FOUND |  | KM120320037 |  | 2015-05-15 | 30090 | UNMMG - CENTER FOR LIFE CLINIC | 2015-05-25 | USD |  | Active | UNIVERSITY NEW MEXICO HOSPITAL
89593 | 1328964 | OMRON HEALTH CARE | HEM-907XL | HEM-907XL | SPHYGMOMANOMETERS/ ELECTRONIC/ AUTOMATIC | FOUND |  | 20120400837AF | 2016-11-30 | 2017-11-15 | 30090 | UNMMG - CENTER FOR LIFE CLINIC | 2015-05-25 | USD |  | Active | UNIVERSITY NEW MEXICO HOSPITAL
| 1379842 | MARKNEW PRODUCTS LLC | MP-3000S | MP-3000S | LIGHTS/ INFRARED | FOUND |  | NSN |  | 2015-05-15 | 30090 | UNMMG - CENTER FOR LIFE CLINIC | 2015-05-25 | USD |  | Active | UNIVERSITY NEW MEXICO HOSPITAL
89044 | 1199416 | GE HEALTHCARE | MAC 5500 | MAC 5500 | ELECTROCARDIOGRAPHS/ MULTICHANNEL | FOUND |  | SLD11243013PA | 2017-04-11 | 2018-04-15 |  | UNMMG - WEST SIDE CARDIOLOGY | 2015-05-25 | USD |  | Active | UNIVERSITY NEW MEXICO HOSPITAL
| 1379843 | WELCH ALLYN INC | GS 777 | 408282 | OPHTHALMOSCOPE/OTOSCOPES | FOUND |  | NSN |  | 2016-05-15 | 30090 | UNMMG - CENTER FOR LIFE CLINIC | 2015-05-25 | USD |  | Active | UNIVERSITY NEW MEXICO HOSPITAL
| 1379844 | WELCH ALLYN INC | GS 777 | 408282 | OPHTHALMOSCOPE/OTOSCOPES | FOUND |  | NSN |  | 2016-05-15 | 30090 | UNMMG - CENTER FOR LIFE CLINIC | 2015-05-25 | USD |  | Active | UNIVERSITY NEW MEXICO HOSPITAL
| 1379845 | WELCH ALLYN INC | GS 777 | 408282 | OPHTHALMOSCOPE/OTOSCOPES | FOUND |  | NSN |  | 2016-05-15 | 30090 | UNMMG - CENTER FOR LIFE CLINIC | 2015-05-25 | USD |  | Active | UNIVERSITY NEW MEXICO HOSPITAL
| 1379846 | WELCH ALLYN INC | GS 777 | 408282 | OPHTHALMOSCOPE/OTOSCOPES | FOUND |  | NSN |  | 2016-05-15 | 30090 | UNMMG - CENTER FOR LIFE CLINIC | 2015-05-25 | USD |  | Active | UNIVERSITY NEW MEXICO HOSPITAL
89594 | 1328965 | VNUS MEDICAL TECHNOLOGIES INC | TPMP-01 | TPMP-01 | PUMPS | FOUND |  | 6727U1001R | 2016-10-27 | 2017-10-15 | 30110 | UNMMG - VEIN CENTER | 2015-05-25 | USD |  | Active | UNIVERSITY NEW MEXICO HOSPITAL
| 1259015 | MARKNEW PRODUCTS LLC | IR-3000 | IR-3000 | LIGHTS/ INFRARED | FOUND |  | 2014224271 |  | 2015-05-15 | 30090 | UNMMG - CENTER FOR LIFE CLINIC | 2015-05-25 | USD |  | Active | UNIVERSITY NEW MEXICO HOSPITAL
| 1259014 | MARKNEW PRODUCTS LLC | IR-3000 | IR-3000 | LIGHTS/ INFRARED | FOUND |  | 2014224266 |  | 2015-05-15 | 30090 | UNMMG - CENTER FOR LIFE CLINIC | 2015-05-25 | USD |  | Active | UNIVERSITY NEW MEXICO HOSPITAL
91836 | 1379801 | B BRAUN MEDICAL INC | SPACE STATION COVER | 8713145U | INFUSION PUMPS/ GENERAL-PURPOSE | 1128386 |  | 49256 | 2015-09-23 | 2017-09-15 | 12240 | GENERAL SURGERY (6-S) | 2015-05-22 | USD | 400 | Active | UNIVERSITY NEW MEXICO HOSPITAL
91835 | 1379669 | B BRAUN MEDICAL INC | SPACE STATION COVER | 8713145U | INFUSION PUMPS/ GENERAL-PURPOSE | 1128386 |  | 49283 | 2015-09-23 | 2017-09-15 | 12240 | GENERAL SURGERY (6-S) | 2015-05-22 | USD | 400 | Active | UNIVERSITY NEW MEXICO HOSPITAL
91834 | 1379668 | B BRAUN MEDICAL INC | SPACE STATION COVER | 8713145U | INFUSION PUMPS/ GENERAL-PURPOSE | 1128386 |  | 49290 | 2015-09-23 | 2017-09-15 | 12240 | GENERAL SURGERY (6-S) | 2015-05-22 | USD | 400 | Active | UNIVERSITY NEW MEXICO HOSPITAL
91833 | 1379667 | B BRAUN MEDICAL INC | SPACE STATION | 8713140U | RACKS/ MODULE | 1128386 |  | 65525 | 2015-09-22 | 2017-09-15 | 12240 | GENERAL SURGERY (6-S) | 2015-05-22 | USD | 760 | Active | UNIVERSITY NEW MEXICO HOSPITAL
91832 | 1379666 | B BRAUN MEDICAL INC | SPACE STATION | 8713140U | RACKS/ MODULE | 1128386 |  | 65527 | 2015-09-22 | 2017-09-15 | 12240 | GENERAL SURGERY (6-S) | 2015-05-22 | USD | 760 | Active | UNIVERSITY NEW MEXICO HOSPITAL
91831 | 1379665 | B BRAUN MEDICAL INC | SPACE STATION | 8713140U | RACKS/ MODULE | 1128386 |  | 65528 | 2015-09-22 | 2017-09-15 | 12240 | GENERAL SURGERY (6-S) | 2015-05-22 | USD | 760 | Active | UNIVERSITY NEW MEXICO HOSPITAL
91841 | 1379806 | MEDTRONIC INC | KANGAROO EPUMP | KANGAROO EPUMP | PUMPS/ ENTERAL FEEDING | 1129085 |  | C15121741 | 2016-11-08 | 2017-11-15 | 12250 | ORTHOPEDICS (3-S) | 2015-05-22 | USD | 275 | Active | UNIVERSITY NEW MEXICO HOSPITAL
91840 | 1379805 | MEDTRONIC INC | KANGAROO EPUMP | KANGAROO EPUMP | PUMPS/ ENTERAL FEEDING | 1129085 |  | C15121764 | 2016-11-15 | 2017-11-15 | 12250 | ORTHOPEDICS (3-S) | 2015-05-22 | USD | 275 | Active | UNIVERSITY NEW MEXICO HOSPITAL
91839 | 1379804 | MEDTRONIC INC | KANGAROO EPUMP | KANGAROO EPUMP | PUMPS/ ENTERAL FEEDING | 1129085 |  | C15121720 | 2016-11-16 | 2017-11-15 | 12250 | ORTHOPEDICS (3-S) | 2015-05-22 | USD | 275 | Active | UNIVERSITY NEW MEXICO HOSPITAL
91838 | 1379803 | MEDTRONIC INC | KANGAROO EPUMP | KANGAROO EPUMP | PUMPS/ ENTERAL FEEDING | 1129085 |  | C15121737 | 2016-11-08 | 2017-11-15 | 12455 | NEWBORN ICU | 2015-05-22 | USD | 275 | Active | UNIVERSITY NEW MEXICO HOSPITAL
91837 | 1379802 | MEDTRONIC INC | KANGAROO EPUMP | KANGAROO EPUMP | PUMPS/ ENTERAL FEEDING | 1129085 |  | C15121770 | 2016-11-08 | 2017-11-15 | 12480 | CTH REHAB-ORTHO UNIT | 2015-05-22 | USD | 275 | Active | UNIVERSITY NEW MEXICO HOSPITAL
93025 | 1379822 | MEDFUSION INC | 3500 | 3500 | INFUSION PUMPS | 1132179 |  | M7231 | 2017-06-28 | 2018-06-15 | 15055 | ANESTHESIA | 2015-05-21 | USD | 3546.63 | Active | UNIVERSITY NEW MEXICO HOSPITAL
93003 | 1379819 | WELCH ALLYN INC | SURETEMP PLUS (690) | SURETEMP PLUS (690) | THERMOMETERS/ ELECTRONIC | 1130523 |  | 15170651 | 2015-05-21 | 2015-05-15 | 12520 | MOTHER & BABY UNIT (3-E) BBRP | 2015-05-21 | USD | 168 | Active | UNIVERSITY NEW MEXICO HOSPITAL
93024 | 1379821 | MEDFUSION INC | 3500 | 3500 | INFUSION PUMPS | 1132179 |  | M7232 | 2017-06-21 | 2018-06-15 | 15055 | ANESTHESIA | 2015-05-21 | USD | 3546.63 | Active | UNIVERSITY NEW MEXICO HOSPITAL
93002 | 1379818 | WELCH ALLYN INC | SURETEMP PLUS (690) | SURETEMP PLUS (690) | THERMOMETERS/ ELECTRONIC | 1130523 |  | 15170667 | 2015-05-21 | 2015-05-15 | 12520 | MOTHER & BABY UNIT (3-E) BBRP | 2015-05-21 | USD | 168 | Active | UNIVERSITY NEW MEXICO HOSPITAL
93023 | 1379820 | MEDFUSION INC | 3500 | 3500 | INFUSION PUMPS | 1132179 |  | M7234 | 2017-06-29 | 2018-06-15 | 15055 | ANESTHESIA | 2015-05-21 | USD | 3546.63 | Active | UNIVERSITY NEW MEXICO HOSPITAL
93022 | 1379817 | MEDFUSION INC | 3500 | 3500 | INFUSION PUMPS | 1132179 |  | M7235 | 2017-06-28 | 2018-06-15 | 15055 | ANESTHESIA | 2015-05-21 | USD | 3546.63 | Active | UNIVERSITY NEW MEXICO HOSPITAL
93021 | 1379816 | MEDFUSION INC | 3500 | 3500 | INFUSION PUMPS | 1132179 |  | M7233 | 2017-06-13 | 2018-06-15 | 15055 | ANESTHESIA | 2015-05-21 | USD | 3546.63 | Active | UNIVERSITY NEW MEXICO HOSPITAL
93020 | 1379815 | MEDFUSION INC | 3500 | 3500 | INFUSION PUMPS | 1132179 |  | M7236 | 2016-10-14 | 2017-10-15 | 12460 | PEDIATRIC ICU | 2015-05-21 | USD | 3546.63 | Active | UNIVERSITY NEW MEXICO HOSPITAL
93019 | 1379814 | MEDFUSION INC | 3500 | 3500 | INFUSION PUMPS | 1132179 |  | M7237 | 2016-10-20 | 2017-10-15 | 15045 | PACU - BBRP | 2015-05-21 | USD | 3546.63 | Active | UNIVERSITY NEW MEXICO HOSPITAL
93018 | 1379813 | GETINGE USA INC | 5624 | 5624 | WARMING UNITS/ MULTIPURPOSE | 1129510-0-CAP |  | URA055881 | 2016-10-07 | 2017-10-15 | 12520 | MOTHER & BABY UNIT (3-E) BBRP | 2015-05-21 | USD | 7735.6 | Active | UNIVERSITY NEW MEXICO HOSPITAL
93017 | 1379812 | MEDTRONIC INC | FORCE TRIAD | FORCE TRIAD | ELECTROSURGICAL UNITS/ MONOPOLAR/ BIPOLAR | 1127499-0-CAP |  | T5C45176EX | 2017-06-16 | 2018-06-15 | 15000 | OPERATING ROOM | 2015-05-21 | USD | 21533.34 | Active | UNIVERSITY NEW MEXICO HOSPITAL
93016 | 1379811 | MEDTRONIC INC | FORCE TRIAD | FORCE TRIAD | ELECTROSURGICAL UNITS/ MONOPOLAR/ BIPOLAR | 1127499-0-CAP |  | T5C45468EX | 2017-06-20 | 2018-06-15 | 15000 | OPERATING ROOM | 2015-05-21 | USD | 21533.34 | Active | UNIVERSITY NEW MEXICO HOSPITAL
93015 | 1379810 | MEDTRONIC INC | FORCE TRIAD | FORCE TRIAD | ELECTROSURGICAL UNITS/ MONOPOLAR/ BIPOLAR | 1127499-0-CAP |  | T5C45467EX | 2017-06-30 | 2018-06-15 | 15000 | OPERATING ROOM | 2015-05-21 | USD | 21533.34 | Active | UNIVERSITY NEW MEXICO HOSPITAL
91957 | 1379707 | CHATTANOOGA GROUP DIV ENCORE MEDICAL CORP | 2402 | 2402 | HYDROCOLLATORS | 1130204 |  | T11737C | 2016-10-25 | 2017-10-15 | 32045 | SOUTHWEST MESA CLINIC | 2015-05-20 | USD | 1152.39 | Active | UNIVERSITY NEW MEXICO HOSPITAL
91830 | 1379664 | TYCO HEALTHCARE GROUP | GENIUS II | GENIUS II | THERMOMETERS/ ELECTRONIC/ INFRARED/ EAR | REPL ACN 70059 |  | N15538210 | 2015-05-20 | 2015-05-15 | 30030 | CTH OUTPATIENT CLINIC | 2015-05-20 | USD |  | Active | UNIVERSITY NEW MEXICO HOSPITAL
93001 | 1379800 | SCALE-TRONIX INC | 5002 | 5002 | SCALES/ PATIENT/ PLATFORM/ ELECTRONIC | 1128383 |  | 5002-33836 | 2016-10-19 | 2017-10-15 | 12210 | CORONARY CARE SUBACUTE | 2015-05-20 | USD | 2295 | Active | UNIVERSITY NEW MEXICO HOSPITAL
93010 | 1379796 | HILL-ROM INC | SURETEMP PLUS | 692 | THERMOMETERS/ ELECTRONIC | 2000776 |  | 15160027 | 2015-05-19 | 2015-05-15 | 12455 | NEWBORN ICU | 2015-05-19 | USD | 366 | Active | UNIVERSITY NEW MEXICO HOSPITAL
93009 | 1379795 | HILL-ROM INC | SURETEMP PLUS | 692 | THERMOMETERS/ ELECTRONIC | 2000776 |  | 15190143 | 2015-05-19 | 2015-05-15 | 12455 | NEWBORN ICU | 2015-05-19 | USD | 366 | Active | UNIVERSITY NEW MEXICO HOSPITAL
93008 | 1379794 | HILL-ROM INC | SURETEMP PLUS | 692 | THERMOMETERS/ ELECTRONIC | 2000776 |  | 15190089 | 2015-05-19 | 2015-05-15 | 12455 | NEWBORN ICU | 2015-05-19 | USD | 366 | Active | UNIVERSITY NEW MEXICO HOSPITAL
93007 | 1379793 | HILL-ROM INC | SURETEMP PLUS | 692 | THERMOMETERS/ ELECTRONIC | 2000776 |  | 15190087 | 2015-05-19 | 2015-05-15 | 12455 | NEWBORN ICU | 2015-05-19 | USD | 366 | Active | UNIVERSITY NEW MEXICO HOSPITAL
93006 | 1379792 | HILL-ROM INC | SURETEMP PLUS | 692 | THERMOMETERS/ ELECTRONIC | 2000776 |  | 15190085 | 2015-05-19 | 2015-05-15 | 12455 | NEWBORN ICU | 2015-05-19 | USD | 366 | Active | UNIVERSITY NEW MEXICO HOSPITAL
91972 | 1379710 | ENTHERMICS MEDICAL SYSTEMS | DC250 | DC250 | WARMING UNITS/ BLANKET | 1129792 |  | 1541679-000 | 2016-10-25 | 2017-10-15 | 30080 | NORTH VALLEY CLINIC | 2015-05-18 | USD | 2621 | Active | UNIVERSITY NEW MEXICO HOSPITAL
93264 | 1379688 | MIDMARK CORP | 604 (604-002) | 604 (604-002) | TABLES/ EXAMINATION/TREATMENT | 1125613 |  | V1621064 |  | 2016-05-15 | 30080 | NORTH VALLEY CLINIC | 2015-05-18 | USD | 1157.13 | Active | UNIVERSITY NEW MEXICO HOSPITAL
91977 | 1379715 | WALLACH | MC 250 AR | MC 250 AR | BLOOD-FLOW DETECTORS/ ULTRASONIC | 1125611 |  | 02150357 | 2015-05-18 | 2015-05-15 | 30080 | NORTH VALLEY CLINIC | 2015-05-18 | USD | 584 | Active | UNIVERSITY NEW MEXICO HOSPITAL
91945 | 1379789 | MIDMARK CORP | 604 (604-002) | 604 (604-002) | TABLES/ EXAMINATION/TREATMENT | 1125613 |  | V1638407 |  | 2016-05-15 | 30080 | NORTH VALLEY CLINIC | 2015-05-18 | USD | 1157.13 | Active | UNIVERSITY NEW MEXICO HOSPITAL
91976 | 1379714 | WALLACH | MC 250 AR | MC 250 AR | BLOOD-FLOW DETECTORS/ ULTRASONIC | 1125611 |  | 02150350 | 2015-05-18 | 2015-05-15 | 30080 | NORTH VALLEY CLINIC | 2015-05-18 | USD | 584 | Active | UNIVERSITY NEW MEXICO HOSPITAL
91331 | 1379786 | MIDMARK CORP | 604 (604-002) | 604 (604-002) | TABLES/ EXAMINATION/TREATMENT | 1125613 |  | V1636088 |  | 2016-05-15 | 30080 | NORTH VALLEY CLINIC | 2015-05-18 | USD | 1157.13 | Active | UNIVERSITY NEW MEXICO HOSPITAL
91975 | 1379713 | WALLACH | MC 250 AR | MC 250 AR | BLOOD-FLOW DETECTORS/ ULTRASONIC | 1125611 |  | 02150351 | 2015-05-18 | 2015-05-15 | 30080 | NORTH VALLEY CLINIC | 2015-05-18 | USD | 584 | Active | UNIVERSITY NEW MEXICO HOSPITAL
91329 | 1379784 | MIDMARK CORP | 604 (604-002) | 604 (604-002) | TABLES/ EXAMINATION/TREATMENT | 1125613 |  | V1638568 |  | 2016-05-15 | 30080 | NORTH VALLEY CLINIC | 2015-05-18 | USD | 1157.13 | Active | UNIVERSITY NEW MEXICO HOSPITAL
91974 | 1379712 | WALLACH | MC 250 AR | MC 250 AR | BLOOD-FLOW DETECTORS/ ULTRASONIC | 1125611 |  | 02150358 | 2015-05-18 | 2015-05-15 | 30080 | NORTH VALLEY CLINIC | 2015-05-18 | USD | 584 | Active | UNIVERSITY NEW MEXICO HOSPITAL
91327 | 1379782 | MIDMARK CORP | 604 (604-002) | 604 (604-002) | TABLES/ EXAMINATION/TREATMENT | 1125613 |  | V1638592 |  | 2016-05-15 | 30080 | NORTH VALLEY CLINIC | 2015-05-18 | USD | 1157.13 | Active | UNIVERSITY NEW MEXICO HOSPITAL
91956 | 1379748 | GE HEALTHCARE | MAC 5500 HD | MAC 5500 HD | ELECTROCARDIOGRAPHS/ MULTICHANNEL | 1127557-0-CAP |  | SKJ151155160PA | 2016-10-01 | 2017-10-15 | 30080 | NORTH VALLEY CLINIC | 2015-05-18 | USD | 11801.8 | Active | UNIVERSITY NEW MEXICO HOSPITAL
91325 | 1379780 | MIDMARK CORP | 604 (604-002) | 604 (604-002) | TABLES/ EXAMINATION/TREATMENT | 1125613 |  | V1635711 |  | 2016-05-15 | 30080 | NORTH VALLEY CLINIC | 2015-05-18 | USD | 1157.13 | Active | UNIVERSITY NEW MEXICO HOSPITAL
91978 | 1379716 | GE HEALTHCARE | DINAMAP V100 | NBAA-AXAA-DR | MONITORS/ PHYSIOLOGIC/ VITAL SIGNS | 1127727 |  | SH615170951SA | 2016-10-01 | 2017-10-15 | 30080 | NORTH VALLEY CLINIC | 2015-05-18 | USD | 3298.96 | Active | UNIVERSITY NEW MEXICO HOSPITAL
91336 | 1379777 | MIDMARK CORP | 604 (604-002) | 604 (604-002) | TABLES/ EXAMINATION/TREATMENT | 1125613 |  | V1637644 |  | 2016-05-15 | 30080 | NORTH VALLEY CLINIC | 2015-05-18 | USD | 1157.13 | Active | UNIVERSITY NEW MEXICO HOSPITAL
91973 | 1379711 | GE HEALTHCARE | DINAMAP V100 | NBAA-AXAA-DR | MONITORS/ PHYSIOLOGIC/ VITAL SIGNS | 1127727 |  | SH615170957SA | 2016-10-01 | 2017-10-15 | 30080 | NORTH VALLEY CLINIC | 2015-05-18 | USD | 3298.96 | Active | UNIVERSITY NEW MEXICO HOSPITAL
91335 | 1379776 | MIDMARK CORP | 604 (604-002) | 604 (604-002) | TABLES/ EXAMINATION/TREATMENT | 1125613 |  | V1636925 |  | 2016-05-15 | 30080 | NORTH VALLEY CLINIC | 2015-05-18 | USD | 1157.13 | Active | UNIVERSITY NEW MEXICO HOSPITAL
91979 | 1379717 | TYCO HEALTHCARE GROUP | GENIUS II | GENIUS II | THERMOMETERS/ ELECTRONIC/ INFRARED/ EAR | 1125611 |  | N15519540 | 2015-05-18 | 2015-05-15 | 30080 | NORTH VALLEY CLINIC | 2015-05-18 | USD | 225 | Active | UNIVERSITY NEW MEXICO HOSPITAL
91748 | 1379696 | MIDMARK CORP | 604 (604-002) | 604 (604-002) | TABLES/ EXAMINATION/TREATMENT | 1125613 |  | V1636948 |  | 2016-05-15 | 30080 | NORTH VALLEY CLINIC | 2015-05-18 | USD | 1157.13 | Active | UNIVERSITY NEW MEXICO HOSPITAL
91980 | 1379718 | TYCO HEALTHCARE GROUP | GENIUS II | GENIUS II | THERMOMETERS/ ELECTRONIC/ INFRARED/ EAR | 1125611 |  | N15519580 | 2015-05-18 | 2015-05-15 | 30080 | NORTH VALLEY CLINIC | 2015-05-18 | USD | 225 | Active | UNIVERSITY NEW MEXICO HOSPITAL
91746 | 1379694 | MIDMARK CORP | 604 (604-002) | 604 (604-002) | TABLES/ EXAMINATION/TREATMENT | 1125613 |  | V1621405 |  | 2016-05-15 | 30080 | NORTH VALLEY CLINIC | 2015-05-18 | USD | 1157.13 | Active | UNIVERSITY NEW MEXICO HOSPITAL
91749 | 1379697 | MIDMARK CORP | 640-001 | 640-001 | TABLES/ EXAMINATION/TREATMENT | 1125611 |  | V1634420 | 2015-10-20 | 2016-10-15 | 30080 | NORTH VALLEY CLINIC | 2015-05-18 | USD | 1759.9 | Active | UNIVERSITY NEW MEXICO HOSPITAL
91744 | 1379692 | MIDMARK CORP | 604 (604-002) | 604 (604-002) | TABLES/ EXAMINATION/TREATMENT | 1125613 |  | V1621098 |  | 2016-05-15 | 30080 | NORTH VALLEY CLINIC | 2015-05-18 | USD | 1157.13 | Active | UNIVERSITY NEW MEXICO HOSPITAL
91782 | 1379774 | MAQUET INC | LUCEA 40 | LUCEA 40 | LIGHTS/ EXAMINATION | 1125600 |  | AR-012080 |  | 2016-05-15 | 30080 | NORTH VALLEY CLINIC | 2015-05-18 | USD | 3904.32 | Active | UNIVERSITY NEW MEXICO HOSPITAL
91714 | 1379690 | MIDMARK CORP | 604 (604-002) | 604 (604-002) | TABLES/ EXAMINATION/TREATMENT | 1125613 |  | V1621863 |  | 2016-05-15 | 30080 | NORTH VALLEY CLINIC | 2015-05-18 | USD | 1157.13 | Active | UNIVERSITY NEW MEXICO HOSPITAL
91952 | 1379744 | UNICO | G380 | G380 | MICROSCOPES | 1125611 |  | G38L20140855 | 2016-10-25 | 2017-10-15 | 30080 | NORTH VALLEY CLINIC | 2015-05-18 | USD | 594 | Active | UNIVERSITY NEW MEXICO HOSPITAL
91858 | 1379686 | MIDMARK CORP | 604 (604-002) | 604 (604-002) | TABLES/ EXAMINATION/TREATMENT | 1125613 |  | V1637651 |  | 2016-05-15 | 30080 | NORTH VALLEY CLINIC | 2015-05-18 | USD | 1157.13 | Active | UNIVERSITY NEW MEXICO HOSPITAL
91955 | 1379747 | PHILIPS HEALTHCARE | BILICHEK | BILICHEK | BILIRUBINOMETERS | 1129219 |  | B10045 | 2015-05-18 | 2015-05-15 | 30080 | NORTH VALLEY CLINIC | 2015-05-18 | USD | 3941.35 | Active | UNIVERSITY NEW MEXICO HOSPITAL
91856 | 1379684 | MIDMARK CORP | 604 (604-002) | 604 (604-002) | TABLES/ EXAMINATION/TREATMENT | 1125613 |  | V1621389 |  | 2016-05-15 | 30080 | NORTH VALLEY CLINIC | 2015-05-18 | USD | 1157.13 | Active | UNIVERSITY NEW MEXICO HOSPITAL
91902 | 1379706 | PHILIPS HEALTHCARE | BILICHEK | BILICHEK | BILIRUBINOMETERS | 1129219 |  | B10061 | 2015-05-18 | 2015-05-15 | 30080 | NORTH VALLEY CLINIC | 2015-05-18 | USD | 3941.35 | Active | UNIVERSITY NEW MEXICO HOSPITAL
91341 | 1379682 | MIDMARK CORP | 604 (604-002) | 604 (604-002) | TABLES/ EXAMINATION/TREATMENT | 1125613 |  | V1636274 |  | 2016-05-15 | 30080 | NORTH VALLEY CLINIC | 2015-05-18 | USD | 1157.13 | Active | UNIVERSITY NEW MEXICO HOSPITAL
91971 | 1379699 | BEFOUR INC | SCAL31MC | SCAL31MC | SCALES/ PATIENT | 1125611 |  | 1504D31MC2742 | 2016-10-01 | 2017-10-15 | 30080 | NORTH VALLEY CLINIC | 2015-05-18 | USD | 2038.74 | Active | UNIVERSITY NEW MEXICO HOSPITAL
91339 | 1379680 | MIDMARK CORP | 604 (604-002) | 604 (604-002) | TABLES/ EXAMINATION/TREATMENT | 1125613 |  | V1635844 |  | 2016-05-15 | 30080 | NORTH VALLEY CLINIC | 2015-05-18 | USD | 1157.13 | Active | UNIVERSITY NEW MEXICO HOSPITAL
91970 | 1379698 | BEFOUR INC | SCAL31MC | SCAL31MC | SCALES/ PATIENT | 1125611 |  | 1504D42MC0074 | 2016-10-01 | 2017-10-15 | 30080 | NORTH VALLEY CLINIC | 2015-05-18 | USD | 2038.74 | Active | UNIVERSITY NEW MEXICO HOSPITAL
91179 | 1258910 | MIDMARK CORP | 604 (604-002) | 604 (604-002) | TABLES/ EXAMINATION/TREATMENT | 1125613 |  | V1621082 |  | 2016-05-15 | 30080 | NORTH VALLEY CLINIC | 2015-05-18 | USD | 1157.13 | Active | UNIVERSITY NEW MEXICO HOSPITAL
91984 | 1379732 | PHILIPS BURTON | UV502 | UV502 | LIGHTS/ ULTRAVIOLET | 1125611 |  | 6808495 | 2016-10-01 | 2017-10-15 | 30080 | NORTH VALLEY CLINIC | 2015-05-18 | USD | 609.07 | Active | UNIVERSITY NEW MEXICO HOSPITAL
91175 | 1379657 | MIDMARK CORP | 604 (604-002) | 604 (604-002) | TABLES/ EXAMINATION/TREATMENT | 1125613 |  | V1638614 |  | 2016-05-15 | 30080 | NORTH VALLEY CLINIC | 2015-05-18 | USD | 1157.13 | Active | UNIVERSITY NEW MEXICO HOSPITAL
93004 | 1379790 | SMITHS MEDICAL MD INC | CADD-SOLIS | CADD-SOLIS | INFUSION PUMPS/ PATIENT-CONTROLLED ANALGESIC | 1127244 |  | 1074809 | 2017-05-19 | 2018-05-15 | 12120 | MEDICAL/CARDIAC ICU | 2015-05-18 | USD | 4481 | Active | UNIVERSITY NEW MEXICO HOSPITAL
91172 | 1379654 | MIDMARK CORP | 604 (604-002) | 604 (604-002) | TABLES/ EXAMINATION/TREATMENT | 1125613 |  | V1635529 |  | 2016-05-15 | 30080 | NORTH VALLEY CLINIC | 2015-05-18 | USD | 1157.13 | Active | UNIVERSITY NEW MEXICO HOSPITAL
93005 | 1379791 | SMITHS MEDICAL MD INC | CADD-SOLIS | CADD-SOLIS | INFUSION PUMPS/ PATIENT-CONTROLLED ANALGESIC | 1127244 |  | 1074808 | 2017-05-19 | 2018-05-15 | 12120 | MEDICAL/CARDIAC ICU | 2015-05-18 | USD | 4481 | Active | UNIVERSITY NEW MEXICO HOSPITAL
91323 | 1379652 | MIDMARK CORP | 604 (604-002) | 604 (604-002) | TABLES/ EXAMINATION/TREATMENT | 1125613 |  | V1621889 |  | 2016-05-15 | 30080 | NORTH VALLEY CLINIC | 2015-05-18 | USD | 1157.13 | Active | UNIVERSITY NEW MEXICO HOSPITAL
91321 | 1379650 | MIDMARK CORP | 604 (604-002) | 604 (604-002) | TABLES/ EXAMINATION/TREATMENT | 1125613 |  | V1638237 |  | 2016-05-15 | 30080 | NORTH VALLEY CLINIC | 2015-05-18 | USD | 1157.13 | Active | UNIVERSITY NEW MEXICO HOSPITAL
91954 | 1379746 | WELCH ALLYN INC | OAE HEARING SCREENER (29400) | OAE HEARING SCREENER | AUDIOMETERS | 1128207 |  | (21)GI5001545 | 2016-10-25 | 2017-10-15 | 30080 | NORTH VALLEY CLINIC | 2015-05-18 | USD | 4236.25 | Active | UNIVERSITY NEW MEXICO HOSPITAL
93263 | 1379759 | ZOLL MEDICAL CORP | AED PLUS | AED PLUS | DEFIBRILLATORS/ EXTERNAL/ AUTOMATED | 1129796 |  | X15C745928 | 2017-04-05 | 2017-10-15 | 30080 | NORTH VALLEY CLINIC | 2015-05-18 | USD | 1496.25 | Active | UNIVERSITY NEW MEXICO HOSPITAL
91985 | 1379733 | EXERGEN CORP | TAT-5000 | TAT-5000 | THERMOMETERS/ ELECTRONIC/ INFRARED | 1129793 |  | A470744 |  | 2016-05-15 | 30080 | NORTH VALLEY CLINIC | 2015-05-18 | USD | 316 | Active | UNIVERSITY NEW MEXICO HOSPITAL
91982 | 1379730 | EXERGEN CORP | TAT-5000 | TAT-5000 | THERMOMETERS/ ELECTRONIC/ INFRARED | 1129793 |  | A470740 |  | 2016-05-15 | 30080 | NORTH VALLEY CLINIC | 2015-05-18 | USD | 316 | Active | UNIVERSITY NEW MEXICO HOSPITAL
91989 | 1379737 | EXERGEN CORP | TAT-5000 | TAT-5000 | THERMOMETERS/ ELECTRONIC/ INFRARED | 1129793 |  | A466126 |  | 2016-05-15 | 30080 | NORTH VALLEY CLINIC | 2015-05-18 | USD | 316 | Active | UNIVERSITY NEW MEXICO HOSPITAL
91991 | 1379739 | EXERGEN CORP | TAT-5000 | TAT-5000 | THERMOMETERS/ ELECTRONIC/ INFRARED | 1129793 |  | A466131 |  | 2016-05-15 | 30080 | NORTH VALLEY CLINIC | 2015-05-18 | USD | 316 | Active | UNIVERSITY NEW MEXICO HOSPITAL
91948 | 1379740 | EXERGEN CORP | TAT-5000 | TAT-5000 | THERMOMETERS/ ELECTRONIC/ INFRARED | 1129793 |  | A466127 |  | 2016-05-15 | 30080 | NORTH VALLEY CLINIC | 2015-05-18 | USD | 316 | Active | UNIVERSITY NEW MEXICO HOSPITAL
91950 | 1379742 | EXERGEN CORP | TAT-5000 | TAT-5000 | THERMOMETERS/ ELECTRONIC/ INFRARED | 1129793 |  | A466135 |  | 2016-05-15 | 30080 | NORTH VALLEY CLINIC | 2015-05-18 | USD | 316 | Active | UNIVERSITY NEW MEXICO HOSPITAL
91951 | 1379743 | EXERGEN CORP | TAT-5000 | TAT-5000 | THERMOMETERS/ ELECTRONIC/ INFRARED | 1129793 |  | A466136 |  | 2016-05-15 | 30080 | NORTH VALLEY CLINIC | 2015-05-18 | USD | 316 | Active | UNIVERSITY NEW MEXICO HOSPITAL
91949 | 1379741 | EXERGEN CORP | TAT-5000 | TAT-5000 | THERMOMETERS/ ELECTRONIC/ INFRARED | 1129793 |  | A466134 |  | 2016-05-15 | 30080 | NORTH VALLEY CLINIC | 2015-05-18 | USD | 316 | Active | UNIVERSITY NEW MEXICO HOSPITAL
91988 | 1379736 | EXERGEN CORP | TAT-5000 | TAT-5000 | THERMOMETERS/ ELECTRONIC/ INFRARED | 1129793 |  | A470743 |  | 2016-05-15 | 30080 | NORTH VALLEY CLINIC | 2015-05-18 | USD | 316 | Active | UNIVERSITY NEW MEXICO HOSPITAL
91990 | 1379738 | EXERGEN CORP | TAT-5000 | TAT-5000 | THERMOMETERS/ ELECTRONIC/ INFRARED | 1129793 |  | A470742 |  | 2016-05-15 | 30080 | NORTH VALLEY CLINIC | 2015-05-18 | USD | 316 | Active | UNIVERSITY NEW MEXICO HOSPITAL
91986 | 1379734 | EXERGEN CORP | TAT-5000 | TAT-5000 | THERMOMETERS/ ELECTRONIC/ INFRARED | 1129793 |  | A470741 |  | 2016-05-15 | 30080 | NORTH VALLEY CLINIC | 2015-05-18 | USD | 316 | Active | UNIVERSITY NEW MEXICO HOSPITAL
91987 | 1379735 | EXERGEN CORP | TAT-5000 | TAT-5000 | THERMOMETERS/ ELECTRONIC/ INFRARED | 1129793 |  | A470729 |  | 2016-05-15 | 30080 | NORTH VALLEY CLINIC | 2015-05-18 | USD | 316 | Active | UNIVERSITY NEW MEXICO HOSPITAL
91996 | 1379720 | EXERGEN CORP | TAT-5000 | TAT-5000 | THERMOMETERS/ ELECTRONIC/ INFRARED | 1129793 |  | A466128 |  | 2016-05-15 | 30080 | NORTH VALLEY CLINIC | 2015-05-18 | USD | 316 | Active | UNIVERSITY NEW MEXICO HOSPITAL
91994 | 1379722 | EXERGEN CORP | TAT-5000 | TAT-5000 | THERMOMETERS/ ELECTRONIC/ INFRARED | 1129793 |  | A466125 |  | 2016-05-15 | 30080 | NORTH VALLEY CLINIC | 2015-05-18 | USD | 316 | Active | UNIVERSITY NEW MEXICO HOSPITAL
91981 | 1379729 | EXERGEN CORP | TAT-5000 | TAT-5000 | THERMOMETERS/ ELECTRONIC/ INFRARED | 1129793 |  | A470739 |  | 2016-05-15 | 30080 | NORTH VALLEY CLINIC | 2015-05-18 | USD | 316 | Active | UNIVERSITY NEW MEXICO HOSPITAL
91993 | 1379721 | EXERGEN CORP | TAT-5000 | TAT-5000 | THERMOMETERS/ ELECTRONIC/ INFRARED | 1129793 |  | A465312 |  | 2016-05-15 | 30080 | NORTH VALLEY CLINIC | 2015-05-18 | USD | 316 | Active | UNIVERSITY NEW MEXICO HOSPITAL
92000 | 1379728 | EXERGEN CORP | TAT-5000 | TAT-5000 | THERMOMETERS/ ELECTRONIC/ INFRARED | 1129793 |  | A470716 |  | 2016-05-15 | 30080 | NORTH VALLEY CLINIC | 2015-05-18 | USD | 316 | Active | UNIVERSITY NEW MEXICO HOSPITAL
91999 | 1379727 | EXERGEN CORP | TAT-5000 | TAT-5000 | THERMOMETERS/ ELECTRONIC/ INFRARED | 1129793 |  | A465307 |  | 2016-05-15 | 30080 | NORTH VALLEY CLINIC | 2015-05-18 | USD | 316 | Active | UNIVERSITY NEW MEXICO HOSPITAL
91998 | 1379726 | EXERGEN CORP | TAT-5000 | TAT-5000 | THERMOMETERS/ ELECTRONIC/ INFRARED | 1129793 |  | A465322 |  | 2016-05-15 | 30080 | NORTH VALLEY CLINIC | 2015-05-18 | USD | 316 | Active | UNIVERSITY NEW MEXICO HOSPITAL
91995 | 1379723 | EXERGEN CORP | TAT-5000 | TAT-5000 | THERMOMETERS/ ELECTRONIC/ INFRARED | 1129793 |  | A465285 |  | 2016-05-15 | 30080 | NORTH VALLEY CLINIC | 2015-05-18 | USD | 316 | Active | UNIVERSITY NEW MEXICO HOSPITAL
91997 | 1379725 | EXERGEN CORP | TAT-5000 | TAT-5000 | THERMOMETERS/ ELECTRONIC/ INFRARED | 1129793 |  | A466129 |  | 2016-05-15 | 30080 | NORTH VALLEY CLINIC | 2015-05-18 | USD | 316 | Active | UNIVERSITY NEW MEXICO HOSPITAL
91983 | 1379731 | EXERGEN CORP | TAT-5000 | TAT-5000 | THERMOMETERS/ ELECTRONIC/ INFRARED | 1129793 |  | A470736 |  | 2016-05-15 | 30080 | NORTH VALLEY CLINIC | 2015-05-18 | USD | 316 | Active | UNIVERSITY NEW MEXICO HOSPITAL
91324 | 1379653 | WELCH ALLYN INC | GS 777 | 408282 | OPHTHALMOSCOPE/OTOSCOPES | 1125611 |  | NSN | 2015-05-18 | 2015-05-15 | 30080 | NORTH VALLEY CLINIC | 2015-05-18 | USD | 634.23 | Active | UNIVERSITY NEW MEXICO HOSPITAL
91322 | 1379651 | WELCH ALLYN INC | GS 777 | 408282 | OPHTHALMOSCOPE/OTOSCOPES | 1125611 |  | NSN | 2015-05-18 | 2015-05-15 | 30080 | NORTH VALLEY CLINIC | 2015-05-18 | USD | 634.23 | Active | UNIVERSITY NEW MEXICO HOSPITAL
91859 | 1379687 | WELCH ALLYN INC | GS 777 | 408282 | OPHTHALMOSCOPE/OTOSCOPES | 1125611 |  | NSN | 2015-05-18 | 2015-05-15 | 30080 | NORTH VALLEY CLINIC | 2015-05-18 | USD | 634.23 | Active | UNIVERSITY NEW MEXICO HOSPITAL
91747 | 1379695 | WELCH ALLYN INC | GS 777 | 408282 | OPHTHALMOSCOPE/OTOSCOPES | 1125611 |  | NSN | 2015-05-18 | 2015-05-15 | 30080 | NORTH VALLEY CLINIC | 2015-05-18 | USD | 634.23 | Active | UNIVERSITY NEW MEXICO HOSPITAL
91174 | 1379656 | WELCH ALLYN INC | GS 777 | 408282 | OPHTHALMOSCOPE/OTOSCOPES | 1125611 |  | NSN | 2015-05-18 | 2015-05-15 | 30080 | NORTH VALLEY CLINIC | 2015-05-18 | USD | 634.23 | Active | UNIVERSITY NEW MEXICO HOSPITAL
91177 | 1379659 | WELCH ALLYN INC | GS 777 | 408282 | OPHTHALMOSCOPE/OTOSCOPES | 1125611 |  | NSN | 2015-05-18 | 2015-05-15 | 30080 | NORTH VALLEY CLINIC | 2015-05-18 | USD | 634.23 | Active | UNIVERSITY NEW MEXICO HOSPITAL
91173 | 1379655 | WELCH ALLYN INC | GS 777 | 408282 | OPHTHALMOSCOPE/OTOSCOPES | 1125611 |  | NSN | 2015-05-18 | 2015-05-15 | 30080 | NORTH VALLEY CLINIC | 2015-05-18 | USD | 634.23 | Active | UNIVERSITY NEW MEXICO HOSPITAL
91326 | 1379781 | WELCH ALLYN INC | GS 777 | 408282 | OPHTHALMOSCOPE/OTOSCOPES | 1125611 |  | NSN | 2015-05-18 | 2015-05-15 | 30080 | NORTH VALLEY CLINIC | 2015-05-18 | USD | 634.23 | Active | UNIVERSITY NEW MEXICO HOSPITAL
91943 | 1379787 | WELCH ALLYN INC | GS 777 | 408282 | OPHTHALMOSCOPE/OTOSCOPES | 1125611 |  | NSN | 2015-05-18 | 2015-05-15 | 30080 | NORTH VALLEY CLINIC | 2015-05-18 | USD | 634.23 | Active | UNIVERSITY NEW MEXICO HOSPITAL
91330 | 1379785 | WELCH ALLYN INC | GS 777 | 408282 | OPHTHALMOSCOPE/OTOSCOPES | 1125611 |  | NSN | 2015-05-18 | 2015-05-15 | 30080 | NORTH VALLEY CLINIC | 2015-05-18 | USD | 634.23 | Active | UNIVERSITY NEW MEXICO HOSPITAL
91328 | 1379783 | WELCH ALLYN INC | GS 777 | 408282 | OPHTHALMOSCOPE/OTOSCOPES | 1125611 |  | NSN | 2015-05-18 | 2015-05-15 | 30080 | NORTH VALLEY CLINIC | 2015-05-18 | USD | 634.23 | Active | UNIVERSITY NEW MEXICO HOSPITAL
91944 | 1379788 | WELCH ALLYN INC | GS 777 | 408282 | OPHTHALMOSCOPE/OTOSCOPES | 1125611 |  | NSN | 2015-05-18 | 2015-05-15 | 30080 | NORTH VALLEY CLINIC | 2015-05-18 | USD | 634.23 | Active | UNIVERSITY NEW MEXICO HOSPITAL
91338 | 1379779 | WELCH ALLYN INC | GS 777 | 408282 | OPHTHALMOSCOPE/OTOSCOPES | 1125611 |  | NSN | 2015-05-18 | 2015-05-15 | 30080 | NORTH VALLEY CLINIC | 2015-05-18 | USD | 634.23 | Active | UNIVERSITY NEW MEXICO HOSPITAL
91337 | 1379778 | WELCH ALLYN INC | GS 777 | 408282 | OPHTHALMOSCOPE/OTOSCOPES | 1125611 |  | NSN | 2015-05-18 | 2015-05-15 | 30080 | NORTH VALLEY CLINIC | 2015-05-18 | USD | 634.23 | Active | UNIVERSITY NEW MEXICO HOSPITAL
91334 | 1379775 | WELCH ALLYN INC | GS 777 | 408282 | OPHTHALMOSCOPE/OTOSCOPES | 1125611 |  | NSN | 2015-05-18 | 2015-05-15 | 30080 | NORTH VALLEY CLINIC | 2015-05-18 | USD | 634.23 | Active | UNIVERSITY NEW MEXICO HOSPITAL
91780 | 1379770 | WELCH ALLYN INC | GS 777 | 408282 | OPHTHALMOSCOPE/OTOSCOPES | 1125611 |  | NSN | 2015-05-18 | 2015-05-15 | 30080 | NORTH VALLEY CLINIC | 2015-05-18 | USD | 634.23 | Active | UNIVERSITY NEW MEXICO HOSPITAL
91340 | 1379678 | WELCH ALLYN INC | GS 777 | 408282 | OPHTHALMOSCOPE/OTOSCOPES | 1125611 |  | NSN | 2015-05-18 | 2015-05-15 | 30080 | NORTH VALLEY CLINIC | 2015-05-18 | USD | 634.23 | Active | UNIVERSITY NEW MEXICO HOSPITAL
91857 | 1379685 | WELCH ALLYN INC | GS 777 | 408282 | OPHTHALMOSCOPE/OTOSCOPES | 1125611 |  | NSN | 2015-05-18 | 2015-05-15 | 30080 | NORTH VALLEY CLINIC | 2015-05-18 | USD | 634.23 | Active | UNIVERSITY NEW MEXICO HOSPITAL
91342 | 1379683 | WELCH ALLYN INC | GS 777 | 408282 | OPHTHALMOSCOPE/OTOSCOPES | 1125611 |  | NSN | 2015-05-18 | 2015-05-15 | 30080 | NORTH VALLEY CLINIC | 2015-05-18 | USD | 634.23 | Active | UNIVERSITY NEW MEXICO HOSPITAL
91745 | 1379693 | WELCH ALLYN INC | GS 777 | 408282 | OPHTHALMOSCOPE/OTOSCOPES | 1125611 |  | NSN | 2015-05-18 | 2015-05-15 | 30080 | NORTH VALLEY CLINIC | 2015-05-18 | USD | 634.23 | Active | UNIVERSITY NEW MEXICO HOSPITAL
91742 | 1379689 | WELCH ALLYN INC | GS 777 | 408282 | OPHTHALMOSCOPE/OTOSCOPES | 1125611 |  | NSN | 2015-05-18 | 2015-05-15 | 30080 | NORTH VALLEY CLINIC | 2015-05-18 | USD | 634.23 | Active | UNIVERSITY NEW MEXICO HOSPITAL
91743 | 1379691 | WELCH ALLYN INC | GS 777 | 408282 | OPHTHALMOSCOPE/OTOSCOPES | 1125611 |  | NSN | 2015-05-18 | 2015-05-15 | 30080 | NORTH VALLEY CLINIC | 2015-05-18 | USD | 634.23 | Active | UNIVERSITY NEW MEXICO HOSPITAL
91781 | 1379773 | MIDMARK CORP | 625395121 | 625395121 | CHAIRS/ EXAMINATION/ TREATMENT | 1127728 |  | V1638929 | 2015-05-18 | 2015-05-15 | 30080 | NORTH VALLEY CLINIC | 2015-05-18 | USD | 5676.06 | Active | UNIVERSITY NEW MEXICO HOSPITAL
91953 | 1379745 | MEDQUIP INC | MedNeb | MQ5600 | NEBULIZERS | 1125611 |  | 5600111468740 | 2016-10-25 | 2017-10-15 | 30080 | NORTH VALLEY CLINIC | 2015-05-18 | USD | 57.34 | Active | UNIVERSITY NEW MEXICO HOSPITAL
91896 | 1379719 | MEDQUIP INC | MedNeb | MQ5600 | NEBULIZERS | 1125611 |  | 5600111468743 | 2016-10-27 | 2017-10-15 | 30080 | NORTH VALLEY CLINIC | 2015-05-18 | USD | 57.34 | Active | UNIVERSITY NEW MEXICO HOSPITAL
91901 | 1379705 | MEDQUIP INC | MedNeb | MQ5600 | NEBULIZERS | 1125611 |  | 5600111468737 | 2016-10-25 | 2017-10-15 | 30080 | NORTH VALLEY CLINIC | 2015-05-18 | USD | 57.34 | Active | UNIVERSITY NEW MEXICO HOSPITAL
91900 | 1379704 | MEDQUIP INC | MedNeb | MQ5600 | NEBULIZERS | 1125611 |  | 5600111468739 | 2016-10-25 | 2017-10-15 | 30080 | NORTH VALLEY CLINIC | 2015-05-18 | USD | 57.34 | Active | UNIVERSITY NEW MEXICO HOSPITAL
91899 | 1379703 | MEDQUIP INC | MedNeb | MQ5600 | NEBULIZERS | 1125611 |  | 5600111468738 | 2016-10-25 | 2017-10-15 | 30080 | NORTH VALLEY CLINIC | 2015-05-18 | USD | 57.34 | Active | UNIVERSITY NEW MEXICO HOSPITAL
91898 | 1379702 | MEDQUIP INC | MedNeb | MQ5600 | NEBULIZERS | 1125611 |  | 5600111468741 | 2016-10-27 | 2017-10-15 | 30080 | NORTH VALLEY CLINIC | 2015-05-18 | USD | 57.34 | Active | UNIVERSITY NEW MEXICO HOSPITAL
91897 | 1379701 | MEDQUIP INC | MedNeb | MQ5600 | NEBULIZERS | 1125611 |  | 5600111468742 | 2016-10-25 | 2017-10-15 | 30080 | NORTH VALLEY CLINIC | 2015-05-18 | USD | 57.34 | Active | UNIVERSITY NEW MEXICO HOSPITAL
91959 | 1379700 | MEDQUIP INC | MedNeb | MQ5600 | NEBULIZERS | 1125611 |  | 5600111468739 | 2016-10-25 | 2017-10-15 | 30080 | NORTH VALLEY CLINIC | 2015-05-18 | USD | 57.34 | Active | UNIVERSITY NEW MEXICO HOSPITAL
91855 | 1379578 | ENTHERMICS MEDICAL SYSTEMS | EC350 | EC350 | WARMING UNITS/ BLANKET | 1127343 |  | 1550010-000 | 2017-04-25 | 2018-04-15 | 12310 | ADULT ONCOLOGY MED/SURG | 2015-05-15 | USD | 3071 | Active | UNIVERSITY NEW MEXICO HOSPITAL
83732 | 1040614 | SOMANETICS CORP | INVOS(5100C) | INVOS(5100C) | OXIMETERS/ CEREBRAL | 1128033-0-CAP |  | 15-G10153X | 2017-04-18 | 2018-04-15 | 12460 | PEDIATRIC ICU | 2015-05-15 | USD | 24000 | Active | UNIVERSITY NEW MEXICO HOSPITAL
89725 | 1040612 | WELCH ALLYN INC | SPOT VITAL SIGNS (42NOB-E1) | SPOT VITAL SIGNS (42 | MONITORING SYSTEMS/ PHYSIOLOGIC/ ACUTE CARE | 1129402 |  | 201505801 | 2016-10-01 | 2017-10-15 | 34340 | PAIN CLINIC | 2015-05-14 | USD | 1515.16 | Active | UNIVERSITY NEW MEXICO HOSPITAL
83731 | 1040613 | HUNTLEIGH HEALTHCARE LTD | DOPPLEX | DOPPLEX | BLOOD-FLOW DETECTORS/ ULTRASONIC | 1129403 |  | 771AX0202368-14 | 2015-05-14 | 2015-05-15 | 12130 | TRAUMA/SURGICAL ICU | 2015-05-14 | USD | 4005 | Active | UNIVERSITY NEW MEXICO HOSPITAL
91942 | 1379595 | NELLCOR PURITAN BENNETT INC | PB 980 | 980 | VENTILATORS | 1129691-0-CAP |  | 35B1500294 | 2017-03-28 | 2017-09-15 | 71510 | PULMONARY SERVICES | 2015-05-14 | USD | 36178.33 | Active | UNIVERSITY NEW MEXICO HOSPITAL
91941 | 1379594 | NELLCOR PURITAN BENNETT INC | PB 980 | 980 | VENTILATORS | 1129691-0-CAP |  | 35B1500084 | 2017-03-01 | 2017-09-15 | 71510 | PULMONARY SERVICES | 2015-05-14 | USD | 36178.33 | Active | UNIVERSITY NEW MEXICO HOSPITAL
91940 | 1379593 | NELLCOR PURITAN BENNETT INC | PB 980 | 980 | VENTILATORS | 1129691-0-CAP |  | 35B1500287 | 2017-03-24 | 2017-09-15 | 71510 | PULMONARY SERVICES | 2015-05-14 | USD | 36178.33 | Active | UNIVERSITY NEW MEXICO HOSPITAL
91939 | 1379592 | NELLCOR PURITAN BENNETT INC | PB 980 | 980 | VENTILATORS | 1129691-0-CAP |  | 35B1401335 | 2017-03-29 | 2017-09-15 | 71510 | PULMONARY SERVICES | 2015-05-14 | USD | 36178.33 | Active | UNIVERSITY NEW MEXICO HOSPITAL
91938 | 1379591 | NELLCOR PURITAN BENNETT INC | PB 980 | 980 | VENTILATORS | 1129691-0-CAP |  | 35B1500289 | 2017-03-29 | 2017-09-15 | 71510 | PULMONARY SERVICES | 2015-05-14 | USD | 36178.33 | Active | UNIVERSITY NEW MEXICO HOSPITAL
91937 | 1379590 | NELLCOR PURITAN BENNETT INC | PB 980 | 980 | VENTILATORS | 1129691-0-CAP |  | 35B1500295 | 2017-03-24 | 2017-09-15 | 71510 | PULMONARY SERVICES | 2015-05-14 | USD | 36178.33 | Active | UNIVERSITY NEW MEXICO HOSPITAL
91352 | 1040610 | BSN MEDICAL | DELTA-CAST | 73481 | CAST CUTTERS | 1131401 |  | 737 | 2015-05-13 | 2015-05-15 | 21015 | ED-NORTH | 2015-05-13 | USD | 1224.24 | Active | UNIVERSITY NEW MEXICO HOSPITAL
91852 | 1379575 | BIODEX MEDICAL SYSTEMS INC | ECHO PRO | 058-700 | TABLES/ EXAMINATION/TREATMENT | 1129221-0-CAP |  | 15040455 | 2015-05-12 | 2015-05-15 | 71030 | HEART STATION | 2015-05-12 | USD | 8195 | Active | UNIVERSITY NEW MEXICO HOSPITAL
91851 | 1379574 | GE HEALTHCARE | DASH 5000 | DASH 5000 | MONITORING SYSTEMS/ PHYSIOLOGIC | 1129506-0-CAP |  | SHQ15193437SA | 2016-09-08 | 2017-09-15 | 71510 | PULMONARY SERVICES | 2015-05-12 | USD | 16701.52 | Active | UNIVERSITY NEW MEXICO HOSPITAL
91740 | 1040990 | KARL STORZ ENDOSCOPY-AMERICA INC | HOPKINS II | HOPKINS II | ENDOSCOPIC TELESCOPES | 1131396 |  | 10001K | 2015-05-11 | 2015-05-15 | 15000 | OPERATING ROOM | 2015-05-11 | USD | 4995 | Active | UNIVERSITY NEW MEXICO HOSPITAL
91739 | 1040989 | KARL STORZ ENDOSCOPY-AMERICA INC | HOPKINS II | HOPKINS II | ENDOSCOPIC TELESCOPES | 1131396 |  | 10001N | 2015-05-11 | 2015-05-15 | 15000 | OPERATING ROOM | 2015-05-11 | USD | 4995 | Active | UNIVERSITY NEW MEXICO HOSPITAL
89353 | 1328697 | CAREFUSION ALARIS | MEDSYSTEM III | MEDSYSTEM III | INFUSION PUMPS | 1131022-0-CAP |  | 14181773 | 2016-12-01 | 2017-12-15 | 70060 | FIXED WING TRANSPORT | 2015-05-08 | USD | 5450 | Active | UNIVERSITY NEW MEXICO HOSPITAL
89352 | 1328696 | CAREFUSION ALARIS | MEDSYSTEM III | MEDSYSTEM III | INFUSION PUMPS | 1131022-0-CAP |  | 14180957 | 2016-12-01 | 2017-12-15 | 70060 | FIXED WING TRANSPORT | 2015-05-08 | USD | 5450 | Active | UNIVERSITY NEW MEXICO HOSPITAL
89351 | 1328695 | CAREFUSION ALARIS | MEDSYSTEM III | MEDSYSTEM III | INFUSION PUMPS | 1131022-0-CAP |  | 14178351 | 2016-12-01 | 2017-12-15 | 70060 | FIXED WING TRANSPORT | 2015-05-08 | USD | 5450 | Active | UNIVERSITY NEW MEXICO HOSPITAL
91828 | 1379662 | PHILIPS HEALTHCARE | HEARTSTART HS1 | HEARTSTART HS1 | DEFIBRILLATORS/ EXTERNAL/ AUTOMATED | UNM PO |  | A15D-02270 | 2015-05-07 | 2015-05-15 | 34540 | SPORTS MEDICINE | 2015-05-07 | USD | 1115.15 | Active | UNIVERSITY NEW MEXICO HOSPITAL
89221 | 1162635 | MEDICAL SCIENTIFIC CO | SPYGLASS | M00546190 | LIGHT SOURCES/ FIBEROPTIC | 1131192-0-CAP |  | 1509 8000 48 | 2016-10-01 | 2017-10-15 | 70020 | ENDOSCOPY CENTER | 2015-05-07 | USD | 99500 | Active | UNIVERSITY NEW MEXICO HOSPITAL
89220 | 1162634 | NEUROCOM INTERNATIONAL INC | Balance Master | Balance Master | BIOFEEDBACK SYSTEMS | 2000747-0-CAP |  | 13169525690 | 2017-01-01 | 2018-01-15 | 30030 | CTH OUTPATIENT CLINIC | 2015-05-05 | USD | 45740 | Active | UNIVERSITY NEW MEXICO HOSPITAL
91389 | 1040817 | NIHON KOHDEN (AMERICA) INC | JB-110A | JB-110A | MODULES/ ELECTROENCEPHALOGRAPHY | REPL ACN 91310 |  | 00379 | 2017-02-01 | 2018-02-15 | 34015 | SLEEP DISORDERS CENTER 1101-2 | 2015-05-05 | USD |  | Active | UNIVERSITY NEW MEXICO HOSPITAL
89350 | 1328694 | VERATHON INC | GLIDESCOPE GVL | GLIDESCOPE GVL | LARYNGOSCOPES | 1129836-0-CAP |  | AN152491 |  | 2016-07-15 | 21015 | ED-NORTH | 2015-05-04 | USD | 29996.2 | Active | UNIVERSITY NEW MEXICO HOSPITAL
91930 | 1379639 | VIDCO INC | MDP2040-0100 | MDP2040-0100 | MONITORS/ GRAPHIC | 1129113 |  | 006556 |  | 2017-06-15 | 21015 | ED-NORTH | 2015-04-29 | USD | 4375 | Active | UNIVERSITY NEW MEXICO HOSPITAL
91892 | 1379638 | VIDCO INC | MDP2040-0100 | MDP2040-0100 | MONITORS/ GRAPHIC | 1129113 |  | 006532 |  | 2017-06-15 | 21015 | ED-NORTH | 2015-04-29 | USD | 4375 | Active | UNIVERSITY NEW MEXICO HOSPITAL
91891 | 1379637 | VIDCO INC | MDP2040-0100 | MDP2040-0100 | MONITORS/ GRAPHIC | 1129113 |  | 006557 |  | 2017-06-15 | 21015 | ED-NORTH | 2015-04-29 | USD | 4375 | Active | UNIVERSITY NEW MEXICO HOSPITAL
93100 | 1478332 | VIDCO INC | MDP2040-0100 | MDP2040-0100 | MONITORS/ GRAPHIC | 1133683 |  | 006551 |  | 2017-06-15 | 95700 | CLINICAL ENGINEERING | 2015-04-29 | USD | 4405 | Active | UNIVERSITY NEW MEXICO HOSPITAL
91890 | 1379619 | TYCO HEALTHCARE GROUP | FILAC | FILAC | THERMOMETERS/ ELECTRONIC | 1129436 |  | A1452629X |  | 2015-04-15 | 21015 | ED-NORTH | 2015-04-24 | USD | 150 | Active | UNIVERSITY NEW MEXICO HOSPITAL
91929 | 1379635 | NOVA BIOMEDICAL CORP | STAT STRIP | 44993 | ANALYZERS/ POINT-OF-CARE/ WHOLE BLOOD/ GLUCOSE | 1129080 |  | 121-0062-14310 |  | 2015-04-15 | 21015 | ED-NORTH | 2015-04-24 | USD | 3915 | Active | UNIVERSITY NEW MEXICO HOSPITAL
91889 | 1379618 | TYCO HEALTHCARE GROUP | FILAC | FILAC | THERMOMETERS/ ELECTRONIC | 1129436 |  | A1058494 |  | 2015-04-15 | 21015 | ED-NORTH | 2015-04-24 | USD | 150 | Active | UNIVERSITY NEW MEXICO HOSPITAL
91888 | 1379617 | NICOLET VASCULAR INC | ELITE 100 | ELITE 100 | BLOOD-FLOW DETECTORS/ ULTRASONIC | 1127241 |  | EAP0519 |  | 2015-04-15 | 12120 | MEDICAL/CARDIAC ICU | 2015-04-24 | USD | 515 | Active | UNIVERSITY NEW MEXICO HOSPITAL
91887 | 1379616 | NICOLET VASCULAR INC | ELITE 100 | ELITE 100 | BLOOD-FLOW DETECTORS/ ULTRASONIC | 1127241 |  | EAP0518 |  | 2015-04-15 | 71040 | CARDIAC CATH LAB | 2015-04-24 | USD | 515 | Active | UNIVERSITY NEW MEXICO HOSPITAL
91827 | 1379571 | SIEMENS MEDICAL SYSTEMS INC | SOMATOM DEFINITION AS 20 | SOMATOM DEFINITION AS 20 | SCANNING SYSTEMS/ COMPUTED TOMOGRAPHY | 1066278-0-CAP |  | 95440 | 2016-09-27 | 2017-04-15 | 75025 | RADIOLOGY - INTERVENTIONAL RAD | 2015-04-24 | USD | 501845 | Active | UNIVERSITY NEW MEXICO HOSPITAL
91826 | 1379661 | STIHLER ELECTRONIC GMBH | PRISMAFLO 2 | PRISMAFLO 2 | WARMING UNITS/ BLOOD/SOLUTION (FLUID) | 2000679 |  | PF2300NA | 2016-10-01 | 2017-10-15 | 12460 | PEDIATRIC ICU | 2015-04-21 | USD | 3100 | Active | UNIVERSITY NEW MEXICO HOSPITAL
91928 | 1379634 | LEISEGANG MEDICAL INC | 3MTL-LED | 3MTL-LED | COLPOSCOPES | 1128832-0-CAP |  | 14-081150 | 2017-06-28 | 2017-06-15 | 15000 | OPERATING ROOM | 2015-04-21 | USD | 14258.5 | Active | UNIVERSITY NEW MEXICO HOSPITAL
91825 | 1379660 | STERIS CORP | SURGIGRAPHIC (6000) | SURGIGRAPHIC (6000) | TABLES/ IMAGING | 1127498-0-CAP |  | 0403515015 | 2017-06-06 | 2017-12-15 | 15000 | OPERATING ROOM | 2015-04-20 | USD | 66372.49 | Active | UNIVERSITY NEW MEXICO HOSPITAL
91820 | 1379565 | ZIMMER INC | ELECTRIC DERMATOME 8821 | 8821 | POWER SUPPLIES | 1128037-0-CAP |  | 211502190010 | 2017-06-08 | 2018-06-15 | 15000 | OPERATING ROOM | 2015-04-20 | USD | 29836 | Active | UNIVERSITY NEW MEXICO HOSPITAL
91819 | 1379564 | ZIMMER INC | ELECTRIC DERMATOME 8821 | 8821 | POWER SUPPLIES | 1128037-0-CAP |  | 211501190011 | 2017-06-07 | 2018-06-15 | 15000 | OPERATING ROOM | 2015-04-20 | USD | 29836 | Active | UNIVERSITY NEW MEXICO HOSPITAL
91818 | 1379563 | ZIMMER INC | ELECTRIC DERMATOME 8821 | 8821 | POWER SUPPLIES | 1128037-0-CAP |  | 211501190001 | 2017-06-07 | 2018-06-15 | 15000 | OPERATING ROOM | 2015-04-20 | USD | 29836 | Active | UNIVERSITY NEW MEXICO HOSPITAL
83809 | 1040925 | MEDTRONIC INC | NIM-RESPONSE 3.0 | NIM-RESPONSE 3.0 | NERVE LOCATORS | 1128034-0-CAP |  | INR3-3080 | 2017-06-09 | 2018-06-15 | 15000 | OPERATING ROOM | 2015-04-20 | USD | 39400.62 | Active | UNIVERSITY NEW MEXICO HOSPITAL
91886 | 1379615 | PHILIPS HEALTHCARE | EVERFLO Q DOM | 1020014 | OXYGEN CONCENTRATORS |  |  | 0766974 | 2016-01-28 | 2017-01-15 | 12035 | UPC INPATIENT ADULT SERVICES | 2015-04-17 | USD |  | Active | UNIVERSITY NEW MEXICO HOSPITAL
91885 | 1379614 | PHILIPS HEALTHCARE | EVERFLO Q DOM | 1020014 | OXYGEN CONCENTRATORS |  |  | 0754032 | 2017-01-01 | 2018-01-15 | 12035 | UPC INPATIENT ADULT SERVICES | 2015-04-17 | USD |  | Active | UNIVERSITY NEW MEXICO HOSPITAL
91884 | 1379613 | PHILIPS HEALTHCARE | EVERFLO Q DOM | 1020014 | OXYGEN CONCENTRATORS |  |  | 0766229 | 2017-01-01 | 2018-01-15 | 12035 | UPC INPATIENT ADULT SERVICES | 2015-04-17 | USD |  | Active | UNIVERSITY NEW MEXICO HOSPITAL
91883 | 1379612 | PHILIPS HEALTHCARE | EVERFLO Q DOM | 1020014 | OXYGEN CONCENTRATORS |  |  | 0766986 | 2017-01-01 | 2018-01-15 | 12035 | UPC INPATIENT ADULT SERVICES | 2015-04-17 | USD |  | Active | UNIVERSITY NEW MEXICO HOSPITAL
91882 | 1379611 | MEDTRONIC INC | TONO-PEN XL | TONO-PEN XL | TONOMETERS/ OPHTHALMIC | 1128159 |  | 230588 | 2016-12-28 | 2017-12-15 | 34610 | OPHTHALMOLOGY ON SITE CLINIC | 2015-04-16 | USD | 2845.25 | Active | UNIVERSITY NEW MEXICO HOSPITAL
91874 | 1379603 | NIDEK INC | ARK-30 | ARK-30 | REFRACTORS/ OPHTHALMOLOGIC | 2000750-0-CAP |  | 320451 | 2016-10-26 | 2017-10-15 | 15005 | OPERATING ROOM - BBRP | 2015-04-14 | USD | 13120 | Active | UNIVERSITY NEW MEXICO HOSPITAL
93856 | 1380391 | SMITH & NEPHEW INC | VERSAJET | VERSAJET | WATER-JET SURGICAL UNITS | REPL ACN 83975 |  | KWFF1300033 | 2017-06-07 | 2017-12-15 | 15000 | OPERATING ROOM | 2015-04-14 | USD | 0.01 | Active | UNIVERSITY NEW MEXICO HOSPITAL
91800 | 1379547 | GE HEALTHCARE | DASH 5000 | DASH 5000 | MONITORING SYSTEMS/ PHYSIOLOGIC | 1124378-0-CAP |  | SHQ15123212SA | 2016-10-27 | 2017-10-15 | 12510 | WOMEN'S SPECIAL CARE | 2015-04-14 | USD | 16196.87 | Active | UNIVERSITY NEW MEXICO HOSPITAL
91875 | 1379604 | SSCOR INC | S-SCORT NEW-DUET | 2314 | ASPIRATORS | 1127243 |  | M28147 | 2017-01-20 | 2018-01-15 | 34655 | DERMATOLOGY CLINIC 1021 MED | 2015-04-14 | USD | 875.6 | Active | UNIVERSITY NEW MEXICO HOSPITAL
91801 | 1379548 | GE HEALTHCARE | DASH 5000 | DASH 5000 | MONITORING SYSTEMS/ PHYSIOLOGIC | 1124378-0-CAP |  | SHQ15123215SA | 2016-10-25 | 2017-10-15 | 12510 | WOMEN'S SPECIAL CARE | 2015-04-14 | USD | 16196.87 | Active | UNIVERSITY NEW MEXICO HOSPITAL
91802 | 1379549 | GE HEALTHCARE | DASH 5000 | DASH 5000 | MONITORING SYSTEMS/ PHYSIOLOGIC | 1124378-0-CAP |  | SHQ15123219SA | 2016-10-24 | 2017-10-15 | 12510 | WOMEN'S SPECIAL CARE | 2015-04-14 | USD | 16196.87 | Active | UNIVERSITY NEW MEXICO HOSPITAL
91803 | 1379550 | GE HEALTHCARE | DASH 5000 | DASH 5000 | MONITORING SYSTEMS/ PHYSIOLOGIC | 1124378-0-CAP |  | SHQ15123218SA | 2016-10-24 | 2017-10-15 | 12510 | WOMEN'S SPECIAL CARE | 2015-04-14 | USD | 16196.87 | Active | UNIVERSITY NEW MEXICO HOSPITAL
91789 | 1379540 | GE HEALTHCARE | DASH 5000 | DASH 5000 | MONITORING SYSTEMS/ PHYSIOLOGIC | 1124378-0-CAP |  | SHQ15123211SA | 2017-01-13 | 2017-10-15 | 12510 | WOMEN'S SPECIAL CARE | 2015-04-14 | USD | 16196.87 | Active | UNIVERSITY NEW MEXICO HOSPITAL
91799 | 1379546 | GE HEALTHCARE | DASH 5000 | DASH 5000 | MONITORING SYSTEMS/ PHYSIOLOGIC | 1124378-0-CAP |  | SHQ15123220SA | 2016-10-24 | 2017-10-15 | 12510 | WOMEN'S SPECIAL CARE | 2015-04-14 | USD | 16196.87 | Active | UNIVERSITY NEW MEXICO HOSPITAL
91798 | 1379545 | GE HEALTHCARE | DASH 5000 | DASH 5000 | MONITORING SYSTEMS/ PHYSIOLOGIC | 1124378-0-CAP |  | SHQ15123221SA | 2016-10-24 | 2017-10-15 | 12510 | WOMEN'S SPECIAL CARE | 2015-04-14 | USD | 16196.87 | Active | UNIVERSITY NEW MEXICO HOSPITAL
91797 | 1379544 | GE HEALTHCARE | DASH 5000 | DASH 5000 | MONITORING SYSTEMS/ PHYSIOLOGIC | 1124378-0-CAP |  | SHQ15123213SA | 2016-10-24 | 2017-10-15 | 12510 | WOMEN'S SPECIAL CARE | 2015-04-14 | USD | 16196.87 | Active | UNIVERSITY NEW MEXICO HOSPITAL
91796 | 1379543 | GE HEALTHCARE | DASH 5000 | DASH 5000 | MONITORING SYSTEMS/ PHYSIOLOGIC | 1124378-0-CAP |  | SHQ15123217SA | 2016-10-24 | 2017-10-15 | 12510 | WOMEN'S SPECIAL CARE | 2015-04-14 | USD | 16196.87 | Active | UNIVERSITY NEW MEXICO HOSPITAL
91795 | 1379542 | GE HEALTHCARE | DASH 5000 | DASH 5000 | MONITORING SYSTEMS/ PHYSIOLOGIC | 1124378-0-CAP |  | SHQ15123223SA | 2016-10-25 | 2017-10-15 | 12510 | WOMEN'S SPECIAL CARE | 2015-04-14 | USD | 16196.87 | Active | UNIVERSITY NEW MEXICO HOSPITAL
91794 | 1379541 | GE HEALTHCARE | DASH 5000 | DASH 5000 | MONITORING SYSTEMS/ PHYSIOLOGIC | 1124378-0-CAP |  | SHQ15123224SA | 2016-10-27 | 2017-10-15 | 12510 | WOMEN'S SPECIAL CARE | 2015-04-14 | USD | 16196.87 | Active | UNIVERSITY NEW MEXICO HOSPITAL
91881 | 1379610 | TYCO HEALTHCARE GROUP | GENIUS II | GENIUS II | THERMOMETERS/ ELECTRONIC/ INFRARED/ EAR | 1126725 |  | N15518944 | 2015-04-14 | 2015-04-15 | 12000 | LABOR AND DELIVERY | 2015-04-14 | USD | 150 | Active | UNIVERSITY NEW MEXICO HOSPITAL
91880 | 1379609 | TYCO HEALTHCARE GROUP | GENIUS II | GENIUS II | THERMOMETERS/ ELECTRONIC/ INFRARED/ EAR | 1126725 |  | N15519093 | 2015-04-14 | 2015-04-15 | 12000 | LABOR AND DELIVERY | 2015-04-14 | USD | 150 | Active | UNIVERSITY NEW MEXICO HOSPITAL
91879 | 1379608 | TYCO HEALTHCARE GROUP | GENIUS II | GENIUS II | THERMOMETERS/ ELECTRONIC/ INFRARED/ EAR | 1126725 |  | N15519088 | 2015-04-14 | 2015-04-15 | 12000 | LABOR AND DELIVERY | 2015-04-14 | USD | 150 | Active | UNIVERSITY NEW MEXICO HOSPITAL
91878 | 1379607 | TYCO HEALTHCARE GROUP | GENIUS II | GENIUS II | THERMOMETERS/ ELECTRONIC/ INFRARED/ EAR | 1126725 |  | N15518947 | 2015-04-14 | 2015-04-15 | 12000 | LABOR AND DELIVERY | 2015-04-14 | USD | 150 | Active | UNIVERSITY NEW MEXICO HOSPITAL
91877 | 1379606 | TYCO HEALTHCARE GROUP | GENIUS II | GENIUS II | THERMOMETERS/ ELECTRONIC/ INFRARED/ EAR | 1126725 |  | N15519166 | 2015-04-14 | 2015-04-15 | 12000 | LABOR AND DELIVERY | 2015-04-14 | USD | 150 | Active | UNIVERSITY NEW MEXICO HOSPITAL
91876 | 1379605 | TYCO HEALTHCARE GROUP | GENIUS II | GENIUS II | THERMOMETERS/ ELECTRONIC/ INFRARED/ EAR | 1126725 |  | N15518588 | 2015-04-14 | 2015-04-15 | 12000 | LABOR AND DELIVERY | 2015-04-14 | USD | 150 | Active | UNIVERSITY NEW MEXICO HOSPITAL
91817 | 1379562 | HEMOCUE INC | HB 201 DM | HB 201 DM | ANALYZERS/ POINT-OF-CARE/ WHOLE BLOOD/ HEMATOLOGY/ HEMOGLOBIN | 1128582 |  | 0906621073 | 2017-04-05 | 2018-04-15 | 90030 | LAB - ADMIN | 2015-04-13 | USD | 0 | Active | UNIVERSITY NEW MEXICO HOSPITAL
91663 | 1040908 | EXERGEN CORP | TAT-5000 | TAT-5000 | THERMOMETERS/ ELECTRONIC/ INFRARED | REPL ACN 68991 |  | A446262 |  | 2015-03-15 | 21015 | ED-NORTH | 2015-04-10 | USD |  | Active | UNIVERSITY NEW MEXICO HOSPITAL
91812 | 1379557 | SIEMENS HEALTHCARE | DCA VANTAGE | DCA VANTAGE | ANALYZERS/ POINT-OF-CARE/ WHOLE BLOOD/ GLUCOSE | 1128208 |  | S009765 | 2016-10-26 | 2016-10-15 | 30080 | NORTH VALLEY CLINIC | 2015-04-09 | USD | 0 | Active | UNIVERSITY NEW MEXICO HOSPITAL
91816 | 1379561 | PRECISION MEDICAL INC | PM3300 | PM3300 | REGULATORS/ SUCTION | 1127239 |  | 221675 | 2015-04-09 | 2015-04-15 | 12320 | GENERAL MEDICINE (5-W) | 2015-04-09 | USD | 335 | Active | UNIVERSITY NEW MEXICO HOSPITAL
91815 | 1379560 | PRECISION MEDICAL INC | PM3300 | PM3300 | REGULATORS/ SUCTION | 1127239 |  | 221661 | 2015-04-09 | 2015-04-15 | 12320 | GENERAL MEDICINE (5-W) | 2015-04-09 | USD | 335 | Active | UNIVERSITY NEW MEXICO HOSPITAL
91814 | 1379559 | PRECISION MEDICAL INC | PM3300 | PM3300 | REGULATORS/ SUCTION | 1127239 |  | 221673 | 2015-04-09 | 2015-04-15 | 12320 | GENERAL MEDICINE (5-W) | 2015-04-09 | USD | 335 | Active | UNIVERSITY NEW MEXICO HOSPITAL
89216 | 1162630 | HUDSON INDUSTRIES INC | UBE-BD | UBE-BD | ERGOMETERS | 1126414 |  | NSN |  | 2015-04-15 | 76015 | REHABILITATION OUTPATIENT 1025 | 2015-04-09 | USD | 871.17 | Active | UNIVERSITY NEW MEXICO HOSPITAL
89215 | 1162629 | HUDSON INDUSTRIES INC | UBE-BD | UBE-BD | ERGOMETERS | 1126414 |  | 2014013892 |  | 2015-04-15 | 76015 | REHABILITATION OUTPATIENT 1025 | 2015-04-09 | USD | 582.13 | Active | UNIVERSITY NEW MEXICO HOSPITAL
89217 | 1162631 | WHITEHALL MANUFACTURING INC | TT-101L | TT-101L | FLUIDOTHERAPY UNITS | 1126414 |  | 14221124 | 2017-01-01 | 2018-01-15 | 76015 | REHABILITATION OUTPATIENT 1025 | 2015-04-09 | USD | 3362.09 | Active | UNIVERSITY NEW MEXICO HOSPITAL
91811 | 1379556 | EXERGEN CORP | TAT-2000 | TAT-2000 | THERMOMETERS/ ELECTRONIC/ INFRARED | UNM Credit Card |  | N/A | 2015-04-09 | 2015-04-15 | 9025 | CLINICAL AND TRANSLATIONAL SCIENCE CENTER (07) | 2015-04-09 | USD | 183 | Active | UNIVERSITY NEW MEXICO HOSPITAL
91788 | 1379535 | GE HEALTHCARE | DASH 5000 | DASH 5000 | MONITORING SYSTEMS/ PHYSIOLOGIC | 2000675-0-CAP |  | SHQ15113185SA | 2017-01-25 | 2018-01-15 | 12480 | CTH REHAB-ORTHO UNIT | 2015-04-08 | USD | 16894.13 | Active | UNIVERSITY NEW MEXICO HOSPITAL
91787 | 1379534 | GE HEALTHCARE | DASH 5000 | DASH 5000 | MONITORING SYSTEMS/ PHYSIOLOGIC | 2000675-0-CAP |  | SHQ15113182SA | 2017-01-25 | 2018-01-15 | 12480 | CTH REHAB-ORTHO UNIT | 2015-04-08 | USD | 16894.13 | Active | UNIVERSITY NEW MEXICO HOSPITAL
91786 | 1379533 | GE HEALTHCARE | DASH 5000 | DASH 5000 | MONITORING SYSTEMS/ PHYSIOLOGIC | 2000675-0-CAP |  | SHQ15113181SA | 2017-01-25 | 2018-01-15 | 12480 | CTH REHAB-ORTHO UNIT | 2015-04-08 | USD | 16894.13 | Active | UNIVERSITY NEW MEXICO HOSPITAL
91785 | 1379532 | GE HEALTHCARE | DASH 5000 | DASH 5000 | MONITORING SYSTEMS/ PHYSIOLOGIC | 2000675-0-CAP |  | SHQ15113179SA | 2017-01-25 | 2018-01-15 | 12480 | CTH REHAB-ORTHO UNIT | 2015-04-08 | USD | 16894.13 | Active | UNIVERSITY NEW MEXICO HOSPITAL
91784 | 1379531 | GE HEALTHCARE | DASH 5000 | DASH 5000 | MONITORING SYSTEMS/ PHYSIOLOGIC | 2000675-0-CAP |  | SHQ15113189SA | 2017-01-25 | 2018-01-15 | 12480 | CTH REHAB-ORTHO UNIT | 2015-04-08 | USD | 16894.13 | Active | UNIVERSITY NEW MEXICO HOSPITAL
91860 | 1040938 | GE HEALTHCARE | VSCAN | 555346 | SCANNING SYSTEMS/ ULTRASONIC/ PORTABLE |  |  | VH120040QN | 2017-04-28 | 2017-10-15 | 12130 | TRAUMA/SURGICAL ICU | 2015-04-08 | USD |  | Active | UNIVERSITY NEW MEXICO HOSPITAL
91810 | 1379555 | SIEMENS HEALTHCARE | CLINITEK STATUS PLUS | CLINITEK STATUS PLUS | ANALYZERS/ POINT-OF-CARE/ URINE | 1122713 |  | 254362 | 2015-04-07 | 2015-04-15 | 12455 | NEWBORN ICU | 2015-04-07 | USD | 1723.8 | Active | UNIVERSITY NEW MEXICO HOSPITAL
91809 | 1379554 | SIEMENS HEALTHCARE | DCA VANTAGE | DCA VANTAGE | ANALYZERS/ POINT-OF-CARE/ WHOLE BLOOD/ GLUCOSE | REPL ACN 91659 |  | S028565 | 2016-07-13 | 2016-07-15 | Atrisco Heritage Center Clinic | Atrisco Heritage Center Clinic | 2015-04-07 | USD | 0 | Active | UNIVERSITY NEW MEXICO HOSPITAL
91806 | 1379551 | EXERGEN CORP | TAT-5000 | TAT-5000 | THERMOMETERS/ ELECTRONIC/ INFRARED | REPL ACN 83831 |  | A462634 | 2015-04-06 | 2015-04-15 | 12035 | UPC INPATIENT ADULT SERVICES | 2015-04-06 | USD | 0 | Active | UNIVERSITY NEW MEXICO HOSPITAL
91805 | 1040988 | EXERGEN CORP | TAT-5000 | TAT-5000 | THERMOMETERS/ ELECTRONIC/ INFRARED | REPL ACN 91424 |  | A454877 | 2015-04-06 | 2015-04-15 | 12510 | WOMEN'S SPECIAL CARE | 2015-04-06 | USD | 0 | Active | UNIVERSITY NEW MEXICO HOSPITAL
91804 | 1040987 | EXERGEN CORP | TAT-5000 | TAT-5000 | THERMOMETERS/ ELECTRONIC/ INFRARED | REPL ACN 73770 |  | A458096 | 2015-04-06 | 2015-04-15 | 12130 | TRAUMA/SURGICAL ICU | 2015-04-06 | USD | 0 | Active | UNIVERSITY NEW MEXICO HOSPITAL
91738 | 1040986 | EXERGEN CORP | TAT-5000 | TAT-5000 | THERMOMETERS/ ELECTRONIC/ INFRARED | REPL ACN 73769 |  | A462621 | 2015-04-06 | 2015-04-15 | 12130 | TRAUMA/SURGICAL ICU | 2015-04-06 | USD | 0 | Active | UNIVERSITY NEW MEXICO HOSPITAL
91793 | 1379539 | GE HEALTHCARE | CARESCAPE V100 | 2034803-005 | MONITORS/ PHYSIOLOGIC/ VITAL SIGNS | 1126236 |  | SH615139663SA | 2016-09-26 | 2017-09-15 | 34355 | DOIM-OUTPATIENT TREATMENT CTR | 2015-04-06 | USD | 3221.46 | Active | UNIVERSITY NEW MEXICO HOSPITAL
91792 | 1379538 | GE HEALTHCARE | CARESCAPE V100 | 2034803-005 | MONITORS/ PHYSIOLOGIC/ VITAL SIGNS | 1126236 |  | SH615139662SA | 2016-09-22 | 2017-09-15 | 34355 | DOIM-OUTPATIENT TREATMENT CTR | 2015-04-06 | USD | 3221.46 | Active | UNIVERSITY NEW MEXICO HOSPITAL
91790 | 1379536 | GE HEALTHCARE | CARESCAPE V100 | 2034803-005 | MONITORS/ PHYSIOLOGIC/ VITAL SIGNS | 1126236 |  | SH615139894SA | 2016-09-26 | 2017-09-15 | 34355 | DOIM-OUTPATIENT TREATMENT CTR | 2015-04-06 | USD | 3221.46 | Active | UNIVERSITY NEW MEXICO HOSPITAL
91791 | 1379537 | GE HEALTHCARE | CARESCAPE V100 | 2034803-005 | MONITORS/ PHYSIOLOGIC/ VITAL SIGNS | 1125597 |  | SH615139661SA | 2017-01-31 | 2018-01-15 | 71010 | PEDIATRIC CARDIOLOGY | 2015-04-06 | USD | 3298.96 | Reactivated | UNIVERSITY NEW MEXICO HOSPITAL
91735 | 1040983 | TYCO HEALTHCARE GROUP | GENIUS II | GENIUS II | THERMOMETERS/ ELECTRONIC/ INFRARED/ EAR | REPL ACN 91192 |  | N15519683 | 2015-04-04 | 2015-04-15 | 34230 | SURGICAL SPECIALTIES CLINIC | 2015-04-04 | USD | 0 | Active | UNIVERSITY NEW MEXICO HOSPITAL
91734 | 1040982 | TYCO HEALTHCARE GROUP | GENIUS II | GENIUS II | THERMOMETERS/ ELECTRONIC/ INFRARED/ EAR | REPL ACN 91157 |  | N15519591 | 2015-04-04 | 2015-04-15 | 12130 | TRAUMA/SURGICAL ICU | 2015-04-04 | USD | 0 | Active | UNIVERSITY NEW MEXICO HOSPITAL
91731 | 1040979 | INSTROMEDIX INC | KING OF HEARTS EXPRESS AF | LR080A-02 | RECORDERS/ ELECTRONIC STORAGE/ DATA | 1115576 |  | 111118 | 2015-04-02 | 2015-04-15 | 71030 | HEART STATION | 2015-04-02 | USD | 795 | Active | UNIVERSITY NEW MEXICO HOSPITAL
91729 | 1040977 | INSTROMEDIX INC | KING OF HEARTS EXPRESS AF | LR080A-02 | RECORDERS/ ELECTRONIC STORAGE/ DATA | 1115576 |  | 111116 | 2015-04-02 | 2015-04-15 | 71030 | HEART STATION | 2015-04-02 | USD | 795 | Active | UNIVERSITY NEW MEXICO HOSPITAL
91775 | 1379524 | AMICO CORP | VR-CIUD-CMA | VR-CIUD-CMA | REGULATORS/ SUCTION | 1124601 |  | VRC067157CK | 2015-04-01 | 2015-04-15 | 15040 | PACU (RECOVERY ROOM 1) | 2015-04-01 | USD | 295 | Active | UNIVERSITY NEW MEXICO HOSPITAL
91778 | 1379527 | VITAL SIGNS INC | ENFLOW WARMER | 100 | WARMING UNITS/ BLOOD/SOLUTION | Exchange |  | 41010944 | 2017-06-06 | 2018-06-15 | 15055 | ANESTHESIA | 2015-04-01 | USD | 0 | Active | UNIVERSITY NEW MEXICO HOSPITAL
91774 | 1379523 | AMICO CORP | VR-CIUD-CMA | VR-CIUD-CMA | REGULATORS/ SUCTION | 1124601 |  | VRC066907CK | 2015-04-01 | 2015-04-15 | 15040 | PACU (RECOVERY ROOM 1) | 2015-04-01 | USD | 295 | Active | UNIVERSITY NEW MEXICO HOSPITAL
91776 | 1379525 | VITAL SIGNS INC | ENFLOW WARMER | 100 | WARMING UNITS/ BLOOD/SOLUTION | Exchange |  | 41011249 | 2017-06-03 | 2018-06-15 | 15055 | ANESTHESIA | 2015-04-01 | USD | 0 | Active | UNIVERSITY NEW MEXICO HOSPITAL
91773 | 1379522 | AMICO CORP | VR-CIUD-CMA | VR-CIUD-CMA | REGULATORS/ SUCTION | 1124601 |  | VRC06567CK | 2015-04-01 | 2015-04-15 | 15040 | PACU (RECOVERY ROOM 1) | 2015-04-01 | USD | 295 | Active | UNIVERSITY NEW MEXICO HOSPITAL
91728 | 1040976 | MEDELA INC | CREAMATOCRIT PLUS (67260) | CREAMATOCRIT PLUS (6 | CENTRIFUGES/ TABLETOP/ HIGH-SPEED | FOUND |  | 0610CR05015 | 2017-02-28 | 2017-08-15 | 12455 | NEWBORN ICU | 2015-04-01 | USD |  | Active | UNIVERSITY NEW MEXICO HOSPITAL
91750 | 1379500 | SCALE-TRONIX INC | 5702 | 5702 | SCALES/ PATIENT/ PLATFORM/ ELECTRONIC | 1125338 |  | 5702-2318 | 2017-01-27 | 2018-01-15 | 32025 | FAMILY PRACTICE CLINIC | 2015-03-27 | USD | 3915 | Active | UNIVERSITY NEW MEXICO HOSPITAL
89344 | 1328688 | CLINTON INDUSTRIES | 81360 | 81360 | TABLES/ EXAMINATION/TREATMENT | 1127799 |  | CI-5856 |  | 2015-03-15 | 34110 | WOMEN'S HEALTH CENTER | 2015-03-23 | USD | 2677.76 | Active | UNIVERSITY NEW MEXICO HOSPITAL
91387 | 1040815 | BEFOUR INC | SCAL31MC | SCAL31MC | SCALES/ PATIENT | 1121205 |  | 152DMX310582 | 2016-08-03 | 2017-08-15 | 12340 | SURGICAL SPECIALITY UNIT (4-S) | 2015-03-20 | USD | 2063.35 | Active | UNIVERSITY NEW MEXICO HOSPITAL
91165 | 1040789 | KARL STORZ ENDOSCOPY-AMERICA INC | AIDA HD CONNECT | 20205620 | VIDEO IMAGE PROCESSORS | FOUND |  | SV607552-T |  | 2015-03-15 | 15500 | OSIS OPERATING ROOM | 2015-03-20 | USD |  | Active | UNIVERSITY NEW MEXICO HOSPITAL
| 1328683 | TROEMNER INC | 50 LB | 50 LB | WEIGHTS/ BALANCE/ PRECISION | TEST EQUIPMENT |  | NSN | 2017-03-21 | 2017-03-15 | 95700 | CLINICAL ENGINEERING | 2015-03-19 | USD |  | Active | UNIVERSITY NEW MEXICO HOSPITAL
| 1328681 | CAROLINA SCALE | 10 KG | 10 KG | WEIGHTS/ BALANCE/ PRECISION | TEST EQUIPMENT |  | NSN | 2017-03-21 | 2017-03-15 | 95700 | CLINICAL ENGINEERING | 2015-03-19 | USD |  | Active | UNIVERSITY NEW MEXICO HOSPITAL
83170 | 1162549 | MED-TEC INC | MT-VL-1 | MT-VL-1 | COMPRESSORS | FOUND |  | M115070 | 2017-05-30 | 2018-05-15 | 75090 | OSIS CT SCAN | 2015-03-19 | USD |  | Active | UNIVERSITY NEW MEXICO HOSPITAL
91727 | 1040975 | INSTROMEDIX INC | KING OF HEARTS EXPRESS AF | LR080A-02 | RECORDERS/ ELECTRONIC STORAGE/ DATA | 1115576 |  | 111144 |  | 2015-03-15 | 71030 | HEART STATION | 2015-03-19 | USD | 795 | Active | UNIVERSITY NEW MEXICO HOSPITAL
| 1328685 | TROEMNER INC | 5 LB | 5 LB | WEIGHTS/ BALANCE/ PRECISION | TEST EQUIPMENT |  | NSN | 2017-03-21 | 2017-03-15 | 95700 | CLINICAL ENGINEERING | 2015-03-19 | USD |  | Active | UNIVERSITY NEW MEXICO HOSPITAL
91726 | 1040974 | INSTROMEDIX INC | KING OF HEARTS EXPRESS AF | LR080A-02 | RECORDERS/ ELECTRONIC STORAGE/ DATA | 1115576 |  | 100130 |  | 2015-03-15 | 71030 | HEART STATION | 2015-03-19 | USD | 795 | Active | UNIVERSITY NEW MEXICO HOSPITAL
| 1040856 | TROEMNER INC | 5 LB | 5 LB | WEIGHTS/ BALANCE/ PRECISION | TEST EQUIPMENT |  | NSN | 2016-03-16 | 2016-03-15 | 95700 | CLINICAL ENGINEERING | 2015-03-19 | USD |  | Active | UNIVERSITY NEW MEXICO HOSPITAL
91716 | 1040973 | INSTROMEDIX INC | KING OF HEARTS EXPRESS AF | LR080A-02 | RECORDERS/ ELECTRONIC STORAGE/ DATA | 1115576 |  | 100136 |  | 2015-03-15 | 71030 | HEART STATION | 2015-03-19 | USD | 795 | Active | UNIVERSITY NEW MEXICO HOSPITAL
| 1328682 | CDI | 20 LB WEIGHT | 20 LB WEIGHT | WEIGHTS/ BALANCE/ PRECISION | TEST EQUIPMENT |  | NSN | 2016-03-16 | 2016-03-15 | 95700 | CLINICAL ENGINEERING | 2015-03-19 | USD |  | Active | UNIVERSITY NEW MEXICO HOSPITAL
91715 | 1040972 | INSTROMEDIX INC | KING OF HEARTS EXPRESS AF | LR080A-02 | RECORDERS/ ELECTRONIC STORAGE/ DATA | 1115576 |  | 111148 |  | 2015-03-15 | 71030 | HEART STATION | 2015-03-19 | USD | 795 | Active | UNIVERSITY NEW MEXICO HOSPITAL
| 1328687 | CAROLINA SCALE | 7.5 KG | 7.5 KG | WEIGHTS/ BALANCE/ PRECISION | TEST EQUIPMENT |  | NSN | 2017-03-21 | 2017-03-15 | 95700 | CLINICAL ENGINEERING | 2015-03-19 | USD |  | Active | UNIVERSITY NEW MEXICO HOSPITAL
91714 | 1040971 | INSTROMEDIX INC | KING OF HEARTS EXPRESS AF | LR080A-02 | RECORDERS/ ELECTRONIC STORAGE/ DATA | 1115576 |  | 100137 |  | 2015-03-15 | 71030 | HEART STATION | 2015-03-19 | USD | 795 | Active | UNIVERSITY NEW MEXICO HOSPITAL
91707 | 1040955 | TYCO HEALTHCARE GROUP | GENIUS II | GENIUS II | THERMOMETERS/ ELECTRONIC/ INFRARED/ EAR | 1062323 |  | N15509272 |  | 2015-03-15 | 32055 | 1209 CLINIC | 2015-03-19 | USD | 242.26 | Active | UNIVERSITY NEW MEXICO HOSPITAL
91713 | 1040961 | INSTROMEDIX INC | KING OF HEARTS EXPRESS AF | LR080A-02 | RECORDERS/ ELECTRONIC STORAGE/ DATA | 1115576 |  | 111145 |  | 2015-03-15 | 71030 | HEART STATION | 2015-03-19 | USD | 795 | Active | UNIVERSITY NEW MEXICO HOSPITAL
91708 | 1040956 | SIEMENS HEALTHCARE | CLINITEK STATUS PLUS | CLINITEK STATUS PLUS | ANALYZERS/ POINT-OF-CARE/ URINE | REPL ACN 84684 |  | 254456 |  | 2015-03-15 | Atrisco Heritage Center Clinic | Atrisco Heritage Center Clinic | 2015-03-19 | USD | 440 | Active | UNIVERSITY NEW MEXICO HOSPITAL
91712 | 1040960 | INSTROMEDIX INC | KING OF HEARTS EXPRESS AF | LR080A-02 | RECORDERS/ ELECTRONIC STORAGE/ DATA | 1115576 |  | 111146 |  | 2015-03-15 | 71030 | HEART STATION | 2015-03-19 | USD | 795 | Active | UNIVERSITY NEW MEXICO HOSPITAL
| 1199286 | EXERGEN CORP | TAT-5000 | TAT-5000 | THERMOMETERS/ ELECTRONIC/ INFRARED | 1092558 |  | A 410463 | 2017-03-22 | 2017-03-15 | 95700 | CLINICAL ENGINEERING | 2015-03-19 | USD |  | Active | UNIVERSITY NEW MEXICO HOSPITAL
91711 | 1040959 | INSTROMEDIX INC | KING OF HEARTS EXPRESS AF | LR080A-02 | RECORDERS/ ELECTRONIC STORAGE/ DATA | 1115576 |  | 111149 |  | 2015-03-15 | 71030 | HEART STATION | 2015-03-19 | USD | 795 | Active | UNIVERSITY NEW MEXICO HOSPITAL
| 1233667 | WAGNER INSTRUMENTS | FDK 20 | FDK 20 | TESTERS |  |  | 02469 | 2017-03-22 | 2018-03-15 | 95700 | CLINICAL ENGINEERING | 2015-03-19 | USD |  | Active | UNIVERSITY NEW MEXICO HOSPITAL
91709 | 1040957 | INSTROMEDIX INC | KING OF HEARTS EXPRESS AF | LR080A-02 | RECORDERS/ ELECTRONIC STORAGE/ DATA | 1115576 |  | 100135 |  | 2015-03-15 | 71030 | HEART STATION | 2015-03-19 | USD | 795 | Active | UNIVERSITY NEW MEXICO HOSPITAL
| 1328680 | CAROLINA SCALE | 2 KG | 2 KG | WEIGHTS/ BALANCE/ PRECISION | TEST EQUIPMENT |  | NSN | 2016-03-16 | 2016-03-15 | 95700 | CLINICAL ENGINEERING | 2015-03-19 | USD |  | Active | UNIVERSITY NEW MEXICO HOSPITAL
| 1328686 | CAROLINA SCALE | 2 KG | 2 KG | WEIGHTS/ BALANCE/ PRECISION | TEST EQUIPMENT |  | NSN | 2017-03-21 | 2017-03-15 | 95700 | CLINICAL ENGINEERING | 2015-03-19 | USD |  | Active | UNIVERSITY NEW MEXICO HOSPITAL
| 1199187 | FOGG SYSTEM CO INC | TP400/700 | TP400/700 | TESTERS | TEST EQUIPMENT |  | 15961 | 2017-03-22 | 2018-03-15 | 95700 | CLINICAL ENGINEERING | 2015-03-19 | USD |  | Active | UNIVERSITY NEW MEXICO HOSPITAL
| 1199188 | FOGG SYSTEM CO INC | TP400/700 | TP400/700 | TESTERS | TEST EQUIPMENT |  | 15960 | 2017-03-22 | 2018-03-15 | 95700 | CLINICAL ENGINEERING | 2015-03-19 | USD |  | Active | UNIVERSITY NEW MEXICO HOSPITAL
| 1328684 | TROEMNER INC | 10 LB WEIGHT | 10 LB | WEIGHTS/ BALANCE/ PRECISION | TEST EQUIPMENT |  | NSN | 2017-03-21 | 2017-03-15 | 95700 | CLINICAL ENGINEERING | 2015-03-19 | USD |  | Active | UNIVERSITY NEW MEXICO HOSPITAL
| 1040855 | CDI | 25 LB WEIGHT | 25 LB WEIGHT | WEIGHTS/ BALANCE/ PRECISION | TEST EQUIPMENT |  | NSN | 2017-03-21 | 2017-03-15 | 95700 | CLINICAL ENGINEERING | 2015-03-19 | USD |  | Active | UNIVERSITY NEW MEXICO HOSPITAL
91347 | 1040606 | PARKS MEDICAL ELECTRONICS INC | 909 | 909 | BLOOD-FLOW DETECTORS/ ULTRASONIC | 1121870 |  | 909-000001071 |  | 2015-03-15 | 15500 | OSIS OPERATING ROOM | 2015-03-18 | USD | 1884 | Active | UNIVERSITY NEW MEXICO HOSPITAL
91725 | 1040970 | POWERCOM | SMK-600A | SMK-600A | POWER SYSTEMS/ UNINTERRUPTIBLE | 2000726-0-CAP |  | 40244971401 | 2017-03-01 | 2018-03-15 | 12415 | INTERMEDIATE CARE NURSERY | 2015-03-17 | USD | 770 | Reactivated | UNIVERSITY NEW MEXICO HOSPITAL
91724 | 1040969 | POWERCOM | SMK-600A | SMK-600A | POWER SYSTEMS/ UNINTERRUPTIBLE | 2000725-0-CAP |  | 40037211403 | 2017-04-12 | 2018-04-15 | 12410 | PEDIATRIC SPECIALTY CARE | 2015-03-17 | USD | 770 | Active | UNIVERSITY NEW MEXICO HOSPITAL
91723 | 1040968 | POWERCOM | SMK-600A | SMK-600A | POWER SYSTEMS/ UNINTERRUPTIBLE | 2000725-0-CAP |  | 40244861401 | 2017-04-28 | 2018-04-15 | 12410 | PEDIATRIC SPECIALTY CARE | 2015-03-17 | USD | 770 | Active | UNIVERSITY NEW MEXICO HOSPITAL
91721 | 1040966 | GE HEALTHCARE | CIC PRO | CIC PRO | MONITORS/ CENTRAL STATION | 2000726-0-CAP |  | SDY15074280GA | 2017-02-24 | 2018-02-15 | 12415 | INTERMEDIATE CARE NURSERY | 2015-03-17 | USD | 9048.86 | Active | UNIVERSITY NEW MEXICO HOSPITAL
91722 | 1040967 | GE HEALTHCARE | CIC PRO | CIC PRO | MONITORS/ CENTRAL STATION | 2000725-0-CAP |  | SDY15074205GA | 2017-04-12 | 2018-04-15 | 12410 | PEDIATRIC SPECIALTY CARE | 2015-03-17 | USD | 28882 | Active | UNIVERSITY NEW MEXICO HOSPITAL
91720 | 1040965 | GE HEALTHCARE | CIC PRO | CIC PRO | MONITORS/ CENTRAL STATION | 2000725-0-CAP |  | SDY15074248GA | 2017-04-28 | 2018-04-15 | 12410 | PEDIATRIC SPECIALTY CARE | 2015-03-17 | USD | 28882 | Active | UNIVERSITY NEW MEXICO HOSPITAL
89341 | 1328677 | EXERGEN CORP | TAT-5000 | TAT-5000 | THERMOMETERS/ ELECTRONIC/ INFRARED | 1123166 |  | A462875 |  | 2015-03-15 | 30030 | CTH OUTPATIENT CLINIC | 2015-03-13 | USD | 316 | Active | UNIVERSITY NEW MEXICO HOSPITAL
89340 | 1328676 | EXERGEN CORP | TAT-5000 | TAT-5000 | THERMOMETERS/ ELECTRONIC/ INFRARED | 1123166 |  | A462042 |  | 2015-03-15 | 30030 | CTH OUTPATIENT CLINIC | 2015-03-13 | USD | 316 | Active | UNIVERSITY NEW MEXICO HOSPITAL
89339 | 1328675 | EXERGEN CORP | TAT-5000 | TAT-5000 | THERMOMETERS/ ELECTRONIC/ INFRARED | 1123166 |  | A462219 |  | 2015-03-15 | 30030 | CTH OUTPATIENT CLINIC | 2015-03-13 | USD | 316 | Active | UNIVERSITY NEW MEXICO HOSPITAL
89338 | 1328674 | EXERGEN CORP | TAT-5000 | TAT-5000 | THERMOMETERS/ ELECTRONIC/ INFRARED | 1123166 |  | A461421 |  | 2015-03-15 | 30030 | CTH OUTPATIENT CLINIC | 2015-03-13 | USD | 316 | Active | UNIVERSITY NEW MEXICO HOSPITAL
89343 | 1328679 | NOVA BIOMEDICAL CORP | STAT STRIP | 44993 | ANALYZERS/ POINT-OF-CARE/ WHOLE BLOOD/ GLUCOSE | 1124406 |  | 121-0541-14310 |  | 2015-03-15 | 21015 | ED-NORTH | 2015-03-13 | USD | 4315 | Active | UNIVERSITY NEW MEXICO HOSPITAL
89342 | 1328678 | NOVA BIOMEDICAL CORP | STAT STRIP | 44993 | ANALYZERS/ POINT-OF-CARE/ WHOLE BLOOD/ GLUCOSE | 1124406 |  | 121-0011-14310 |  | 2015-03-15 | 21015 | ED-NORTH | 2015-03-13 | USD | 4315 | Active | UNIVERSITY NEW MEXICO HOSPITAL
91672 | 1040954 | MEDASONICS INC | TRIA II | TRIA II | BLOOD-FLOW DETECTORS/ ULTRASONIC | REPL ACN 55888 |  | 03140206 |  | 2017-06-15 | 34130 | MILAGRO OP OB CLINIC | 2015-03-12 | USD | 0.01 | Active | UNIVERSITY NEW MEXICO HOSPITAL
89337 | 1328673 | EXERGEN CORP | TAT-5000 | TAT-5000 | THERMOMETERS/ ELECTRONIC/ INFRARED | 1122672 |  | A447657 |  | 2015-03-15 | 12110 | NEUROSCIENCE ICU | 2015-03-12 | USD | 360 | Active | UNIVERSITY NEW MEXICO HOSPITAL
89336 | 1328672 | EXERGEN CORP | TAT-5000 | TAT-5000 | THERMOMETERS/ ELECTRONIC/ INFRARED | 1122672 |  | A447591 |  | 2015-03-15 | 12110 | NEUROSCIENCE ICU | 2015-03-12 | USD | 360 | Active | UNIVERSITY NEW MEXICO HOSPITAL
89335 | 1328671 | EXERGEN CORP | TAT-5000 | TAT-5000 | THERMOMETERS/ ELECTRONIC/ INFRARED | 1122672 |  | A447721 |  | 2015-03-15 | 12110 | NEUROSCIENCE ICU | 2015-03-12 | USD | 360 | Active | UNIVERSITY NEW MEXICO HOSPITAL
89333 | 1328669 | EXERGEN CORP | TAT-5000 | TAT-5000 | THERMOMETERS/ ELECTRONIC/ INFRARED | 1122672 |  | A447587 |  | 2015-03-15 | 12110 | NEUROSCIENCE ICU | 2015-03-12 | USD | 360 | Active | UNIVERSITY NEW MEXICO HOSPITAL
89332 | 1328668 | EXERGEN CORP | TAT-5000 | TAT-5000 | THERMOMETERS/ ELECTRONIC/ INFRARED | 1122672 |  | A447584 |  | 2015-03-15 | 12110 | NEUROSCIENCE ICU | 2015-03-12 | USD | 360 | Active | UNIVERSITY NEW MEXICO HOSPITAL
89331 | 1328667 | EXERGEN CORP | TAT-5000 | TAT-5000 | THERMOMETERS/ ELECTRONIC/ INFRARED | 1122672 |  | A447654 |  | 2015-03-15 | 12110 | NEUROSCIENCE ICU | 2015-03-12 | USD | 360 | Active | UNIVERSITY NEW MEXICO HOSPITAL
89330 | 1328666 | EXERGEN CORP | TAT-5000 | TAT-5000 | THERMOMETERS/ ELECTRONIC/ INFRARED | 1122672 |  | A447723 |  | 2015-03-15 | 12110 | NEUROSCIENCE ICU | 2015-03-12 | USD | 360 | Active | UNIVERSITY NEW MEXICO HOSPITAL
89329 | 1328665 | EXERGEN CORP | TAT-5000 | TAT-5000 | THERMOMETERS/ ELECTRONIC/ INFRARED | 1122672 |  | A447588 |  | 2015-03-15 | 12110 | NEUROSCIENCE ICU | 2015-03-12 | USD | 360 | Active | UNIVERSITY NEW MEXICO HOSPITAL
89328 | 1328664 | EXERGEN CORP | TAT-5000 | TAT-5000 | THERMOMETERS/ ELECTRONIC/ INFRARED | 1122672 |  | A445498 |  | 2015-03-15 | 12110 | NEUROSCIENCE ICU | 2015-03-12 | USD | 360 | Active | UNIVERSITY NEW MEXICO HOSPITAL
89327 | 1328663 | EXERGEN CORP | TAT-5000 | TAT-5000 | THERMOMETERS/ ELECTRONIC/ INFRARED | 1122672 |  | A445499 |  | 2015-03-15 | 12110 | NEUROSCIENCE ICU | 2015-03-12 | USD | 360 | Active | UNIVERSITY NEW MEXICO HOSPITAL
89326 | 1328662 | EXERGEN CORP | TAT-5000 | TAT-5000 | THERMOMETERS/ ELECTRONIC/ INFRARED | 1122672 |  | A447548 |  | 2015-03-15 | 12110 | NEUROSCIENCE ICU | 2015-03-12 | USD | 360 | Active | UNIVERSITY NEW MEXICO HOSPITAL
89324 | 1328660 | EXERGEN CORP | TAT-5000 | TAT-5000 | THERMOMETERS/ ELECTRONIC/ INFRARED | 1122672 |  | A447593 |  | 2015-03-15 | 12110 | NEUROSCIENCE ICU | 2015-03-12 | USD | 360 | Active | UNIVERSITY NEW MEXICO HOSPITAL
89323 | 1328659 | EXERGEN CORP | TAT-5000 | TAT-5000 | THERMOMETERS/ ELECTRONIC/ INFRARED | 1122672 |  | A447531 |  | 2015-03-15 | 12110 | NEUROSCIENCE ICU | 2015-03-12 | USD | 360 | Active | UNIVERSITY NEW MEXICO HOSPITAL
89322 | 1328658 | EXERGEN CORP | TAT-5000 | TAT-5000 | THERMOMETERS/ ELECTRONIC/ INFRARED | 1122672 |  | A447661 |  | 2015-03-15 | 12110 | NEUROSCIENCE ICU | 2015-03-12 | USD | 360 | Active | UNIVERSITY NEW MEXICO HOSPITAL
89321 | 1328657 | EXERGEN CORP | TAT-5000 | TAT-5000 | THERMOMETERS/ ELECTRONIC/ INFRARED | 1122672 |  | A447724 |  | 2015-03-15 | 12110 | NEUROSCIENCE ICU | 2015-03-12 | USD | 360 | Active | UNIVERSITY NEW MEXICO HOSPITAL
89320 | 1328656 | EXERGEN CORP | TAT-5000 | TAT-5000 | THERMOMETERS/ ELECTRONIC/ INFRARED | 1122672 |  | A447660 |  | 2015-03-15 | 12110 | NEUROSCIENCE ICU | 2015-03-12 | USD | 360 | Active | UNIVERSITY NEW MEXICO HOSPITAL
89319 | 1328655 | EXERGEN CORP | TAT-5000 | TAT-5000 | THERMOMETERS/ ELECTRONIC/ INFRARED | 1122672 |  | A447655 |  | 2015-03-15 | 12110 | NEUROSCIENCE ICU | 2015-03-12 | USD | 360 | Active | UNIVERSITY NEW MEXICO HOSPITAL
89318 | 1328654 | EXERGEN CORP | TAT-5000 | TAT-5000 | THERMOMETERS/ ELECTRONIC/ INFRARED | 1122672 |  | A447537 |  | 2015-03-15 | 12110 | NEUROSCIENCE ICU | 2015-03-12 | USD | 360 | Active | UNIVERSITY NEW MEXICO HOSPITAL
89317 | 1328653 | EXERGEN CORP | TAT-5000 | TAT-5000 | THERMOMETERS/ ELECTRONIC/ INFRARED | 1122672 |  | A445503 |  | 2015-03-15 | 12110 | NEUROSCIENCE ICU | 2015-03-12 | USD | 360 | Active | UNIVERSITY NEW MEXICO HOSPITAL
89316 | 1328652 | EXERGEN CORP | TAT-5000 | TAT-5000 | THERMOMETERS/ ELECTRONIC/ INFRARED | 1122672 |  | A445506 |  | 2015-03-15 | 12110 | NEUROSCIENCE ICU | 2015-03-12 | USD | 360 | Active | UNIVERSITY NEW MEXICO HOSPITAL
89315 | 1328651 | EXERGEN CORP | TAT-5000 | TAT-5000 | THERMOMETERS/ ELECTRONIC/ INFRARED | 1122672 |  | A447653 |  | 2015-03-15 | 12110 | NEUROSCIENCE ICU | 2015-03-12 | USD | 360 | Active | UNIVERSITY NEW MEXICO HOSPITAL
89314 | 1328650 | EXERGEN CORP | TAT-5000 | TAT-5000 | THERMOMETERS/ ELECTRONIC/ INFRARED | 1122672 |  | A445497 |  | 2015-03-15 | 12110 | NEUROSCIENCE ICU | 2015-03-12 | USD | 360 | Active | UNIVERSITY NEW MEXICO HOSPITAL
91719 | 1040964 | MEDICAL ILLUMINATION INTERNATIONAL | MI-500 | 061313 | LIGHTS/ SURGICAL | 1122926 |  | 0315021 | 2017-01-10 | 2018-01-15 | 76010 | REHABILITATION SERVICES | 2015-03-12 | USD | 1710 | Active | UNIVERSITY NEW MEXICO HOSPITAL
91718 | 1040963 | MEDICAL ILLUMINATION INTERNATIONAL | MI-500 | 061313 | LIGHTS/ SURGICAL | 1122926 |  | 0315020 | 2017-01-10 | 2018-01-15 | 76010 | REHABILITATION SERVICES | 2015-03-12 | USD | 1710 | Active | UNIVERSITY NEW MEXICO HOSPITAL
91717 | 1040962 | MEDICAL ILLUMINATION INTERNATIONAL | MI-500 | 061313 | LIGHTS/ SURGICAL | 1122926 |  | 0315019 | 2017-01-18 | 2018-01-15 | 76010 | REHABILITATION SERVICES | 2015-03-12 | USD | 1710 | Active | UNIVERSITY NEW MEXICO HOSPITAL
91671 | 1040916 | IRADIMED CORP | MRIDIUM (3865) | 3865 | INFUSION CONTROLLERS | 1094258-0-CAP |  | IR65100774 | 2017-06-30 | 2018-06-15 | 75040 | RADIOLOGY - MRI | 2015-03-11 | USD | 5833.98 | Active | UNIVERSITY NEW MEXICO HOSPITAL
91670 | 1040915 | IRADIMED CORP | MRIDIUM (3865) | 3865 | INFUSION CONTROLLERS | 1094258-0-CAP |  | IR65100773 | 2017-07-19 | 2018-07-15 | 75040 | RADIOLOGY - MRI | 2015-03-11 | USD | 5833.98 | Active | UNIVERSITY NEW MEXICO HOSPITAL
91668 | 1040913 | IRADIMED CORP | MRIDIUM (3860) | MRIDIUM (3860) | INFUSION PUMPS | 1094258-0-CAP |  | IR60101408 | 2017-07-19 | 2018-07-15 | 75040 | RADIOLOGY - MRI | 2015-03-11 | USD | 7770 | Active | UNIVERSITY NEW MEXICO HOSPITAL
91669 | 1040914 | IRADIMED CORP | MRIDIUM (3860) | MRIDIUM (3860) | INFUSION PUMPS | 1094258-0-CAP |  | IR60101407 | 2017-06-30 | 2018-06-15 | 75040 | RADIOLOGY - MRI | 2015-03-11 | USD | 7770 | Active | UNIVERSITY NEW MEXICO HOSPITAL
91666 | 1040911 | EXERGEN CORP | TAT-5000 | TAT-5000 | THERMOMETERS/ ELECTRONIC/ INFRARED | REPL ACN 80734 |  | A394604 |  | 2015-03-15 | 21015 | ED-NORTH | 2015-03-10 | USD |  | Active | UNIVERSITY NEW MEXICO HOSPITAL
91665 | 1040910 | EXERGEN CORP | TAT-5000 | TAT-5000 | THERMOMETERS/ ELECTRONIC/ INFRARED | REPL ACN 68988 |  | A448049 |  | 2015-03-15 | 21015 | ED-NORTH | 2015-03-10 | USD |  | Active | UNIVERSITY NEW MEXICO HOSPITAL
91664 | 1040909 | EXERGEN CORP | TAT-5000 | TAT-5000 | THERMOMETERS/ ELECTRONIC/ INFRARED | REPL ACN 70874 |  | A448373 |  | 2015-03-15 | 21015 | ED-NORTH | 2015-03-10 | USD |  | Active | UNIVERSITY NEW MEXICO HOSPITAL
91662 | 1040907 | EXERGEN CORP | TAT-5000 | TAT-5000 | THERMOMETERS/ ELECTRONIC/ INFRARED | REPL ACN 73358 |  | A448013 |  | 2015-03-15 | 12410 | PEDIATRIC SPECIALTY CARE | 2015-03-10 | USD |  | Active | UNIVERSITY NEW MEXICO HOSPITAL
91661 | 1040906 | EXERGEN CORP | TAT-5000 | TAT-5000 | THERMOMETERS/ ELECTRONIC/ INFRARED | REPL ACN 55638 |  | A446048 |  | 2015-03-15 | 15040 | PACU (RECOVERY ROOM 1) | 2015-03-10 | USD |  | Active | UNIVERSITY NEW MEXICO HOSPITAL
91706 | 1040953 | DRAEGER MEDICAL INC | VAPOR 2000 SEVOFLURANE | VAPOR 2000 (M35170) | ANESTHESIA UNIT VAPORIZERS | REPL ACN 82418 |  | ARWA-0250 | 2017-01-01 | 2018-01-15 | 15055 | ANESTHESIA | 2015-03-10 | USD |  | Active | UNIVERSITY NEW MEXICO HOSPITAL
91660 | 1040905 | HUNTLEIGH HEALTHCARE LTD | FETAL DOPPLEX II | FETAL DOPPLEX II | FETAL HEART DETECTORS/ ULTRASONIC | 1121757 |  | FD2P30427201-14 |  | 2015-03-15 | 32055 | 1209 CLINIC | 2015-03-06 | USD | 572.4 | Active | UNIVERSITY NEW MEXICO HOSPITAL
91694 | 1040933 | MEDTRONIC INC | OXIMAX | N-65 | OXIMETERS/ PULSE | 1124322 |  | P14817652 | 2016-03-08 | 2016-10-15 | 32030 | UNM LOBOCARE CLINIC | 2015-03-06 | USD | 490.99 | Active | UNIVERSITY NEW MEXICO HOSPITAL
91695 | 1040944 | CANON USA INC | CR-2 | CR-2 | CAMERAS/ OPHTHALMIC | 1121806-0-CAP |  | 103119 | 2015-03-06 | 2015-03-15 | 32055 | 1209 CLINIC | 2015-03-06 | USD | 21145 | Active | UNIVERSITY NEW MEXICO HOSPITAL
91659 | 1040904 | SIEMENS HEALTHCARE | DCA VANTAGE | DCA VANTAGE | ANALYZERS/ POINT-OF-CARE/ WHOLE BLOOD/ GLUCOSE | REPL ACN 89417 |  | S00632 | 2017-03-29 | 2017-03-15 | Atrisco Heritage Center Clinic | Atrisco Heritage Center Clinic | 2015-03-04 | USD | 0 | Active | UNIVERSITY NEW MEXICO HOSPITAL
89801 | 1040604 | TRUE FITNESS | ZTX-850 | ZTX-850 | TREADMILLS | FOUND |  | NSN | 2017-03-24 | 2018-03-15 |  | Psychosocial Rehab Clinic | 2015-03-04 | USD | 0 | Active | UNIVERSITY NEW MEXICO HOSPITAL
91692 | 1040931 | EXERGEN CORP | TAT-5000 | TAT-5000 | THERMOMETERS/ ELECTRONIC/ INFRARED | 1121003 |  | A455645 |  | 2015-03-15 | 32040 | NE HEIGHTS CLINIC | 2015-03-04 | USD | 316 | Active | UNIVERSITY NEW MEXICO HOSPITAL
89800 | 1040603 | TRUE FITNESS | ZTX-850 | ZTX-850 | TREADMILLS | FOUND |  | NSN | 2017-03-30 | 2018-03-15 |  | Psychosocial Rehab Clinic | 2015-03-04 | USD | 0 | Active | UNIVERSITY NEW MEXICO HOSPITAL
91205 | 1258892 | SONOSITE INC | EDGE | P15000-11 | SCANNING SYSTEMS/ ULTRASONIC/ PORTABLE |  |  | 040PZ5 | 2015-03-04 | 2015-03-15 | 12455 | NEWBORN ICU | 2015-03-04 | USD |  | Active | UNIVERSITY NEW MEXICO HOSPITAL
91696 | 1040934 | CAREFUSION ALARIS | MEDSYSTEM III | MEDSYSTEM III | INFUSION PUMPS | 1122605-0-CAP |  | 14036428 | 2016-12-01 | 2016-12-15 | 70060 | FIXED WING TRANSPORT | 2015-03-04 | USD | 5450 | Active | UNIVERSITY NEW MEXICO HOSPITAL
91690 | 1040929 | CAREFUSION ALARIS | MEDSYSTEM III | MEDSYSTEM III | INFUSION PUMPS | 1122605-0-CAP |  | 14181103 | 2016-12-01 | 2017-12-15 | 70060 | FIXED WING TRANSPORT | 2015-03-04 | USD | 5450 | Active | UNIVERSITY NEW MEXICO HOSPITAL
91689 | 1040928 | CAREFUSION ALARIS | MEDSYSTEM III | MEDSYSTEM III | INFUSION PUMPS | 1122605-0-CAP |  | 14178350 | 2016-12-01 | 2017-12-15 | 70060 | FIXED WING TRANSPORT | 2015-03-04 | USD | 5450 | Active | UNIVERSITY NEW MEXICO HOSPITAL
91496 | 1040860 | 3M HEALTH CARE | BAIR HUGGER | 505 | WARMING UNITS/ PATIENT/ FORCED-AIR | 712287 |  | 74277 | 2017-06-13 | 2018-06-15 | 15000 | OPERATING ROOM | 2015-03-02 | USD |  | Active | UNIVERSITY NEW MEXICO HOSPITAL
91688 | 1040927 | EXERGEN CORP | TAT-5000 | TAT-5000 | THERMOMETERS/ ELECTRONIC/ INFRARED | 1120893 |  | A455978 |  | 2015-03-15 | 34230 | SURGICAL SPECIALTIES CLINIC | 2015-03-02 | USD | 316 | Active | UNIVERSITY NEW MEXICO HOSPITAL
91687 | 1040926 | EXERGEN CORP | TAT-5000 | TAT-5000 | THERMOMETERS/ ELECTRONIC/ INFRARED | 1120893 |  | A459285 |  | 2015-03-15 | 34230 | SURGICAL SPECIALTIES CLINIC | 2015-03-02 | USD | 316 | Active | UNIVERSITY NEW MEXICO HOSPITAL
91616 | 1040869 | NIHON KOHDEN (AMERICA) INC | NEUROFAX (EEG-1200A ) | NEUROFAX (EEG-1200A | ELECTROENCEPHALOGRAPHS |  |  | 01794 | 2016-09-22 | 2017-09-15 | 78010 | NEURODIAGNOSTICS LAB | 2015-02-28 | USD |  | Active | UNIVERSITY NEW MEXICO HOSPITAL
91658 | 1040903 | MEDELA INC | SYMPHONY | SYMPHONY | PUMPS/ BREAST | REPL ACN 83018 |  | 1253850 | 2016-10-04 | 2017-10-15 | 12520 | MOTHER & BABY UNIT (3-E) BBRP | 2015-02-26 | USD | 0 | Active | UNIVERSITY NEW MEXICO HOSPITAL
91657 | 1040902 | BAXTER HEALTHCARE CORP | EASYSPRAY | EASYSPRAY | REGULATORS/ HIGH-PRESSURE GAS | REPL ACN 82735 |  | 05795 |  | 2015-02-15 | 15000 | OPERATING ROOM | 2015-02-26 | USD | 0 | Active | UNIVERSITY NEW MEXICO HOSPITAL
83808 | 1040924 | SCALE-TRONIX INC | 5002 | 5002 | SCALES/ PATIENT/ PLATFORM/ ELECTRONIC | 1121073 |  | 33461 | 2016-10-20 | 2017-10-15 | 34025 | CARDIOLOGY CLINIC | 2015-02-26 | USD | 2980 | Active | UNIVERSITY NEW MEXICO HOSPITAL
91656 | 1040901 | FISHER & PAYKEL HEALTHCARE INC | NEOPUFF | NEOPUFF | RESUSCITATORS | 1122683 |  | 140513001829 | 2017-02-17 | 2018-02-15 | 12455 | NEWBORN ICU | 2015-02-24 | USD | 932.2 | Active | UNIVERSITY NEW MEXICO HOSPITAL
91655 | 1040900 | FISHER & PAYKEL HEALTHCARE INC | NEOPUFF | NEOPUFF | RESUSCITATORS | 1122683 |  | 140519001913 | 2017-02-21 | 2018-02-15 | 12455 | NEWBORN ICU | 2015-02-24 | USD | 932.2 | Active | UNIVERSITY NEW MEXICO HOSPITAL
91654 | 1040899 | FISHER & PAYKEL HEALTHCARE INC | NEOPUFF | NEOPUFF | RESUSCITATORS | 1122683 |  | 140519001926 | 2017-02-21 | 2018-02-15 | 12455 | NEWBORN ICU | 2015-02-24 | USD | 932.2 | Active | UNIVERSITY NEW MEXICO HOSPITAL
91653 | 1040898 | FISHER & PAYKEL HEALTHCARE INC | NEOPUFF | NEOPUFF | RESUSCITATORS | 1122683 |  | 140514001856 | 2017-02-10 | 2018-02-15 | 12455 | NEWBORN ICU | 2015-02-24 | USD | 932.2 | Active | UNIVERSITY NEW MEXICO HOSPITAL
91652 | 1040897 | FISHER & PAYKEL HEALTHCARE INC | NEOPUFF | NEOPUFF | RESUSCITATORS | 1122683 |  | 140519001919 | 2017-02-21 | 2018-02-15 | 12455 | NEWBORN ICU | 2015-02-24 | USD | 932.2 | Active | UNIVERSITY NEW MEXICO HOSPITAL
91686 | 1439978 | ARTHREX INC | SYNERGY | AR-8305 | DRILL-SAW SYSTEMS | 1122971 |  | NX2126UA |  | 2016-02-15 | 15500 | OSIS OPERATING ROOM | 2015-02-21 | USD | 0 | Active | UNIVERSITY NEW MEXICO HOSPITAL
91685 | 1163287 | ARTHREX INC | SYNERGY | AR-8305 | DRILL-SAW SYSTEMS | 1122971 |  | NX2132UA |  | 2016-02-15 | 15500 | OSIS OPERATING ROOM | 2015-02-21 | USD | 0 | Active | UNIVERSITY NEW MEXICO HOSPITAL
91684 | 1163286 | ARTHREX INC | SYNERGY | AR-8305 | DRILL-SAW SYSTEMS | 1122971 |  | NX2127UA |  | 2016-02-15 | 15500 | OSIS OPERATING ROOM | 2015-02-21 | USD | 0 | Active | UNIVERSITY NEW MEXICO HOSPITAL
91683 | 1163285 | ARTHREX INC | SYNERGY | AR-8305 | DRILL-SAW SYSTEMS | 1122971 |  | NX1835TJ |  | 2016-02-15 | 15500 | OSIS OPERATING ROOM | 2015-02-21 | USD | 0 | Active | UNIVERSITY NEW MEXICO HOSPITAL
91682 | 1163284 | ARTHREX INC | SYNERGY | AR-8305 | DRILL-SAW SYSTEMS | 1122971 |  | NX2128UA |  | 2016-02-15 | 15000 | OPERATING ROOM | 2015-02-21 | USD | 0 | Active | UNIVERSITY NEW MEXICO HOSPITAL
91681 | 1163283 | ARTHREX INC | SYNERGY | AR-8305 | DRILL-SAW SYSTEMS | 1122971 |  | NX2135UA |  | 2016-02-15 | 15500 | OSIS OPERATING ROOM | 2015-02-21 | USD | 0 | Active | UNIVERSITY NEW MEXICO HOSPITAL
91680 | 1163282 | ARTHREX INC | SYNERGY | AR-8305 | DRILL-SAW SYSTEMS | 1122971 |  | NX2131UA |  | 2016-02-15 | 15500 | OSIS OPERATING ROOM | 2015-02-21 | USD | 0 | Active | UNIVERSITY NEW MEXICO HOSPITAL
91679 | 1040923 | FISHER & PAYKEL HEALTHCARE INC | MR850JHU | MR850JHU | HUMIDIFIERS/ HEATED | 1121957 |  | 150109230279 | 2016-09-15 | 2017-09-15 | 71510 | PULMONARY SERVICES | 2015-02-19 | USD | 924.17 | Active | UNIVERSITY NEW MEXICO HOSPITAL
91678 | 1040922 | FISHER & PAYKEL HEALTHCARE INC | MR850JHU | MR850JHU | HUMIDIFIERS/ HEATED | 1121957 |  | 150109230285 | 2016-09-07 | 2017-09-15 | 71510 | PULMONARY SERVICES | 2015-02-19 | USD | 924.17 | Active | UNIVERSITY NEW MEXICO HOSPITAL
91677 | 1040921 | FISHER & PAYKEL HEALTHCARE INC | MR850JHU | MR850JHU | HUMIDIFIERS/ HEATED | 1121957 |  | 150109230200 | 2016-09-02 | 2017-09-15 | 71510 | PULMONARY SERVICES | 2015-02-19 | USD | 924.17 | Active | UNIVERSITY NEW MEXICO HOSPITAL
91676 | 1040920 | FISHER & PAYKEL HEALTHCARE INC | MR850JHU | MR850JHU | HUMIDIFIERS/ HEATED | 1121957 |  | 150109230280 | 2016-09-29 | 2017-09-15 | 71510 | PULMONARY SERVICES | 2015-02-19 | USD | 924.17 | Active | UNIVERSITY NEW MEXICO HOSPITAL
91675 | 1040919 | FISHER & PAYKEL HEALTHCARE INC | MR850JHU | MR850JHU | HUMIDIFIERS/ HEATED | 1121957 |  | 150109230238 | 2016-09-13 | 2017-09-15 | 71510 | PULMONARY SERVICES | 2015-02-19 | USD | 924.17 | Active | UNIVERSITY NEW MEXICO HOSPITAL
91674 | 1040918 | FISHER & PAYKEL HEALTHCARE INC | MR850JHU | MR850JHU | HUMIDIFIERS/ HEATED | 1121957 |  | 150109230215 | 2016-09-01 | 2017-09-15 | 71510 | PULMONARY SERVICES | 2015-02-19 | USD | 924.17 | Active | UNIVERSITY NEW MEXICO HOSPITAL
91673 | 1040917 | FISHER & PAYKEL HEALTHCARE INC | MR850JHU | MR850JHU | HUMIDIFIERS/ HEATED | 1121957 |  | 150109230230 | 2016-09-08 | 2017-09-15 | 71510 | PULMONARY SERVICES | 2015-02-19 | USD | 924.17 | Active | UNIVERSITY NEW MEXICO HOSPITAL
91651 | 1040895 | BD | MICROBLENDER | 03800A | OXYGEN-AIR PROPORTIONERS | 1121957 |  | BEF08670 | 2016-09-26 | 2017-09-15 | 71510 | PULMONARY SERVICES | 2015-02-19 | USD | 811.31 | Active | UNIVERSITY NEW MEXICO HOSPITAL
91650 | 1040894 | BD | MICROBLENDER | 03800A | OXYGEN-AIR PROPORTIONERS | 1121957 |  | BEF08662 | 2016-09-01 | 2017-09-15 | 71510 | PULMONARY SERVICES | 2015-02-19 | USD | 811.31 | Active | UNIVERSITY NEW MEXICO HOSPITAL
91649 | 1040893 | BD | MICROBLENDER | 03800A | OXYGEN-AIR PROPORTIONERS | 1121957 |  | BEF08661 | 2016-09-01 | 2017-09-15 | 71510 | PULMONARY SERVICES | 2015-02-19 | USD | 811.31 | Active | UNIVERSITY NEW MEXICO HOSPITAL
91648 | 1040892 | BD | MICROBLENDER | 03800A | OXYGEN-AIR PROPORTIONERS | 1121957 |  | BEF08665 | 2016-09-01 | 2017-09-15 | 71510 | PULMONARY SERVICES | 2015-02-19 | USD | 811.31 | Active | UNIVERSITY NEW MEXICO HOSPITAL
91647 | 1040889 | BD | MICROBLENDER | 03800A | OXYGEN-AIR PROPORTIONERS | 1121957 |  | BEF08666 | 2016-09-26 | 2017-09-15 | 71510 | PULMONARY SERVICES | 2015-02-19 | USD | 811.31 | Active | UNIVERSITY NEW MEXICO HOSPITAL
91646 | 1040888 | BD | MICROBLENDER | 03800A | OXYGEN-AIR PROPORTIONERS | 1121957 |  | BEF08599 | 2016-09-01 | 2017-09-15 | 71510 | PULMONARY SERVICES | 2015-02-19 | USD | 811.31 | Active | UNIVERSITY NEW MEXICO HOSPITAL
91645 | 1040887 | BD | MICROBLENDER | 03800A | OXYGEN-AIR PROPORTIONERS | 1121957 |  | BEF08664 | 2015-09-02 | 2016-09-15 | 71510 | PULMONARY SERVICES | 2015-02-19 | USD | 811.31 | Active | UNIVERSITY NEW MEXICO HOSPITAL
91644 | 1040886 | TYCO HEALTHCARE GROUP | GENIUS II | GENIUS II | THERMOMETERS/ ELECTRONIC/ INFRARED/ EAR | 1121072 |  | N15500726 |  | 2015-02-15 | 32055 | 1209 CLINIC | 2015-02-17 | USD | 150 | Active | UNIVERSITY NEW MEXICO HOSPITAL
91643 | 1040885 | TYCO HEALTHCARE GROUP | GENIUS II | GENIUS II | THERMOMETERS/ ELECTRONIC/ INFRARED/ EAR | 1121072 |  | N15500784 |  | 2015-02-15 | 32055 | 1209 CLINIC | 2015-02-17 | USD | 150 | Active | UNIVERSITY NEW MEXICO HOSPITAL
91642 | 1040853 | SCALE-TRONIX INC | 5002 | 5002 | SCALES/ PATIENT/ PLATFORM/ ELECTRONIC | 1119182 |  | 5002-33393 | 2016-11-01 | 2017-11-15 | 32055 | 1209 CLINIC | 2015-02-16 | USD | 2565.25 | Active | UNIVERSITY NEW MEXICO HOSPITAL
91639 | 1040852 | STRYKER CORP | AHTO | 250-070-601 | SUCTION IRRIGATORS | 1120360-0-BILO |  | 14F007624 | 2017-06-06 | 2018-06-15 | 15000 | OPERATING ROOM | 2015-02-13 | USD | 0 | Active | UNIVERSITY NEW MEXICO HOSPITAL
91638 | 1040851 | STRYKER CORP | AHTO | 250-070-601 | SUCTION IRRIGATORS | 1120360-0-BILO |  | 14G037934 | 2017-06-15 | 2018-06-15 | 15000 | OPERATING ROOM | 2015-02-13 | USD | 0 | Active | UNIVERSITY NEW MEXICO HOSPITAL
91635 | 1040848 | STRYKER CORP | AHTO | 250-070-601 | SUCTION IRRIGATORS | 1120360-0-BILO |  | 14K002264 | 2017-06-29 | 2018-06-15 | 15000 | OPERATING ROOM | 2015-02-13 | USD | 0 | Active | UNIVERSITY NEW MEXICO HOSPITAL
91634 | 1040847 | STRYKER CORP | AHTO | 250-070-601 | SUCTION IRRIGATORS | 1120360-0-BILO |  | 14F007554 | 2017-06-08 | 2018-06-15 | 15000 | OPERATING ROOM | 2015-02-13 | USD | 0 | Active | UNIVERSITY NEW MEXICO HOSPITAL
91633 | 1040846 | STRYKER CORP | AHTO | 250-070-601 | SUCTION IRRIGATORS | 1120360-0-BILO |  | 14F007744 | 2016-10-17 | 2017-10-15 | 15005 | OPERATING ROOM - BBRP | 2015-02-13 | USD | 0 | Active | UNIVERSITY NEW MEXICO HOSPITAL
91632 | 1040845 | STRYKER CORP | AHTO | 250-070-601 | SUCTION IRRIGATORS | 1120360-0-BILO |  | 14F007714 | 2016-10-21 | 2017-10-15 | 15005 | OPERATING ROOM - BBRP | 2015-02-13 | USD | 0 | Active | UNIVERSITY NEW MEXICO HOSPITAL
91632 | 1040844 | STRYKER CORP | AHTO | 250-070-601 | SUCTION IRRIGATORS | 1120360-0-BILO |  | 14G037904 | 2016-10-25 | 2017-10-15 | 15005 | OPERATING ROOM - BBRP | 2015-02-13 | USD | 0 | Active | UNIVERSITY NEW MEXICO HOSPITAL
91584 | 1040843 | STRYKER CORP | AHTO | 250-070-601 | SUCTION IRRIGATORS | 1120360-0-BILO |  | 14F007604 | 2017-05-01 | 2018-05-15 | 15500 | OSIS OPERATING ROOM | 2015-02-13 | USD | 0 | Active | UNIVERSITY NEW MEXICO HOSPITAL
91583 | 1040842 | STRYKER CORP | AHTO | 250-070-601 | SUCTION IRRIGATORS | 1120360-0-BILO |  | 14F007764 | 2017-05-01 | 2018-05-15 | 15500 | OSIS OPERATING ROOM | 2015-02-13 | USD | 0 | Active | UNIVERSITY NEW MEXICO HOSPITAL
91346 | 1040611 | 3M HEALTH CARE | BAIR HUGGER | 505 | WARMING UNITS/ PATIENT/ FORCED-AIR | REPL ACN 46109 |  | 34440 | 2017-05-18 | 2018-05-15 | 15500 | OSIS OPERATING ROOM | 2015-02-11 | USD | 0 | Active | UNIVERSITY NEW MEXICO HOSPITAL
91574 | 1040833 | GE HEALTHCARE | CARESCAPE V100 | 2034803-005 | MONITORS/ PHYSIOLOGIC/ VITAL SIGNS | 1080510 |  | SH614284567SA | 2016-12-01 | 2017-12-15 | 34530 | ORTHOPAEDICS FACULTY CLINIC | 2015-02-10 | USD | 3233.07 | Active | UNIVERSITY NEW MEXICO HOSPITAL
91573 | 1040832 | MEDRAD INC | VERIS | 530959 | MONITORING SYSTEMS/ PHYSIOLOGIC | Exchange |  | 0083538 | 2016-07-22 | 2017-07-15 | 75040 | RADIOLOGY - MRI | 2015-02-06 | USD | 0 | Active | UNIVERSITY NEW MEXICO HOSPITAL
91572 | 1040831 | MEDRAD INC | VERIS | 530959 | MONITORING SYSTEMS/ PHYSIOLOGIC | Exchange |  | 061490 | 2016-07-22 | 2017-07-15 | 75040 | RADIOLOGY - MRI | 2015-02-06 | USD | 0 | Active | UNIVERSITY NEW MEXICO HOSPITAL
91164 | 1258862 | DETECTO SCALE CO DIV CARDINAL SCALE MFG CO | DHRWM | DHRWM | HEIGHT MEASURMENT INSTRUMENTS/ WALL MOUNTED | FOUND |  | NONE |  | 2015-02-15 | 54080 | UNMMG - TRUMAN ST. CLINIC | 2015-02-04 | USD |  | Active | UNIVERSITY NEW MEXICO HOSPITAL
91604 | 1040858 | EXERGEN CORP | TAT-5000 | TAT-5000 | THERMOMETERS/ ELECTRONIC/ INFRARED | Philips PO 6000333874 |  | A432047 |  | 2015-02-15 | 12035 | UPC INPATIENT ADULT SERVICES | 2015-02-04 | USD | 463.85 | Active | UNIVERSITY NEW MEXICO HOSPITAL
91603 | 1040857 | EXERGEN CORP | TAT-5000 | TAT-5000 | THERMOMETERS/ ELECTRONIC/ INFRARED | Philips PO 6000333874 |  | A433085 |  | 2015-02-15 | 12035 | UPC INPATIENT ADULT SERVICES | 2015-02-04 | USD | 463.85 | Active | UNIVERSITY NEW MEXICO HOSPITAL
91571 | 1040830 | PHILIPS HEALTHCARE | BILICHEK | BILICHEK | BILIRUBINOMETERS | 2000700 |  | B5475 |  | 2015-02-15 | 34150 | PEDIATRICS CLINIC | 2015-02-03 | USD | 3284.46 | Active | UNIVERSITY NEW MEXICO HOSPITAL
91582 | 1040841 | VERATHON INC | GLIDESCOPE GVL | GLIDESCOPE GVL | LARYNGOSCOPES | 1117384 |  | AN146241 |  | 2015-01-15 | 15055 | ANESTHESIA | 2015-01-29 | USD | 3500 | Active | UNIVERSITY NEW MEXICO HOSPITAL
91581 | 1040840 | VERATHON INC | GLIDESCOPE GVL | GLIDESCOPE GVL | LARYNGOSCOPES | 1117384 |  | AN146271 |  | 2015-01-15 | 15055 | ANESTHESIA | 2015-01-29 | USD | 3500 | Active | UNIVERSITY NEW MEXICO HOSPITAL
91580 | 1040839 | VERATHON INC | GLIDESCOPE GVL | GLIDESCOPE GVL | LARYNGOSCOPES | 1117384 |  | AN146266 |  | 2015-01-15 | 15055 | ANESTHESIA | 2015-01-29 | USD | 3500 | Active | UNIVERSITY NEW MEXICO HOSPITAL
91579 | 1040838 | VERATHON INC | GLIDESCOPE GVL | GLIDESCOPE GVL | LARYNGOSCOPES | 1117384 |  | AN146243 |  | 2015-01-15 | 15055 | ANESTHESIA | 2015-01-29 | USD | 3500 | Active | UNIVERSITY NEW MEXICO HOSPITAL
91578 | 1040837 | VERATHON INC | GLIDESCOPE GVL | GLIDESCOPE GVL | LARYNGOSCOPES | 1117384 |  | AN146244 |  | 2015-01-15 | 15055 | ANESTHESIA | 2015-01-29 | USD | 3500 | Active | UNIVERSITY NEW MEXICO HOSPITAL
91577 | 1040836 | VERATHON INC | GLIDESCOPE GVL | GLIDESCOPE GVL | LARYNGOSCOPES | 1117384 |  | AN146269 |  | 2015-01-15 | 15055 | ANESTHESIA | 2015-01-29 | USD | 3500 | Active | UNIVERSITY NEW MEXICO HOSPITAL
91576 | 1040835 | VERATHON INC | GLIDESCOPE GVL | GLIDESCOPE GVL | LARYNGOSCOPES | 1117384 |  | AN146242 |  | 2015-01-15 | 70020 | ENDOSCOPY CENTER | 2015-01-29 | USD | 3500 | Active | UNIVERSITY NEW MEXICO HOSPITAL
91575 | 1040834 | VERATHON INC | GLIDESCOPE GVL | GLIDESCOPE GVL | LARYNGOSCOPES | 1117384 |  | AN146270 |  | 2015-01-15 | 15055 | ANESTHESIA | 2015-01-29 | USD | 3500 | Active | UNIVERSITY NEW MEXICO HOSPITAL
91570 | 1040807 | VERATHON INC | GLIDESCOPE GVL | GLIDESCOPE GVL | LARYNGOSCOPES | 1117384 |  | AN146267 |  | 2015-01-15 | 15055 | ANESTHESIA | 2015-01-29 | USD | 3500 | Active | UNIVERSITY NEW MEXICO HOSPITAL
91569 | 1040806 | VERATHON INC | GLIDESCOPE GVL | GLIDESCOPE GVL | LARYNGOSCOPES | 1117384 |  | AN146268 |  | 2015-01-15 | 15055 | ANESTHESIA | 2015-01-29 | USD | 3500 | Active | UNIVERSITY NEW MEXICO HOSPITAL
91601 | 1040828 | MEDELA INC | Waterless Milk Warmer | 87115 | WARMING UNITS | Exchange |  | 1429607 | 2017-02-15 | 2018-02-15 | 12455 | NEWBORN ICU | 2015-01-22 | USD |  | Active | UNIVERSITY NEW MEXICO HOSPITAL
91600 | 1040826 | MEDELA INC | Waterless Milk Warmer | 87115 | WARMING UNITS | Exchange |  | 1429576 | 2017-02-10 | 2018-02-15 | 12455 | NEWBORN ICU | 2015-01-22 | USD |  | Active | UNIVERSITY NEW MEXICO HOSPITAL
89211 | 1162665 | SMITHS MEDICAL MD INC | H-1100 | H-1100 | WARMING UNITS/ BLOOD/SOLUTION (FLUID) | 1117385 |  | S105A00132 | 2017-05-01 | 2017-08-15 | 15500 | OSIS OPERATING ROOM | 2015-01-22 | USD | 4690 | Active | UNIVERSITY NEW MEXICO HOSPITAL
89213 | 1162627 | SMITHS MEDICAL MD INC | H-1100 | H-1100 | WARMING UNITS/ BLOOD/SOLUTION (FLUID) | 1117385 |  | S105A00130 | 2017-06-30 | 2017-09-15 | 15000 | OPERATING ROOM | 2015-01-22 | USD | 4690 | Active | UNIVERSITY NEW MEXICO HOSPITAL
89212 | 1162626 | SMITHS MEDICAL MD INC | H-1100 | H-1100 | WARMING UNITS/ BLOOD/SOLUTION (FLUID) | 1117385 |  | S105A00129 | 2017-06-29 | 2017-09-15 | 15000 | OPERATING ROOM | 2015-01-22 | USD | 4690 | Active | UNIVERSITY NEW MEXICO HOSPITAL
91700 | 1040948 | NEUROPTICS INC | NPI-200 | NPI-200 | Pupillometers | 1117232 |  | NII150372 | 2017-07-13 | 2018-07-15 | 12110 | NEUROSCIENCE ICU | 2015-01-21 | USD | 2497.5 | Active | UNIVERSITY NEW MEXICO HOSPITAL
91699 | 1040947 | NEUROPTICS INC | NPI-200 | NPI-200 | Pupillometers | 1117232 |  | NII150373 | 2017-07-13 | 2018-07-15 | 12110 | NEUROSCIENCE ICU | 2015-01-21 | USD | 2497.5 | Active | UNIVERSITY NEW MEXICO HOSPITAL
91698 | 1040946 | NEUROPTICS INC | NPI-200 | NPI-200 | Pupillometers | 1117232 |  | NII150371 | 2016-07-12 | 2017-07-15 | 12110 | NEUROSCIENCE ICU | 2015-01-21 | USD | 2497.5 | Active | UNIVERSITY NEW MEXICO HOSPITAL
91697 | 1040945 | NEUROPTICS INC | NPI-200 | NPI-200 | Pupillometers | 1117232 |  | NII150370 | 2017-07-13 | 2018-07-15 | 12110 | NEUROSCIENCE ICU | 2015-01-21 | USD | 2497.5 | Active | UNIVERSITY NEW MEXICO HOSPITAL
91568 | 1040805 | NEUROPTICS INC | NPI-200 | NPI-200 | Pupillometers | 1117232 |  | NII140222 | 2016-07-31 | 2017-07-15 | 12360 | NEUROSCIENCE | 2015-01-21 | USD | 2497.5 | Active | UNIVERSITY NEW MEXICO HOSPITAL
91607 | 1040827 | ACMI CORP | IDC-1500 | IDC-1500 | VIDEO IMAGE PROCESSORS | Rep/Exchg ACN 62779 |  | 07111242R |  | 2017-06-15 | 34110 | WOMEN'S HEALTH CENTER | 2015-01-21 | USD | 3445 | Active | UNIVERSITY NEW MEXICO HOSPITAL
82263 | 1096498 | KARL STORZ ENDOSCOPY-AMERICA INC | AIDA HD CONNECT | 20205620 | VIDEO IMAGE PROCESSORS | FOUND |  | RY602194-T |  | 2015-01-15 | 15000 | OPERATING ROOM | 2015-01-20 | USD |  | Active | UNIVERSITY NEW MEXICO HOSPITAL
91599 | 1040824 | STRYKER CORP | NEPTUNE 2 DOCKING STATION | NEPTUNE 2 DOCKING STATION | WASTE-DISPOSAL UNITS | 1118876 |  | 1006800323 | 2017-01-01 | 2017-07-15 | 15005 | OPERATING ROOM - BBRP | 2015-01-20 | USD | 0 | Active | UNIVERSITY NEW MEXICO HOSPITAL
91598 | 1040823 | STRYKER CORP | NEPTUNE 2 ROVER ULTRA | NEPTUNE 2 ROVER ULTR | WASTE-DISPOSAL UNITS | 1118876 |  | 1113200133 | 2017-01-01 | 2017-07-15 | 15000 | OPERATING ROOM | 2015-01-20 | USD | 0 | Active | UNIVERSITY NEW MEXICO HOSPITAL
91597 | 1040822 | STRYKER CORP | NEPTUNE 2 ROVER ULTRA | NEPTUNE 2 ROVER ULTR | WASTE-DISPOSAL UNITS | 1118876 |  | 1111800583 | 2017-01-27 | 2017-07-15 | 15000 | OPERATING ROOM | 2015-01-20 | USD | 0 | Active | UNIVERSITY NEW MEXICO HOSPITAL
91596 | 1040821 | STRYKER CORP | NEPTUNE 2 ROVER ULTRA | NEPTUNE 2 ROVER ULTR | WASTE-DISPOSAL UNITS | 1118876 |  | 1113200223 | 2017-01-27 | 2017-07-15 | 15000 | OPERATING ROOM | 2015-01-20 | USD | 0 | Active | UNIVERSITY NEW MEXICO HOSPITAL
91595 | 1040820 | STRYKER CORP | NEPTUNE 2 ROVER ULTRA | NEPTUNE 2 ROVER ULTR | WASTE-DISPOSAL UNITS | 1118876 |  | 1112400643 | 2017-01-27 | 2017-07-15 | 15000 | OPERATING ROOM | 2015-01-20 | USD | 0 | Active | UNIVERSITY NEW MEXICO HOSPITAL
91594 | 1040819 | STRYKER CORP | NEPTUNE 2 ROVER ULTRA | NEPTUNE 2 ROVER ULTR | WASTE-DISPOSAL UNITS | 1118876 |  | 1112400663 | 2017-01-01 | 2017-07-15 | 15005 | OPERATING ROOM - BBRP | 2015-01-20 | USD | 0 | Active | UNIVERSITY NEW MEXICO HOSPITAL
91593 | 1040818 | STRYKER CORP | NEPTUNE 2 ROVER ULTRA | NEPTUNE 2 ROVER ULTR | WASTE-DISPOSAL UNITS | 1118876 |  | 1112907433 | 2017-01-27 | 2017-07-15 | 15005 | OPERATING ROOM - BBRP | 2015-01-20 | USD | 0 | Active | UNIVERSITY NEW MEXICO HOSPITAL
91566 | 1040803 | DRAEGER MEDICAL INC | D-VAPOR DESFLURANE | D-VAPOR DESFLURANE | ANESTHESIA UNIT VAPORIZERS |  |  | ARZC-0315 | 2017-01-01 | 2018-01-15 | 15055 | ANESTHESIA | 2015-01-20 | USD | 0.01 | Active | UNIVERSITY NEW MEXICO HOSPITAL
64069 | 1040825 | BHM MEDICAL INC | STEDY | STEDY | LIFTS/ PATIENT TRANSFER | FOUND |  | NTA-13885 | 2016-12-14 | 2017-09-15 | 12240 | GENERAL SURGERY (6-S) | 2015-01-20 | USD |  | Active | UNIVERSITY NEW MEXICO HOSPITAL
91565 | 1040802 | MEDTRONIC INC | CARELINK ENCORE | 29901 | PROGRAMMER/TESTERS/IMPLANTABLE CARDIAC PACEMAKER |  |  | JVD001243P | 2016-10-20 | 2017-10-15 | 34025 | CARDIOLOGY CLINIC | 2015-01-19 | USD |  | Active | UNIVERSITY NEW MEXICO HOSPITAL
91564 | 1040801 | HUNTLEIGH HEALTHCARE LTD | FETAL DOPPLEX II | FETAL DOPPLEX II | FETAL HEART DETECTORS/ ULTRASONIC | 1114446 |  | FD2P30427790-14 |  | 2015-01-15 | 32025 | FAMILY PRACTICE CLINIC | 2015-01-19 | USD | 0.01 | Active | UNIVERSITY NEW MEXICO HOSPITAL
91332 | 1259024 | TRANSMOTION MEDICAL INC | TMM4 | TMM4 | CHAIRS/ EXAMINATION/ TREATMENT | 1116912-0-CAP |  | 1350829146624 | 2015-01-19 | 2015-01-15 | 71520 | PULMONARY DIAGNOSTICS | 2015-01-19 | USD | 0 | Active | UNIVERSITY NEW MEXICO HOSPITAL
91333 | 1259025 | COVIDIEN | I-LOGIC | AAS00161-20 | STEREOTACTIC SYSTEMS | 1116912-0-CAP |  | N13153 | 2017-06-29 | 2017-12-15 | 71520 | PULMONARY DIAGNOSTICS | 2015-01-19 | USD | 172350 | Active | UNIVERSITY NEW MEXICO HOSPITAL
89313 | 1328649 | BEST COMPUTES | MARK V ASPIRATOR | MARK V ASPIRATOR | ASPIRATORS | FOUND |  | 6498 | 2017-01-19 | 2018-01-15 | 76025 | AUDIOLOGY | 2015-01-14 | USD |  | Active | UNIVERSITY NEW MEXICO HOSPITAL
91454 | 1329167 | STRYKER CORP | NEPTUNE 2 ROVER ULTRA | NEPTUNE 2 ROVER ULTR | WASTE-DISPOSAL UNITS | 1118876 |  | 1105500713 | 2017-01-01 | 2017-07-15 | 15500 | OSIS OPERATING ROOM | 2015-01-09 | USD | 0 | Active | UNIVERSITY NEW MEXICO HOSPITAL
91455 | 1329166 | STRYKER CORP | NEPTUNE 2 ROVER ULTRA | NEPTUNE 2 ROVER ULTR | WASTE-DISPOSAL UNITS | 1118876 |  | 1105500753 | 2017-01-01 | 2017-07-15 | 15500 | OSIS OPERATING ROOM | 2015-01-09 | USD | 0 | Active | UNIVERSITY NEW MEXICO HOSPITAL
91456 | 1329165 | STRYKER CORP | NEPTUNE 2 ROVER ULTRA | NEPTUNE 2 ROVER ULTR | WASTE-DISPOSAL UNITS | 1118876 |  | 1111601103 | 2017-01-01 | 2017-07-15 | 15500 | OSIS OPERATING ROOM | 2015-01-09 | USD | 0 | Active | UNIVERSITY NEW MEXICO HOSPITAL
82918 | 1040810 | STRYKER CORP | NEPTUNE 2 ROVER ULTRA | NEPTUNE 2 ROVER ULTR | WASTE-DISPOSAL UNITS | 1118876 |  | 1111800243 | 2017-01-01 | 2017-07-15 | 15500 | OSIS OPERATING ROOM | 2015-01-09 | USD | 0 | Active | UNIVERSITY NEW MEXICO HOSPITAL
82917 | 1040809 | STRYKER CORP | NEPTUNE 2 ROVER ULTRA | NEPTUNE 2 ROVER ULTR | WASTE-DISPOSAL UNITS | 1118876 |  | 1111800433 | 2017-01-27 | 2017-07-15 | 15500 | OSIS OPERATING ROOM | 2015-01-09 | USD | 0 | Active | UNIVERSITY NEW MEXICO HOSPITAL
82916 | 1040718 | STRYKER CORP | NEPTUNE 2 ROVER ULTRA | NEPTUNE 2 ROVER ULTR | WASTE-DISPOSAL UNITS | 1118876 |  | 1110101353 | 2017-01-01 | 2017-07-15 | 15500 | OSIS OPERATING ROOM | 2015-01-09 | USD | 0 | Active | UNIVERSITY NEW MEXICO HOSPITAL
82785 | 1040717 | STRYKER CORP | NEPTUNE 2 ROVER ULTRA | NEPTUNE 2 ROVER ULTR | WASTE-DISPOSAL UNITS | 1118876 |  | 1110101583 | 2017-01-01 | 2017-07-15 | 15500 | OSIS OPERATING ROOM | 2015-01-09 | USD | 0 | Active | UNIVERSITY NEW MEXICO HOSPITAL
91592 | 1258872 | NATUS MEDICAL INC | neoBLUE RADIOMETER | neoBlue | RADIOMETERS | 1115602 |  | 13454 | 2017-01-23 | 2018-01-15 | 12455 | NEWBORN ICU | 2015-01-09 | USD | 2134 | Active | UNIVERSITY NEW MEXICO HOSPITAL
91591 | 1258871 | NATUS MEDICAL INC | neoBLUE RADIOMETER | neoBlue | RADIOMETERS | 1115602 |  | 13453 | 2017-01-23 | 2018-01-15 | 12455 | NEWBORN ICU | 2015-01-09 | USD | 2134 | Active | UNIVERSITY NEW MEXICO HOSPITAL
91590 | 1258870 | NATUS MEDICAL INC | neoBLUE RADIOMETER | neoBlue | RADIOMETERS | 1115602 |  | 13456 | 2017-01-23 | 2018-01-15 | 12455 | NEWBORN ICU | 2015-01-09 | USD | 2134 | Active | UNIVERSITY NEW MEXICO HOSPITAL
91589 | 1258869 | NATUS MEDICAL INC | neoBLUE RADIOMETER | neoBlue | RADIOMETERS | 1115602 |  | 13455 | 2017-01-23 | 2018-01-15 | 12455 | NEWBORN ICU | 2015-01-09 | USD | 2134 | Active | UNIVERSITY NEW MEXICO HOSPITAL
91163 | 1258861 | VISION FITNESS | R2250 | R2250 | EXERCISERS/ BICYCLE | Donated |  | RB1350811BV00006 |  | 2016-01-15 | 32050 | WESTSIDE FAMILY & SENIOR HLTH | 2015-01-08 | USD | 0 | Active | UNIVERSITY NEW MEXICO HOSPITAL
91544 | 1040768 | GE HEALTHCARE | CIC PRO | CIC PRO | MONITORS/ CENTRAL STATION | 1110032-0-CAP |  | SDY14392873GA | 2017-01-05 | 2017-10-15 | 12510 | WOMEN'S SPECIAL CARE | 2015-01-07 | USD | 17222.2 | Active | UNIVERSITY NEW MEXICO HOSPITAL
91548 | 1040773 | GE HEALTHCARE | DASH 4000 | DASH 4000 | MONITORING SYSTEMS/ PHYSIOLOGIC | 1094082-0-CAP |  | SHQ14381454SA | 2016-10-24 | 2017-10-15 | 12510 | WOMEN'S SPECIAL CARE | 2015-01-07 | USD | 12863.12 | Active | UNIVERSITY NEW MEXICO HOSPITAL
91547 | 1040771 | GE HEALTHCARE | DASH 4000 | DASH 4000 | MONITORING SYSTEMS/ PHYSIOLOGIC | 1094082-0-CAP |  | SHQ14381457SA | 2016-10-27 | 2017-10-15 | 12510 | WOMEN'S SPECIAL CARE | 2015-01-07 | USD | 12863.12 | Active | UNIVERSITY NEW MEXICO HOSPITAL
91546 | 1040770 | GE HEALTHCARE | DASH 4000 | DASH 4000 | MONITORING SYSTEMS/ PHYSIOLOGIC | 1094082-0-CAP |  | SHQ14381467SA | 2016-10-24 | 2017-10-15 | 12510 | WOMEN'S SPECIAL CARE | 2015-01-07 | USD | 12863.12 | Active | UNIVERSITY NEW MEXICO HOSPITAL
91545 | 1040769 | GE HEALTHCARE | DASH 4000 | DASH 4000 | MONITORING SYSTEMS/ PHYSIOLOGIC | 1094082-0-CAP |  | SHQ14381468SA | 2016-10-24 | 2017-10-15 | 12510 | WOMEN'S SPECIAL CARE | 2015-01-07 | USD | 12863.12 | Active | UNIVERSITY NEW MEXICO HOSPITAL
91549 | 1040774 | GE HEALTHCARE | PRN 50-M | 418331-002 | RECORDERS | 1110032-0-CAP |  | 1887348 |  | 2015-01-15 | 12510 | WOMEN'S SPECIAL CARE | 2015-01-07 | USD | 1505 | Active | UNIVERSITY NEW MEXICO HOSPITAL
91561 | 1040798 | VITAL SIGNS INC | ENFLOW WARMER | 100 | WARMING UNITS/ BLOOD/SOLUTION | REPL ACN 89471 |  | 31210048 | 2017-06-03 | 2018-06-15 | 15055 | ANESTHESIA | 2015-01-05 | USD | 0 | Active | UNIVERSITY NEW MEXICO HOSPITAL
91559 | 1040796 | VITAL SIGNS INC | ENFLOW WARMER | 100 | WARMING UNITS/ BLOOD/SOLUTION | REPL ACN 89081 |  | 31010475 | 2017-06-03 | 2018-06-15 | 15055 | ANESTHESIA | 2015-01-05 | USD | 0 | Active | UNIVERSITY NEW MEXICO HOSPITAL
91540 | 1040794 | VITAL SIGNS INC | ENFLOW WARMER | 100 | WARMING UNITS/ BLOOD/SOLUTION | REPL ACN 83556 |  | 31210081 | 2017-06-29 | 2018-06-15 | 15055 | ANESTHESIA | 2015-01-05 | USD | 0 | Active | UNIVERSITY NEW MEXICO HOSPITAL
91538 | 1040762 | VITAL SIGNS INC | ENFLOW WARMER | 100 | WARMING UNITS/ BLOOD/SOLUTION | REPL ACN 83563 |  | 31010715 | 2017-06-22 | 2018-06-15 | 15055 | ANESTHESIA | 2015-01-05 | USD | 0 | Active | UNIVERSITY NEW MEXICO HOSPITAL
91557 | 1040788 | BARRX MEDICAL INC | HALO FLEX | 1190A-115A | ABLATION SYSTEM | 1114495-0-CAP |  | FE1479 | 2016-10-01 | 2017-10-15 | 70020 | ENDOSCOPY CENTER | 2015-01-05 | USD | 49500 | Active | UNIVERSITY NEW MEXICO HOSPITAL
91556 | 1040793 | NEUROPTICS INC | NPI-200 | NPI-200 | Pupillometers | 1115750 |  | NII140146 | 2017-05-25 | 2018-05-15 | 12130 | TRAUMA/SURGICAL ICU | 2015-01-05 | USD | 2517.5 | Active | UNIVERSITY NEW MEXICO HOSPITAL
91555 | 1040792 | NEUROPTICS INC | NPI-200 | NPI-200 | Pupillometers | 1115750 |  | NII140145 | 2017-05-25 | 2018-05-15 | 12130 | TRAUMA/SURGICAL ICU | 2015-01-05 | USD | 2517.5 | Active | UNIVERSITY NEW MEXICO HOSPITAL
91563 | 1040800 | WELCH ALLYN INC | SURETEMP PLUS (690) | SURETEMP PLUS (690) | THERMOMETERS/ ELECTRONIC | 1111785 |  | 14473039 |  | 2015-01-15 | 12520 | MOTHER & BABY UNIT (3-E) BBRP | 2015-01-05 | USD | 168 | Active | UNIVERSITY NEW MEXICO HOSPITAL
91562 | 1040799 | WELCH ALLYN INC | SURETEMP PLUS (690) | SURETEMP PLUS (690) | THERMOMETERS/ ELECTRONIC | 1111785 |  | 14473037 |  | 2015-01-15 | 12520 | MOTHER & BABY UNIT (3-E) BBRP | 2015-01-05 | USD | 168 | Active | UNIVERSITY NEW MEXICO HOSPITAL
91536 | 1040760 | VITAL SIGNS INC | ENFLOW WARMER | 100 | WARMING UNITS/ BLOOD/SOLUTION | REPL ACN 83538 |  | 40631522 | 2017-06-01 | 2018-06-15 | 15055 | ANESTHESIA | 2015-01-02 | USD | 0 | Active | UNIVERSITY NEW MEXICO HOSPITAL
91535 | 1040759 | VITAL SIGNS INC | ENFLOW WARMER | 100 | WARMING UNITS/ BLOOD/SOLUTION | REPL ACN 83509 |  | 40631424 | 2017-06-03 | 2018-06-15 | 15055 | ANESTHESIA | 2015-01-02 | USD | 0 | Active | UNIVERSITY NEW MEXICO HOSPITAL
91554 | 1040791 | KARL STORZ ENDOSCOPY-AMERICA INC | SC-WU26-A1511 | SC-WU26-A1511 | MONITORS/ VIDEO | 1112671 |  | 11-189497 | 2014-12-30 | 2014-12-15 | 15000 | OPERATING ROOM | 2014-12-30 | USD | 4995 | Active | UNIVERSITY NEW MEXICO HOSPITAL
91550 | 1040765 | GE HEALTHCARE | MAC5500 HD | 2026609-005 | ELECTROCARDIOGRAPHS/ MULTICHANNEL | 2000634-0-CAP |  | SKJ14251782PA | 2017-01-31 | 2018-01-15 | 71010 | PEDIATRIC CARDIOLOGY | 2014-12-24 | USD | 12705.29 | Active | UNIVERSITY NEW MEXICO HOSPITAL
91553 | 1040787 | GE HEALTHCARE | CARESCAPE V100 | 2034803-005 | MONITORS/ PHYSIOLOGIC/ VITAL SIGNS | 1112218 |  | SH614472245SA | 2016-10-05 | 2017-10-15 | 12520 | MOTHER & BABY UNIT (3-E) BBRP | 2014-12-23 | USD | 3221.46 | Active | UNIVERSITY NEW MEXICO HOSPITAL
91275 | 1440363 | PHILIPS HEALTHCARE | BILICHEK | BILICHEK | BILIRUBINOMETERS | 1112237 |  | B5479 | 2014-12-23 | 2014-12-15 | 12420 | NEWBORN ICU | 2014-12-23 | USD | 3284 | Active | UNIVERSITY NEW MEXICO HOSPITAL
91474 | 1040784 | MEDELA INC | SYMPHONY | SYMPHONY | PUMPS/ BREAST | 1112292 |  | 1493024 | 2016-10-04 | 2017-10-15 | 12520 | MOTHER & BABY UNIT (3-E) BBRP | 2014-12-23 | USD | 1425 | Active | UNIVERSITY NEW MEXICO HOSPITAL
91473 | 1040783 | MEDELA INC | SYMPHONY | SYMPHONY | PUMPS/ BREAST | 1112292 |  | 1493029 | 2016-10-04 | 2017-10-15 | 12520 | MOTHER & BABY UNIT (3-E) BBRP | 2014-12-23 | USD | 1425 | Active | UNIVERSITY NEW MEXICO HOSPITAL
91276 | 1040786 | WELCH ALLYN INC | 76710 | 76710 | OPHTHALMOSCOPE/OTOSCOPES | FOUND |  | NSN |  | 2014-12-15 | 12420 | NEWBORN ICU | 2014-12-23 | USD |  | Active | UNIVERSITY NEW MEXICO HOSPITAL
91472 | 1040691 | HANS RUDOLPH, INC. | 5530 | 5530 | SYRINGES/ PLUNGER/ CALIBRATION | FOUND |  | 553-28116 |  | 2014-12-15 | 71520 | PULMONARY DIAGNOSTICS | 2014-12-22 | USD |  | Active | UNIVERSITY NEW MEXICO HOSPITAL
89309 | 1328647 | THERMO SCIENTIFIC | SORVALL RC3BP PLUS | SORVALL RC3BP PLUS | CENTRIFUGES | 1112753-0-CAP |  | 41701221 | 2017-01-01 | 2017-07-15 | 74070 | LAB - BLOOD BANK | 2014-12-22 | USD | 30770.42 | Active | UNIVERSITY NEW MEXICO HOSPITAL
89312 | 1328648 | OLYMPUS AMERICA INC | TJF-Q180V | TJF-Q180V | DUODENOSCOPES | 1111897-0-CAP |  | 2405777 |  | 2014-12-15 | 70020 | ENDOSCOPY CENTER | 2014-12-18 | USD | 36280.75 | Active | UNIVERSITY NEW MEXICO HOSPITAL
91532 | 1040756 | SENSORMEDICS CORP | 3100A | 3100A | VENTILATORS/ INTENSIVE CARE/ NEONATAL/PEDIATRIC | 2000677-0-CAP |  | (21)BEW01807 | 2017-06-29 | 2017-09-15 | 71510 | PULMONARY SERVICES | 2014-12-16 | USD | 25376.4 | Active | UNIVERSITY NEW MEXICO HOSPITAL
91531 | 1040755 | ZOLL MEDICAL CORP | AED PRO | AED PRO | DEFIBRILLATORS/ EXTERNAL/ AUTOMATED | 1103947 |  | AA14K034270 | 2017-05-01 | 2017-11-15 | 34510 | OSIS SPORTS MEDICINE | 2014-12-12 | USD | 3385.62 | Active | UNIVERSITY NEW MEXICO HOSPITAL
91530 | 1040754 | ZOLL MEDICAL CORP | X SERIES | X SERIES | DEFIBRILLATOR/ MONITOR/ PACEMAKERS | 1095286-0-CAP |  | AR14F008647 | 2016-12-01 | 2017-12-15 | 70060 | FIXED WING TRANSPORT | 2014-12-11 | USD | 33181.65 | Active | UNIVERSITY NEW MEXICO HOSPITAL
91380 | 1258982 | NOT ASSIGNED | A950 | A950 | ELECTROSURGICAL UNITS/ BIPOLAR | 501141 |  | PS3714027 | 2017-04-28 | 2017-10-15 | 30110 | UNMMG - VEIN CENTER | 2014-12-10 | USD | 2182.81 | Active | UNIVERSITY NEW MEXICO HOSPITAL
91381 | 1258983 | AARON MEDICAL INDUSTRIES INC | SMOKE SHARK | SMOKE SHARK | SMOKE EVACUATION SYSTEMS/ SURGICAL | 501141 |  | AAVV120 | 2016-10-27 | 2017-10-15 | 30110 | UNMMG - VEIN CENTER | 2014-12-10 | USD | 2129.69 | Active | UNIVERSITY NEW MEXICO HOSPITAL
91379 | 1258981 | PARKS MEDICAL ELECTRONICS INC | 909 | 909 | BLOOD-FLOW DETECTORS/ ULTRASONIC | 1109901 |  | 0909-000001068 |  | 2014-12-15 | 15000 | OPERATING ROOM | 2014-12-10 | USD | 1647.01 | Active | UNIVERSITY NEW MEXICO HOSPITAL
91378 | 1258980 | PARKS MEDICAL ELECTRONICS INC | 909 | 909 | BLOOD-FLOW DETECTORS/ ULTRASONIC | 1109901 |  | 0909-000001067 |  | 2014-12-15 | 15000 | OPERATING ROOM | 2014-12-10 | USD | 1647.01 | Active | UNIVERSITY NEW MEXICO HOSPITAL
91376 | 1258978 | KARL STORZ ENDOSCOPY-AMERICA INC | C-MAC | 8402 ZX | VIDEO SYSTEMS/ ENDOSCOPIC/ CHIP CAMERA/ LARYNGOSCOPIC INTUBATION | 1114043 |  | YV 3381 | 2017-07-11 | 2018-07-15 | 21015 | ED-NORTH | 2014-12-09 | USD | 379 | Active | UNIVERSITY NEW MEXICO HOSPITAL
91543 | 1040767 | COROMETRICS MEDICAL SYSTEMS INC | 250 CX | 250 CX | MONITORS/ BEDSIDE/ FETAL | 1112391-0-CAP |  | SDJ14454192PAS | 2016-11-28 | 2017-11-15 | 12000 | LABOR AND DELIVERY | 2014-12-05 | USD | 18518.1 | Active | UNIVERSITY NEW MEXICO HOSPITAL
91542 | 1040766 | COROMETRICS MEDICAL SYSTEMS INC | 250 CX | 250 CX | MONITORS/ BEDSIDE/ FETAL | 1112391-0-CAP |  | SDJ14454188PAS | 2016-11-28 | 2017-11-15 | 12000 | LABOR AND DELIVERY | 2014-12-05 | USD | 18518.1 | Active | UNIVERSITY NEW MEXICO HOSPITAL
91529 | 1040753 | WELCH ALLYN INC | SURETEMP PLUS (690) | SURETEMP PLUS (690) | THERMOMETERS/ ELECTRONIC | 1110916 |  | 11450880 | 2014-12-03 | 2014-12-15 | 12510 | WOMEN'S SPECIAL CARE | 2014-12-03 | USD | 168 | Active | UNIVERSITY NEW MEXICO HOSPITAL
91551 | 1040772 | KARL STORZ ENDOSCOPY-AMERICA INC | C-MAC | 8401ZX | ENDOSCOPES | 1114043 |  | XV 3130 | 2016-07-31 | 2016-07-15 | 21015 | ED-NORTH | 2014-12-02 | USD | 4550 | Active | UNIVERSITY NEW MEXICO HOSPITAL
82786 | 1162193 | VERATHON INC | GLIDESCOPE GVL | GLIDESCOPE GVL | LARYNGOSCOPES | 1113459 |  | AN145667 |  | 2014-12-15 | 15515 | OSIS ANESTHESIA | 2014-12-01 | USD | 12686 | Active | UNIVERSITY NEW MEXICO HOSPITAL
89305 | 1263263 | ZIMMER INC | ELECTRIC DERMATOME 8821 | 8821 | POWER SUPPLIES | 1112775-0-CAP |  | 2114 KABP | 2017-06-07 | 2018-06-15 | 15000 | OPERATING ROOM | 2014-11-24 | USD | 11737.25 | Active | UNIVERSITY NEW MEXICO HOSPITAL
89306 | 1263262 | ZIMMER INC | ELECTRIC DERMATOME 8821 | 8821 | POWER SUPPLIES | 1112775-0-CAP |  | 2114 KABN | 2017-06-15 | 2018-06-15 | 15000 | OPERATING ROOM | 2014-11-24 | USD | 11737.25 | Active | UNIVERSITY NEW MEXICO HOSPITAL
89308 | 1263261 | ZIMMER INC | ELECTRIC DERMATOME 8821 | 8821 | POWER SUPPLIES | 1112775-0-CAP |  | 2114 KABM | 2017-06-07 | 2018-06-15 | 15000 | OPERATING ROOM | 2014-11-24 | USD | 11737.25 | Active | UNIVERSITY NEW MEXICO HOSPITAL
89304 | 1263260 | ZIMMER INC | ELECTRIC DERMATOME 8821 | 8821 | POWER SUPPLIES | 1112775-0-CAP |  | 2114 KABL | 2017-06-07 | 2018-06-15 | 15000 | OPERATING ROOM | 2014-11-24 | USD | 11737.25 | Active | UNIVERSITY NEW MEXICO HOSPITAL
89307 | 1263259 | ZIMMER INC | ELECTRIC DERMATOME 8821 | 8821 | POWER SUPPLIES | 1112775-0-CAP |  | 2114 KABQ | 2017-06-15 | 2018-06-15 | 15000 | OPERATING ROOM | 2014-11-24 | USD | 11737.25 | Reactivated | UNIVERSITY NEW MEXICO HOSPITAL
82929 | 1162192 | GE HEALTHCARE | MAC5500 HD | 2026609-005 | ELECTROCARDIOGRAPHS/ MULTICHANNEL | 1107499-0-CAP |  | SKJ14393069PA | 2017-05-16 | 2018-05-15 | 15510 | OSIS PACU | 2014-11-24 | USD | 10640.27 | Active | UNIVERSITY NEW MEXICO HOSPITAL
91541 | 1040764 | DRUCKER COMPANY | HORIZON MINI B | 642B | CENTRIFUGES | 1113778 |  | 380914-55 | 2017-07-11 | 2019-07-15 | 12110 | NEUROSCIENCE ICU | 2014-11-24 | USD | 0 | Active | UNIVERSITY NEW MEXICO HOSPITAL
89569 | 1328917 | Caesarea Medical Electronics(CME) | BODYGUARD 545 COLORVISION | 545CV | INFUSION PUMPS/ PATIENT-CONTROLLED ANALGESIC | 1103690 |  | 79384 | 2017-06-30 | 2018-06-15 | 15055 | ANESTHESIA | 2014-11-19 | USD | 3475 | Active | UNIVERSITY NEW MEXICO HOSPITAL
89303 | 1328907 | Caesarea Medical Electronics(CME) | BODYGUARD 545 COLORVISION | 545CV | INFUSION PUMPS/ PATIENT-CONTROLLED ANALGESIC | 1103690 |  | 79383 | 2017-06-27 | 2018-06-15 | 15055 | ANESTHESIA | 2014-11-19 | USD | 3475 | Active | UNIVERSITY NEW MEXICO HOSPITAL
89302 | 1446535 | Caesarea Medical Electronics(CME) | BODYGUARD 545 COLORVISION | 545CV | INFUSION PUMPS/ PATIENT-CONTROLLED ANALGESIC | 1103690 |  | 79235 | 2017-06-30 | 2018-06-15 | 15055 | ANESTHESIA | 2014-11-19 | USD | 3475 | Active | UNIVERSITY NEW MEXICO HOSPITAL
89301 | 1328905 | Caesarea Medical Electronics(CME) | BODYGUARD 545 COLORVISION | 545CV | INFUSION PUMPS/ PATIENT-CONTROLLED ANALGESIC | 1103690 |  | 79303 | 2017-06-30 | 2018-06-15 | 15055 | ANESTHESIA | 2014-11-19 | USD | 3475 | Active | UNIVERSITY NEW MEXICO HOSPITAL
89300 | 1328904 | Caesarea Medical Electronics(CME) | BODYGUARD 545 COLORVISION | 545CV | INFUSION PUMPS/ PATIENT-CONTROLLED ANALGESIC | 1103690 |  | 79321 | 2017-06-27 | 2018-06-15 | 15055 | ANESTHESIA | 2014-11-19 | USD | 3475 | Active | UNIVERSITY NEW MEXICO HOSPITAL
89299 | 1328903 | Caesarea Medical Electronics(CME) | BODYGUARD 545 COLORVISION | 545CV | INFUSION PUMPS/ PATIENT-CONTROLLED ANALGESIC | 1103690 |  | 79320 | 2017-06-30 | 2018-06-15 | 15055 | ANESTHESIA | 2014-11-19 | USD | 3475 | Active | UNIVERSITY NEW MEXICO HOSPITAL
89298 | 1328902 | Caesarea Medical Electronics(CME) | BODYGUARD 545 COLORVISION | 545CV | INFUSION PUMPS/ PATIENT-CONTROLLED ANALGESIC | 1103690 |  | 79297 | 2017-06-30 | 2018-06-15 | 15055 | ANESTHESIA | 2014-11-19 | USD | 3475 | Active | UNIVERSITY NEW MEXICO HOSPITAL
89297 | 1328901 | Caesarea Medical Electronics(CME) | BODYGUARD 545 COLORVISION | 545CV | INFUSION PUMPS/ PATIENT-CONTROLLED ANALGESIC | 1103690 |  | 79316 | 2017-06-27 | 2018-06-15 | 15055 | ANESTHESIA | 2014-11-19 | USD | 3475 | Active | UNIVERSITY NEW MEXICO HOSPITAL
89296 | 1328900 | Caesarea Medical Electronics(CME) | BODYGUARD 545 COLORVISION | 545CV | INFUSION PUMPS/ PATIENT-CONTROLLED ANALGESIC | 1103690 |  | 79306 | 2017-06-27 | 2018-06-15 | 15055 | ANESTHESIA | 2014-11-19 | USD | 3475 | Active | UNIVERSITY NEW MEXICO HOSPITAL
89571 | 1328899 | Caesarea Medical Electronics(CME) | BODYGUARD 545 COLORVISION | 545CV | INFUSION PUMPS/ PATIENT-CONTROLLED ANALGESIC | 1103690 |  | 79225 | 2017-06-30 | 2018-06-15 | 15055 | ANESTHESIA | 2014-11-19 | USD | 3475 | Active | UNIVERSITY NEW MEXICO HOSPITAL
89570 | 1328898 | Caesarea Medical Electronics(CME) | BODYGUARD 545 COLORVISION | 545CV | INFUSION PUMPS/ PATIENT-CONTROLLED ANALGESIC | 1103690 |  | 79301 | 2016-06-24 | 2017-06-15 | 15055 | ANESTHESIA | 2014-11-19 | USD | 3475 | Active | UNIVERSITY NEW MEXICO HOSPITAL
89295 | 1328897 | Caesarea Medical Electronics(CME) | BODYGUARD 545 COLORVISION | 545CV | INFUSION PUMPS/ PATIENT-CONTROLLED ANALGESIC | 1103690 |  | 79386 | 2017-06-27 | 2018-06-15 | 15055 | ANESTHESIA | 2014-11-19 | USD | 3475 | Active | UNIVERSITY NEW MEXICO HOSPITAL
89294 | 1328896 | Caesarea Medical Electronics(CME) | BODYGUARD 545 COLORVISION | 545CV | INFUSION PUMPS/ PATIENT-CONTROLLED ANALGESIC | 1103690 |  | 79370 | 2017-06-30 | 2018-06-15 | 15055 | ANESTHESIA | 2014-11-19 | USD | 3475 | Active | UNIVERSITY NEW MEXICO HOSPITAL
89293 | 1328895 | Caesarea Medical Electronics(CME) | BODYGUARD 545 COLORVISION | 545CV | INFUSION PUMPS/ PATIENT-CONTROLLED ANALGESIC | 1103690 |  | 79294 | 2016-06-27 | 2017-06-15 | 15055 | ANESTHESIA | 2014-11-19 | USD | 3475 | Active | UNIVERSITY NEW MEXICO HOSPITAL
89292 | 1328894 | Caesarea Medical Electronics(CME) | BODYGUARD 545 COLORVISION | 545CV | INFUSION PUMPS/ PATIENT-CONTROLLED ANALGESIC | 1103690 |  | 79375 | 2017-06-27 | 2018-06-15 | 15055 | ANESTHESIA | 2014-11-19 | USD | 3475 | Active | UNIVERSITY NEW MEXICO HOSPITAL
89291 | 1422064 | Caesarea Medical Electronics(CME) | BODYGUARD 545 COLORVISION | 545CV | INFUSION PUMPS/ PATIENT-CONTROLLED ANALGESIC | 1103690 |  | 79319 | 2017-06-27 | 2018-06-15 | 15055 | ANESTHESIA | 2014-11-19 | USD | 3475 | Active | UNIVERSITY NEW MEXICO HOSPITAL
89573 | 1328892 | Caesarea Medical Electronics(CME) | BODYGUARD 545 COLORVISION | 545CV | INFUSION PUMPS/ PATIENT-CONTROLLED ANALGESIC | 1103690 |  | 79300 | 2017-06-30 | 2018-06-15 | 15055 | ANESTHESIA | 2014-11-19 | USD | 3475 | Active | UNIVERSITY NEW MEXICO HOSPITAL
89572 | 1328891 | Caesarea Medical Electronics(CME) | BODYGUARD 545 COLORVISION | 545CV | INFUSION PUMPS/ PATIENT-CONTROLLED ANALGESIC | 1103690 |  | 79371 | 2017-06-30 | 2018-06-15 | 15055 | ANESTHESIA | 2014-11-19 | USD | 3475 | Active | UNIVERSITY NEW MEXICO HOSPITAL
89311 | 1328646 | Caesarea Medical Electronics(CME) | BODYGUARD 545 COLORVISION | 545CV | INFUSION PUMPS/ PATIENT-CONTROLLED ANALGESIC | 1103690 |  | 79240 | 2017-06-30 | 2018-06-15 | 15055 | ANESTHESIA | 2014-11-19 | USD | 3475 | Active | UNIVERSITY NEW MEXICO HOSPITAL
89310 | 1328645 | Caesarea Medical Electronics(CME) | BODYGUARD 545 COLORVISION | 545CV | INFUSION PUMPS/ PATIENT-CONTROLLED ANALGESIC | 1103690 |  | 79223 | 2017-06-30 | 2018-06-15 | 15055 | ANESTHESIA | 2014-11-19 | USD | 3475 | Reactivated | UNIVERSITY NEW MEXICO HOSPITAL
91524 | 1040748 | Monica Healthcare | AN24 | AN24 | TRANSMITTER/RECEIVER SYSTEMS/ TELEPHONE/ ECG | 2000665-0-CAP |  | A000794 | 2014-11-17 | 2014-11-15 | 12000 | LABOR AND DELIVERY | 2014-11-17 | USD |  | Active | UNIVERSITY NEW MEXICO HOSPITAL
91521 | 1040745 | Monica Healthcare | AN24 | AN24 | TRANSMITTER/RECEIVER SYSTEMS/ TELEPHONE/ ECG | 2000665-0-CAP |  | A000866 | 2014-11-17 | 2014-11-15 | 12000 | LABOR AND DELIVERY | 2014-11-17 | USD |  | Active | UNIVERSITY NEW MEXICO HOSPITAL
91520 | 1040744 | Monica Healthcare | AN24 | AN24 | TRANSMITTER/RECEIVER SYSTEMS/ TELEPHONE/ ECG | 2000665-0-CAP |  | A000858 | 2014-11-17 | 2014-11-15 | 12000 | LABOR AND DELIVERY | 2014-11-17 | USD |  | Active | UNIVERSITY NEW MEXICO HOSPITAL
91428 | 1040740 | Monica Healthcare | AN24 | AN24 | TRANSMITTER/RECEIVER SYSTEMS/ TELEPHONE/ ECG | 2000665-0-CAP |  | A000753 | 2014-11-17 | 2014-11-15 | 12000 | LABOR AND DELIVERY | 2014-11-17 | USD |  | Active | UNIVERSITY NEW MEXICO HOSPITAL
91426 | 1040738 | Monica Healthcare | AN24 | AN24 | TRANSMITTER/RECEIVER SYSTEMS/ TELEPHONE/ ECG | 2000665-0-CAP |  | A000894 | 2014-11-17 | 2014-11-15 | 12000 | LABOR AND DELIVERY | 2014-11-17 | USD |  | Active | UNIVERSITY NEW MEXICO HOSPITAL
89208 | 1162625 | OLYMPUS AMERICA INC | GF-UC140P-AL5 | GF-UC140P-AL5 | GASTROSCOPES | 1111901-0-CAP |  | 7430068 | 2014-11-17 | 2014-11-15 | 70020 | ENDOSCOPY CENTER | 2014-11-17 | USD | 79525.21 | Active | UNIVERSITY NEW MEXICO HOSPITAL
89207 | 1162624 | OLYMPUS AMERICA INC | GF-UC140P-AL5 | GF-UC140P-AL5 | GASTROSCOPES | 1111901-0-CAP |  | 7430071 | 2014-11-17 | 2014-11-15 | 70020 | ENDOSCOPY CENTER | 2014-11-17 | USD | 79525.21 | Active | UNIVERSITY NEW MEXICO HOSPITAL
91523 | 1040747 | Monica Healthcare | IF24 | IF24 | RECEIVERS/ TELEMETRIC | 2000665-0-CAP |  | I000551 | 2016-11-29 | 2017-11-15 | 12000 | LABOR AND DELIVERY | 2014-11-17 | USD | 9775 | Active | UNIVERSITY NEW MEXICO HOSPITAL
91522 | 1040746 | Monica Healthcare | IF24 | IF24 | RECEIVERS/ TELEMETRIC | 2000665-0-CAP |  | I000435 | 2016-11-29 | 2017-11-15 | 12000 | LABOR AND DELIVERY | 2014-11-17 | USD | 9775 | Active | UNIVERSITY NEW MEXICO HOSPITAL
91519 | 1040743 | Monica Healthcare | IF24 | IF24 | RECEIVERS/ TELEMETRIC | 2000665-0-CAP |  | I000508 | 2016-11-30 | 2017-11-15 | 12000 | LABOR AND DELIVERY | 2014-11-17 | USD | 9775 | Active | UNIVERSITY NEW MEXICO HOSPITAL
91430 | 1040742 | Monica Healthcare | IF24 | IF24 | RECEIVERS/ TELEMETRIC | 2000665-0-CAP |  | I000525 | 2016-11-29 | 2017-11-15 | 12000 | LABOR AND DELIVERY | 2014-11-17 | USD | 9775 | Active | UNIVERSITY NEW MEXICO HOSPITAL
91427 | 1040739 | Monica Healthcare | IF24 | IF24 | RECEIVERS/ TELEMETRIC | 2000665-0-CAP |  | I000534 | 2015-11-11 | 2016-11-15 | 12000 | LABOR AND DELIVERY | 2014-11-17 | USD | 9775 | Active | UNIVERSITY NEW MEXICO HOSPITAL
91425 | 1040737 | Monica Healthcare | IF24 | IF24 | RECEIVERS/ TELEMETRIC | 2000665-0-CAP |  | I000403 | 2016-11-29 | 2017-11-15 | 12000 | LABOR AND DELIVERY | 2014-11-17 | USD | 9775 | Active | UNIVERSITY NEW MEXICO HOSPITAL
89206 | 1162664 | OLYMPUS AMERICA INC | GF-UE160-AL5 | GF-UE160-AL5 | GASTROSCOPES | 1111896-0-CAP |  | 7410275 | 2014-11-17 | 2014-11-15 | 70020 | ENDOSCOPY CENTER | 2014-11-17 | USD | 83407.06 | Active | UNIVERSITY NEW MEXICO HOSPITAL
89205 | 1162663 | OLYMPUS AMERICA INC | GF-UE160-AL5 | GF-UE160-AL5 | GASTROSCOPES | 1111896-0-CAP |  | 7410276 | 2014-11-17 | 2014-11-15 | 70020 | ENDOSCOPY CENTER | 2014-11-17 | USD | 83407.06 | Active | UNIVERSITY NEW MEXICO HOSPITAL
91424 | 1163257 | EXERGEN CORP | TAT-5000 | TAT-5000 | THERMOMETERS/ ELECTRONIC/ INFRARED | 1110917 |  | A432568 | 2014-11-14 | 2014-11-15 | 12510 | WOMEN'S SPECIAL CARE | 2014-11-14 | USD | 316 | Active | UNIVERSITY NEW MEXICO HOSPITAL
30947 | 30947 | HEALTHCARE SERVICE AND SUPPLY | ALP 501 | 501 | COMPRESSION UNITS/ INTERMITTENT | 1112213 |  | 30947 |  | 2017-06-15 | 95700 | CLINICAL ENGINEERING | 2014-11-13 | USD | 0.01 | Active | UNIVERSITY NEW MEXICO HOSPITAL
30893 | 30893 | HEALTHCARE SERVICE AND SUPPLY | ALP 501 | 501 | COMPRESSION UNITS/ INTERMITTENT | 1112213 |  | 30893 |  | 2017-06-15 | 95700 | CLINICAL ENGINEERING | 2014-11-13 | USD | 0.01 | Active | UNIVERSITY NEW MEXICO HOSPITAL
NotAGoodNumber | NotAGoodNumber | HEALTHCARE SERVICE AND SUPPLY | ALP 501 | 501 | COMPRESSION UNITS/ INTERMITTENT | 1112213 |  | 30111 |  | 2017-06-15 | 95700 | CLINICAL ENGINEERING | 2014-11-13 | USD | 0.01 | Active | UNIVERSITY NEW MEXICO HOSPITAL
28426 | 28426 | HEALTHCARE SERVICE AND SUPPLY | ALP 501 | 501 | COMPRESSION UNITS/ INTERMITTENT | 1112213 |  | 28426 |  | 2017-06-15 | 95700 | CLINICAL ENGINEERING | 2014-11-13 | USD | 0.01 | Active | UNIVERSITY NEW MEXICO HOSPITAL
26095 | 26095 | HEALTHCARE SERVICE AND SUPPLY | ALP 501 | 501 | COMPRESSION UNITS/ INTERMITTENT | 1112213 |  | 26095 |  | 2017-06-15 | 95700 | CLINICAL ENGINEERING | 2014-11-13 | USD | 0.01 | Active | UNIVERSITY NEW MEXICO HOSPITAL
26028 | 26028 | HEALTHCARE SERVICE AND SUPPLY | ALP 501 | 501 | COMPRESSION UNITS/ INTERMITTENT | 1112213 |  | 26028 |  | 2017-06-15 | 95700 | CLINICAL ENGINEERING | 2014-11-13 | USD | 0.01 | Active | UNIVERSITY NEW MEXICO HOSPITAL
25988 | 25988 | HEALTHCARE SERVICE AND SUPPLY | ALP 501 | 501 | COMPRESSION UNITS/ INTERMITTENT | 1112213 |  | 25988 |  | 2017-06-15 | 95700 | CLINICAL ENGINEERING | 2014-11-13 | USD | 0.01 | Active | UNIVERSITY NEW MEXICO HOSPITAL
25919 | 25919 | HEALTHCARE SERVICE AND SUPPLY | ALP 501 | 501 | COMPRESSION UNITS/ INTERMITTENT | 1112213 |  | 25919 |  | 2017-06-15 | 95700 | CLINICAL ENGINEERING | 2014-11-13 | USD | 0.01 | Active | UNIVERSITY NEW MEXICO HOSPITAL
91501 | 1040723 | HEALTHCARE SERVICE AND SUPPLY | ALP 501 | 501 | COMPRESSION UNITS/ INTERMITTENT | 1112213 |  | 25901 | 2016-08-22 | 2016-08-15 | 12510 | WOMEN'S SPECIAL CARE | 2014-11-13 | USD | 0.01 | Active | UNIVERSITY NEW MEXICO HOSPITAL
23827 | 23827 | HEALTHCARE SERVICE AND SUPPLY | ALP 501 | 501 | COMPRESSION UNITS/ INTERMITTENT | 1112213 |  | 23827 |  | 2017-06-15 | 95700 | CLINICAL ENGINEERING | 2014-11-13 | USD | 0.01 | Active | UNIVERSITY NEW MEXICO HOSPITAL
23823 | 23823 | HEALTHCARE SERVICE AND SUPPLY | ALP 501 | 501 | COMPRESSION UNITS/ INTERMITTENT | 1112213 |  | 23823 |  | 2017-06-15 | 95700 | CLINICAL ENGINEERING | 2014-11-13 | USD | 0.01 | Active | UNIVERSITY NEW MEXICO HOSPITAL
23507 | 23507 | HEALTHCARE SERVICE AND SUPPLY | ALP 501 | 501 | COMPRESSION UNITS/ INTERMITTENT | 1112213 |  | 23507 |  | 2017-06-15 | 95700 | CLINICAL ENGINEERING | 2014-11-13 | USD | 0.01 | Active | UNIVERSITY NEW MEXICO HOSPITAL
23501 | 23501 | HEALTHCARE SERVICE AND SUPPLY | ALP 501 | 501 | COMPRESSION UNITS/ INTERMITTENT | 1112213 |  | 23501 |  | 2017-06-15 | 95700 | CLINICAL ENGINEERING | 2014-11-13 | USD | 0.01 | Active | UNIVERSITY NEW MEXICO HOSPITAL
23423 | 23423 | HEALTHCARE SERVICE AND SUPPLY | ALP 501 | 501 | COMPRESSION UNITS/ INTERMITTENT | 1112213 |  | 23423 |  | 2017-06-15 | 95700 | CLINICAL ENGINEERING | 2014-11-13 | USD | 0.01 | Active | UNIVERSITY NEW MEXICO HOSPITAL
22854 | 22854 | HEALTHCARE SERVICE AND SUPPLY | ALP 501 | 501 | COMPRESSION UNITS/ INTERMITTENT | 1112213 |  | 22854 |  | 2017-06-15 | 95700 | CLINICAL ENGINEERING | 2014-11-13 | USD | 0.01 | Active | UNIVERSITY NEW MEXICO HOSPITAL
17250 | 17250-dup | HEALTHCARE SERVICE AND SUPPLY | ALP 501 | 501 | COMPRESSION UNITS/ INTERMITTENT | 1112213 |  | 17250 |  | 2017-06-15 | 95700 | CLINICAL ENGINEERING | 2014-11-13 | USD | 0.01 | Active | UNIVERSITY NEW MEXICO HOSPITAL
14965 | 14965-dupl | HEALTHCARE SERVICE AND SUPPLY | ALP 501 | 501 | COMPRESSION UNITS/ INTERMITTENT | 1112213 |  | 14965 |  | 2017-06-15 | 95700 | CLINICAL ENGINEERING | 2014-11-13 | USD | 0.01 | Active | UNIVERSITY NEW MEXICO HOSPITAL
10495 | 10495 | HEALTHCARE SERVICE AND SUPPLY | ALP 501 | 501 | COMPRESSION UNITS/ INTERMITTENT | 1112213 |  | 10495 |  | 2017-06-15 | 95700 | CLINICAL ENGINEERING | 2014-11-13 | USD | 0.01 | Active | UNIVERSITY NEW MEXICO HOSPITAL
91512 | 1040734 | HEALTHCARE SERVICE AND SUPPLY | ALP 501 | 501 | COMPRESSION UNITS/ INTERMITTENT | 1112213 |  | 10374 |  | 2017-06-15 | 12120 | MEDICAL/CARDIAC ICU | 2014-11-13 | USD | 0.01 | Active | UNIVERSITY NEW MEXICO HOSPITAL
91494 | 1040711 | EXERGEN CORP | TAT-5000 | TAT-5000 | THERMOMETERS/ ELECTRONIC/ INFRARED | 302237 |  | A374061 | 2014-11-11 | 2014-11-15 | 12035 | UPC INPATIENT ADULT SERVICES | 2014-11-11 | USD | 316 | Active | UNIVERSITY NEW MEXICO HOSPITAL
91422 | 1040664 | MARCO OPHTHALMIC INC | ULTRA 5 | ULTRA 5 | SLIT LAMPS | 1095093-0-CAP |  | 13J0079 | 2014-11-11 | 2015-07-15 | 21035 | URGENT CARE CENTER | 2014-11-11 | USD | 6407.6 | Active | UNIVERSITY NEW MEXICO HOSPITAL
91493 | 1040710 | EXERGEN CORP | TAT-5000 | TAT-5000 | THERMOMETERS/ ELECTRONIC/ INFRARED | 302237 |  | A364195 | 2014-11-11 | 2014-11-15 | 15045 | PACU - BBRP | 2014-11-11 | USD | 316 | Active | UNIVERSITY NEW MEXICO HOSPITAL
91489 | 1040706 | HEALTHCARE TECHNOLOGY INTERNATIONAL LTD | PhysioStep RXT | PhysioStep RXT | EXERCISERS | 1110778 |  | RXTAN554 | 2014-11-11 | 2014-11-15 | 76015 | REHABILITATION OUTPATIENT 1025 | 2014-11-11 | USD | 2384.58 | Active | UNIVERSITY NEW MEXICO HOSPITAL
91490 | 1040707 | METRON MEDICAL EQUIPMENT | Accusonic Plus | AP170 | ULTRASOUND THERAPY SYSTEMS/ PHYSICAL THERAPY | 1110778 |  | MT2014050081 | 2017-01-01 | 2018-01-15 | 76015 | REHABILITATION OUTPATIENT 1025 | 2014-11-11 | USD | 1547.63 | Active | UNIVERSITY NEW MEXICO HOSPITAL
91486 | 1040703 | OLYMPUS AMERICA INC | EVIS EXERA III CLV-190 | EVIS EXERA III CLV-190 | LIGHT SOURCES/ FIBEROPTIC | 1109231-0-CAP |  | 7456105 | 2017-06-09 | 2018-06-15 | 15000 | OPERATING ROOM | 2014-11-05 | USD | 13200 | Active | UNIVERSITY NEW MEXICO HOSPITAL
91488 | 1040705 | EXERGEN CORP | TAT-5000 | TAT-5000 | THERMOMETERS/ ELECTRONIC/ INFRARED | 1108733 |  | A424809 | 2014-11-05 | 2014-11-15 | 75025 | RADIOLOGY - INTERVENTIONAL RAD | 2014-11-05 | USD | 316 | Active | UNIVERSITY NEW MEXICO HOSPITAL
91476 | 1040701 | SONY CORP OF AMERICA | LMD2451MT/3G4 | LMD2451MT/3G4 | MONITORS/ VIDEO | 1109231-0-CAP |  | 3101950 | 2014-11-05 | 2014-11-15 | 15000 | OPERATING ROOM | 2014-11-05 | USD | 9738.78 | Active | UNIVERSITY NEW MEXICO HOSPITAL
91487 | 1040704 | EXERGEN CORP | TAT-5000 | TAT-5000 | THERMOMETERS/ ELECTRONIC/ INFRARED | 1108733 |  | A422914 | 2014-11-05 | 2014-11-15 | 75025 | RADIOLOGY - INTERVENTIONAL RAD | 2014-11-05 | USD | 316 | Active | UNIVERSITY NEW MEXICO HOSPITAL
91209 | 1258893 | FUJIFILM MEDICAL SYSTEMS USA | M-TURBO | 555221 | SCANNING SYSTEMS/ ULTRASONIC/ PORTABLE | P0129173 |  | WK19LB | 2015-05-11 | 2015-05-15 | 89025 | CLINICAL EDUCATION | 2014-11-05 | USD | 30000 | Active | UNIVERSITY NEW MEXICO HOSPITAL
91477 | 1040702 | OLYMPUS AMERICA INC | EVIS EXERA CV-190 | EVIS EXERA CV-190 | CAMERAS/ VIDEO/ ENDOSCOPE | 1109231-0-CAP |  | 7407480 | 2014-11-05 | 2014-11-15 | 15000 | OPERATING ROOM | 2014-11-05 | USD | 22880 | Active | UNIVERSITY NEW MEXICO HOSPITAL
91479 | 1040693 | NIHON KOHDEN (AMERICA) INC | NEUROFAX (EEG-1200A ) | NEUROFAX (EEG-1200A | ELECTROENCEPHALOGRAPHS | 1096593-0-CAP |  | 01653/C4D2N02 | 2016-09-21 | 2017-09-15 | 78010 | NEURODIAGNOSTICS LAB | 2014-10-30 | USD | 39493.4 | Active | UNIVERSITY NEW MEXICO HOSPITAL
91478 | 1040692 | NIHON KOHDEN (AMERICA) INC | NEUROFAX (EEG-1200A ) | NEUROFAX (EEG-1200A | ELECTROENCEPHALOGRAPHS | 1096593-0-CAP |  | 01654/C5C1N02 | 2016-09-01 | 2017-09-15 | 78010 | NEURODIAGNOSTICS LAB | 2014-10-30 | USD | 39493.4 | Active | UNIVERSITY NEW MEXICO HOSPITAL
91483 | 1040697 | NIHON KOHDEN (AMERICA) INC | EEG-1200A | EEG-1200A | POWER SUPPLIES/ LINE-VOLTAGE STABILIZATION | 1096593-0-CAP |  | 01654 | 2014-10-30 | 2014-10-15 | 78010 | NEURODIAGNOSTICS LAB | 2014-10-30 | USD |  | Active | UNIVERSITY NEW MEXICO HOSPITAL
91482 | 1040696 | NIHON KOHDEN (AMERICA) INC | EEG-1200A | EEG-1200A | POWER SUPPLIES/ LINE-VOLTAGE STABILIZATION | 1096593-0-CAP |  | 01653 | 2014-10-30 | 2014-10-15 | 78010 | NEURODIAGNOSTICS LAB | 2014-10-30 | USD |  | Active | UNIVERSITY NEW MEXICO HOSPITAL
91481 | 1040695 | NIHON KOHDEN (AMERICA) INC | NEUROFAX | JE-921A | ELECTROENCEPHALOGRAPHS | 1096593-0-CAP |  | 10771 | 2014-10-30 | 2014-10-15 | 78010 | NEURODIAGNOSTICS LAB | 2014-10-30 | USD |  | Active | UNIVERSITY NEW MEXICO HOSPITAL
91480 | 1040694 | NIHON KOHDEN (AMERICA) INC | NEUROFAX | JE-921A | ELECTROENCEPHALOGRAPHS | 1096593-0-CAP |  | 10764 | 2014-10-30 | 2014-10-15 | 78010 | NEURODIAGNOSTICS LAB | 2014-10-30 | USD |  | Active | UNIVERSITY NEW MEXICO HOSPITAL
91420 | 1040662 | ABBOTT | I-STAT 1 | I-STAT 1 | ANALYZERS/ POINT-OF-CARE/ WHOLE BLOOD/ GLUCOSE | 1110024-0-VHF |  | 367766 | 2014-10-29 | 2014-10-15 | 90030 | LAB - ADMIN | 2014-10-29 | USD | 10159.5 | Active | UNIVERSITY NEW MEXICO HOSPITAL
91451 | 1040673 | KARL STORZ ENDOSCOPY-AMERICA INC | XENON 300(20133120-1) | XENON 300(20133120-1 | LIGHT SOURCES/ FIBEROPTIC | 1103960-0-CAP |  | VV0698382 | 2017-06-07 | 2018-06-15 | 15000 | OPERATING ROOM | 2014-10-27 | USD | 7042.35 | Active | UNIVERSITY NEW MEXICO HOSPITAL
91450 | 1040672 | KARL STORZ ENDOSCOPY-AMERICA INC | XENON 300(20133120-1) | XENON 300(20133120-1 | LIGHT SOURCES/ FIBEROPTIC | 1103960-0-CAP |  | UV0697741 | 2017-06-21 | 2018-06-15 | 15000 | OPERATING ROOM | 2014-10-27 | USD | 7042.35 | Active | UNIVERSITY NEW MEXICO HOSPITAL
91449 | 1040761 | KARL STORZ ENDOSCOPY-AMERICA INC | XENON 300(20133120-1) | XENON 300(20133120-1 | LIGHT SOURCES/ FIBEROPTIC | 1103960-0-CAP |  | VV0698221 | 2017-06-07 | 2018-06-15 | 15000 | OPERATING ROOM | 2014-10-27 | USD | 7042.35 | Active | UNIVERSITY NEW MEXICO HOSPITAL
91448 | 1040670 | KARL STORZ ENDOSCOPY-AMERICA INC | ELECTRONIC ENDOFLATOR | ELECTRONIC ENDOFLATOR | INSUFFLATORS | 1103960-0-CAP |  | UV0697254 | 2015-06-29 | 2015-12-15 | 15000 | OPERATING ROOM | 2014-10-27 | USD | 8758.38 | Active | UNIVERSITY NEW MEXICO HOSPITAL
91447 | 1040669 | KARL STORZ ENDOSCOPY-AMERICA INC | ELECTRONIC ENDOFLATOR | ELECTRONIC ENDOFLATOR | INSUFFLATORS | 1103960-0-CAP |  | UV0698175 | 2017-06-09 | 2017-12-15 | 15000 | OPERATING ROOM | 2014-10-27 | USD | 8758.38 | Active | UNIVERSITY NEW MEXICO HOSPITAL
91446 | 1040668-dup | KARL STORZ ENDOSCOPY-AMERICA INC | ELECTRONIC ENDOFLATOR | ELECTRONIC ENDOFLATOR | INSUFFLATORS | 1103960-0-CAP |  | UV0697256 | 2017-06-19 | 2017-12-15 | 15000 | OPERATING ROOM | 2014-10-27 | USD | 8758.38 | Active | UNIVERSITY NEW MEXICO HOSPITAL
91445 | 1040667 | KARL STORZ ENDOSCOPY-AMERICA INC | ELECTRONIC ENDOFLATOR | ELECTRONIC ENDOFLATOR | INSUFFLATORS | 1103960-0-CAP |  | UV0698171 | 2017-06-19 | 2017-12-15 | 15000 | OPERATING ROOM | 2014-10-27 | USD | 8758.38 | Active | UNIVERSITY NEW MEXICO HOSPITAL
91444 | 1040666 | KARL STORZ ENDOSCOPY-AMERICA INC | IMAGE 1 (22201020-104) | IMAGE 1 (22201020-10 | VIDEO IMAGE PROCESSORS/ ENDOSCOPIC | 1103960-0-CAP |  | XW708460-P |  | 2015-10-15 | 15000 | OPERATING ROOM | 2014-10-27 | USD | 10222.53 | Active | UNIVERSITY NEW MEXICO HOSPITAL
91442 | 1040680 | EXERGEN CORP | TAT-5000 | TAT-5000 | THERMOMETERS/ ELECTRONIC/ INFRARED | 1098474 |  | A414806 |  | 2014-10-15 | 32045 | SOUTHWEST MESA CLINIC | 2014-10-24 | USD | 316 | Active | UNIVERSITY NEW MEXICO HOSPITAL
91441 | 1040679 | EXERGEN CORP | TAT-5000 | TAT-5000 | THERMOMETERS/ ELECTRONIC/ INFRARED | 1098474 |  | A417250 |  | 2014-10-15 | 32045 | SOUTHWEST MESA CLINIC | 2014-10-24 | USD | 316 | Active | UNIVERSITY NEW MEXICO HOSPITAL
91484 | 1040699 | ACUTRONIC USA INC | MONSOON-III | MONSOON-III | VENTILATORS | 1096256-0-CAP |  | ACU.466 | 2017-03-17 | 2017-09-15 | 15000 | OPERATING ROOM | 2014-10-23 | USD | 48390 | Active | UNIVERSITY NEW MEXICO HOSPITAL
91419 | 1040661 | DRUCKER COMPANY | 755VES | 755VES | CENTRIFUGES/ TABLETOP | 1107204 |  | 601012-10 | 2017-07-11 | 2018-01-15 | 12110 | NEUROSCIENCE ICU | 2014-10-23 | USD | 0 | Active | UNIVERSITY NEW MEXICO HOSPITAL
91418 | 1040660 | MEDRAD INC | VERIS | 530959 | MONITORING SYSTEMS/ PHYSIOLOGIC | Exchange |  | 0015345 | 2016-07-22 | 2017-07-15 | 75040 | RADIOLOGY - MRI | 2014-10-23 | USD |  | Active | UNIVERSITY NEW MEXICO HOSPITAL
91517 | 1040715 | BELIMED AG | WD290 | WD290 | WASHERS | 1087017-0-CAP |  | 994021044012 | 2016-10-25 | 2017-10-15 | 15500 | OSIS OPERATING ROOM | 2014-10-22 | USD | 70781.24 | Active | UNIVERSITY NEW MEXICO HOSPITAL
91518 | 1040716 | BELIMED AG | WD290 | WD290 | WASHERS | 1087017-0-CAP |  | 994021044011 | 2016-10-24 | 2017-10-15 | 15500 | OSIS OPERATING ROOM | 2014-10-22 | USD | 70781.23 | Active | UNIVERSITY NEW MEXICO HOSPITAL
91417 | 1040659 | BUFFALO FILTER CO INC | PLUME SAFE | PSWTURBO-AS | SMOKE EVACUATION SYSTEMS/ SURGICAL | FOUND |  | 504025 | 2017-01-01 | 2018-01-15 | 34655 | DERMATOLOGY CLINIC 1021 MED | 2014-10-21 | USD |  | Active | UNIVERSITY NEW MEXICO HOSPITAL
41333 | 1040656 | WELCH ALLYN INC | SURESIGHT (14000) | 14000 | ANALYZERS/ PHYSIOLOGIC/ VISUAL FUNCTION |  |  | 0100074 | 2015-12-10 | 2016-07-15 | 34150 | PEDIATRICS CLINIC | 2014-10-20 | USD |  | Active | UNIVERSITY NEW MEXICO HOSPITAL
91471 | 1040690 | KOWA OPTIMED INC | SL-15 | SL-15 | SLIT LAMPS | 1106863 |  | 1508608837 |  | 2014-10-15 | 34610 | OPHTHALMOLOGY ON SITE CLINIC | 2014-10-20 | USD | 2995 | Active | UNIVERSITY NEW MEXICO HOSPITAL
91416 | 1040658 | SMITHS MEDICAL MD INC | CADD-SOLIS | CADD-SOLIS | INFUSION PUMPS/ PATIENT-CONTROLLED ANALGESIC | 1108270 |  | 1047357 | 2016-08-24 | 2017-08-15 | 12230 | GEN MED/SAC (4-W) | 2014-10-17 | USD | 3925 | Active | UNIVERSITY NEW MEXICO HOSPITAL
91415 | 1040657 | SMITHS MEDICAL MD INC | CADD-SOLIS | CADD-SOLIS | INFUSION PUMPS/ PATIENT-CONTROLLED ANALGESIC | 1108270 |  | 1047358 | 2016-08-24 | 2017-08-15 | 12230 | GEN MED/SAC (4-W) | 2014-10-17 | USD | 3925 | Active | UNIVERSITY NEW MEXICO HOSPITAL
91414 | 1040655 | SMITHS MEDICAL MD INC | CADD-SOLIS | CADD-SOLIS | INFUSION PUMPS/ PATIENT-CONTROLLED ANALGESIC | 1107766 |  | 1056173 | 2017-05-18 | 2018-05-15 | 12120 | MEDICAL/CARDIAC ICU | 2014-10-16 | USD | 4481 | Active | UNIVERSITY NEW MEXICO HOSPITAL
91469 | 1040688 | MEDELA INC | BABYWEIGH | BABYWEIGH | SCALES/ INFANT | 2000639 |  | BWII-75383 | 2017-02-15 | 2018-02-15 | 12455 | NEWBORN ICU | 2014-10-14 | USD | 1122.81 | Active | UNIVERSITY NEW MEXICO HOSPITAL
91470 | 1040689 | EXERGEN CORP | TAT-5000 | TAT-5000 | THERMOMETERS/ ELECTRONIC/ INFRARED | 1107906 |  | A423487 |  | 2014-10-15 | Atrisco Heritage Center Clinic | Atrisco Heritage Center Clinic | 2014-10-14 | USD | 300.2 | Active | UNIVERSITY NEW MEXICO HOSPITAL
91475 | 1258853 | WELCH ALLYN INC | PROPAQ CS 242 (9001-001002) | PROPAQ CS 242 (9001- | MONITORING SYSTEMS/ PHYSIOLOGIC | 1091859 |  | GA117947 | 2016-09-22 | 2017-10-15 | 34350 | MEDICINE CLINIC | 2014-10-10 | USD | 3307.5 | Active | UNIVERSITY NEW MEXICO HOSPITAL
91485 | 1040700 | MEDTRONIC INC | OXIMAX | N-65 | OXIMETERS/ PULSE | 1107356 |  | P14809080 | 2016-10-17 | 2017-10-15 | 12210 | CORONARY CARE SUBACUTE | 2014-10-10 | USD | 490.99 | Active | UNIVERSITY NEW MEXICO HOSPITAL
91412 | 1040654 | GE HEALTHCARE | TRANSPORT PRO | TRANSPORT PRO | MONITORS/ PATIENT TRANSPORT | 1093195-0-CAP |  | SCS14229871GA | 2017-07-07 | 2018-07-15 | 12110 | NEUROSCIENCE ICU | 2014-10-03 | USD | 6342 | Active | UNIVERSITY NEW MEXICO HOSPITAL
91413 | 1040653 | SCOTTCARE CORP | ABP320 | ABP320 | SPHYGMOMANOMETERS/ ELECTRONIC | REPL ACN 84414 |  | SC0441 | 2016-10-01 | 2017-10-15 | 71030 | HEART STATION | 2014-10-03 | USD |  | Active | UNIVERSITY NEW MEXICO HOSPITAL
91468 | 1040687 | EXERGEN CORP | TAT-2000 | TAT-2000 | THERMOMETERS/ ELECTRONIC/ INFRARED | 500980 |  | NSN |  | 2014-10-15 | 54080 | UNMMG - TRUMAN ST. CLINIC | 2014-10-03 | USD | 145.06 | Active | UNIVERSITY NEW MEXICO HOSPITAL
91467 | 1040686 | EXERGEN CORP | TAT-2000 | TAT-2000 | THERMOMETERS/ ELECTRONIC/ INFRARED | 500980 |  | NSN |  | 2014-10-15 | 54080 | UNMMG - TRUMAN ST. CLINIC | 2014-10-03 | USD | 145.06 | Active | UNIVERSITY NEW MEXICO HOSPITAL
91466 | 1040685 | EXERGEN CORP | TAT-2000 | TAT-2000 | THERMOMETERS/ ELECTRONIC/ INFRARED | 500980 |  | NSN |  | 2014-10-15 | 54080 | UNMMG - TRUMAN ST. CLINIC | 2014-10-03 | USD | 145.06 | Active | UNIVERSITY NEW MEXICO HOSPITAL
91465 | 1040684 | EXERGEN CORP | TAT-2000 | TAT-2000 | THERMOMETERS/ ELECTRONIC/ INFRARED | 500980 |  | NSN |  | 2014-10-15 | 54080 | UNMMG - TRUMAN ST. CLINIC | 2014-10-03 | USD | 145.06 | Active | UNIVERSITY NEW MEXICO HOSPITAL
91435 | 1329211 | PENTAX MEDICAL CO | EPK-I | EPK-I | VIDEO IMAGE PROCESSORS | 1095285-0-CAP |  | UF012257 | 2014-10-01 | 2014-10-15 | 76020 | SPEECH/LANGUAGE PATHOLOGY | 2014-10-01 | USD | 23375 | Active | UNIVERSITY NEW MEXICO HOSPITAL
91433 | 1329213 | PANASONIC CORP | GP-US932A | GP-US932A | CAMERAS | 1095285-0-CAP |  | 460519 | 2014-10-01 | 2014-10-15 | 76020 | SPEECH/LANGUAGE PATHOLOGY | 2014-10-01 | USD | 23375 | Active | UNIVERSITY NEW MEXICO HOSPITAL
91431 | 1329215 | CYBERPOWER SYSTEMS INC | CP1000AVRLCD | CP1000AVRLCD | POWER SYSTEMS/ UNINTERRUPTIBLE | 1095285-0-CAP |  | CPMCZ2000084 | 2017-05-01 | 2017-11-15 | 76020 | SPEECH/LANGUAGE PATHOLOGY | 2014-10-01 | USD | 531.25 | Active | UNIVERSITY NEW MEXICO HOSPITAL
91432 | 1329214 | PENTAX MEDICAL CO | 9310HD | 9310HD | VIDEO IMAGE PROCESSORS | 1095285-0-CAP |  | 80363-04 | 2014-10-01 | 2014-10-15 | 76020 | SPEECH/LANGUAGE PATHOLOGY | 2014-10-01 | USD | 18487.5 | Active | UNIVERSITY NEW MEXICO HOSPITAL
91436 | 1329216 | PENTAX MEDICAL CO | VNL-1190STK | VNL-1190STK | LARYNGOSCOPES/ FLEXIBLE | 1095285-0-CAP |  | H110518 | 2014-10-01 | 2015-10-15 | 76020 | SPEECH/LANGUAGE PATHOLOGY | 2014-10-01 | USD | 14322.5 | Active | UNIVERSITY NEW MEXICO HOSPITAL
91434 | 1329212 | PENTAX MEDICAL CO | 9400 | 9400 | LARYNGOSTROBOSCOPES | 1095285-0-CAP |  | 80279-16 | 2016-11-01 | 2017-11-15 | 76020 | SPEECH/LANGUAGE PATHOLOGY | 2014-10-01 | USD | 15295.75 | Active | UNIVERSITY NEW MEXICO HOSPITAL
89565 | 1328913 | EXERGEN CORP | TAT-5000 | TAT-5000 | THERMOMETERS/ ELECTRONIC/ INFRARED | 302232 |  | A418348 |  | 2014-09-15 | 12035 | UPC INPATIENT ADULT SERVICES | 2014-09-26 | USD | 316 | Active | UNIVERSITY NEW MEXICO HOSPITAL
83255 | 1162622 | RETROFIT LLC | GYNOCART | GYNOCART | CARTS | 1093192-0-CAP |  | 140722EA007 |  | 2015-09-15 | 21015 | ED-NORTH | 2014-09-26 | USD | 9500 | Active | UNIVERSITY NEW MEXICO HOSPITAL
89566 | 1328914 | EXERGEN CORP | TAT-5000 | TAT-5000 | THERMOMETERS/ ELECTRONIC/ INFRARED | 302232 |  | A418452 |  | 2014-09-15 | 12035 | UPC INPATIENT ADULT SERVICES | 2014-09-26 | USD | 316 | Active | UNIVERSITY NEW MEXICO HOSPITAL
89567 | 1328915 | MASIMO CORP | RADICAL -7 | RADICAL -7 | OXIMETERS/ PULSE | 1102730-0-CAP |  | 381046-005 | 2016-09-08 | 2017-09-15 | 71510 | PULMONARY SERVICES | 2014-09-26 | USD | 5605 | Active | UNIVERSITY NEW MEXICO HOSPITAL
89568 | 1328916 | MASIMO CORP | RDS-1 | RDS-1 | MODULES/ DATA/ TRANSFER | 1102730-0-CAP |  | 219985 |  | 2015-09-15 | 71510 | PULMONARY SERVICES | 2014-09-26 | USD | 995 | Active | UNIVERSITY NEW MEXICO HOSPITAL
91155 | 1040652 | EXERGEN CORP | TAT-5000-RS232 | TAT-5000-RS232 | THERMOMETERS/ ELECTRONIC/ INFRARED | REPL ACN 70854 |  | A9626 |  | 2017-06-15 | 12000 | LABOR AND DELIVERY | 2014-09-24 | USD |  | Active | UNIVERSITY NEW MEXICO HOSPITAL
91154 | 1040651 | EXERGEN CORP | TAT-5000 | TAT-5000 | THERMOMETERS/ ELECTRONIC/ INFRARED | REPL ACN 68774 |  | A419799 |  | 2014-09-15 | 72040 | I/P HEMODIALYSIS | 2014-09-24 | USD |  | Active | UNIVERSITY NEW MEXICO HOSPITAL
91067 | 1040529 | EXERGEN CORP | TAT-5000 | TAT-5000 | THERMOMETERS/ ELECTRONIC/ INFRARED | REPL ACN 73087 |  | A419755 |  | 2014-09-15 | 21015 | ED-NORTH | 2014-09-24 | USD |  | Active | UNIVERSITY NEW MEXICO HOSPITAL
91066 | 1040528 | EXERGEN CORP | TAT-5000 | TAT-5000 | THERMOMETERS/ ELECTRONIC/ INFRARED | REPL ACN 73361 |  | A385484 |  | 2014-09-15 | 12410 | PEDIATRIC SPECIALTY CARE | 2014-09-24 | USD |  | Active | UNIVERSITY NEW MEXICO HOSPITAL
91065 | 1040527 | EXERGEN CORP | TAT-5000 | TAT-5000 | THERMOMETERS/ ELECTRONIC/ INFRARED | REPL ACN 82985 |  | A422131 |  | 2014-09-15 | 12410 | PEDIATRIC SPECIALTY CARE | 2014-09-24 | USD |  | Active | UNIVERSITY NEW MEXICO HOSPITAL
91064 | 1040526 | EXERGEN CORP | TAT-5000 | TAT-5000 | THERMOMETERS/ ELECTRONIC/ INFRARED | REPL ACN 73368 |  | A419759 |  | 2014-09-15 | 12410 | PEDIATRIC SPECIALTY CARE | 2014-09-24 | USD |  | Active | UNIVERSITY NEW MEXICO HOSPITAL
91063 | 1040525 | EXERGEN CORP | TAT-5000 | TAT-5000 | THERMOMETERS/ ELECTRONIC/ INFRARED | REPL ACN 89618 |  | A425702 |  | 2014-09-15 | 12410 | PEDIATRIC SPECIALTY CARE | 2014-09-24 | USD |  | Active | UNIVERSITY NEW MEXICO HOSPITAL
91062 | 1040524 | EXERGEN CORP | TAT-5000 | TAT-5000 | THERMOMETERS/ ELECTRONIC/ INFRARED | REPL ACN 80382 |  | A426011 |  | 2014-09-15 | 12410 | PEDIATRIC SPECIALTY CARE | 2014-09-24 | USD |  | Active | UNIVERSITY NEW MEXICO HOSPITAL
82682 | 1162066 | SCALE-TRONIX INC | STOW-A-WEIGH | STOW-A-WEIGH | SCALES/ PATIENT/ WHEELCHAIR | FOUND |  | 6202-2296 | 2016-09-23 | 2017-09-15 | 34350 | MEDICINE CLINIC | 2014-09-23 | USD |  | Active | UNIVERSITY NEW MEXICO HOSPITAL
91210 | 1422113 | PHILIPS HEALTHCARE | iE33 Ultrasound System | 795052 | SCANNING SYSTEMS/ULTRASONIC/DIAGNOSTIC (DI) | 1103826-O-CAP |  | B0Y8HR | 2014-09-19 | 2015-03-15 | 71030 | HEART STATION | 2014-09-23 | USD | 195016.8 | Active | UNIVERSITY NEW MEXICO HOSPITAL
82925 | 1162189 | KARL STORZ ENDOSCOPY-AMERICA INC | XENON 300(20133120-1) | XENON 300(20133120-1 | LIGHT SOURCES/ FIBEROPTIC | 1103960-0-CAP |  | VV0698257 | 2017-05-19 | 2018-05-15 | 15500 | OSIS OPERATING ROOM | 2014-09-22 | USD | 7042.35 | Active | UNIVERSITY NEW MEXICO HOSPITAL
91153 | 1258852 | POWERCOM | SMK-600A | SMK-600A | POWER SYSTEMS/ UNINTERRUPTIBLE | 1094082-0-CAP |  | 40244921401 |  | 2017-01-15 | 21015 | ED-NORTH | 2014-09-22 | USD | 737 | Active | UNIVERSITY NEW MEXICO HOSPITAL
91151 | 1258850 | GE HEALTHCARE | PRN 50-M | 418331-002 | RECORDERS | 1094082-0-CAP |  | RPV14376654GA |  | 2015-09-15 | 21015 | ED-NORTH | 2014-09-22 | USD | 1514.2 | Active | UNIVERSITY NEW MEXICO HOSPITAL
82924 | 1096681 | KARL STORZ ENDOSCOPY-AMERICA INC | IMAGE 1 (22201020-104) | IMAGE 1 (22201020-10 | VIDEO IMAGE PROCESSORS/ ENDOSCOPIC | 1103960-0-CAP |  | UV720372-P |  | 2015-09-15 | 15500 | OSIS OPERATING ROOM | 2014-09-22 | USD | 14464.57 | Active | UNIVERSITY NEW MEXICO HOSPITAL
82928 | 1162191 | NATIONAL DISPLAY SYSTEMS | WIDEVIEW | SC-WU26-A1511 | MONITORS/ VIDEO | 1103960-0-CAP |  | 14-241953 |  | 2015-09-15 | 15500 | OSIS OPERATING ROOM | 2014-09-22 | USD | 6125.04 | Active | UNIVERSITY NEW MEXICO HOSPITAL
82927 | 1162190 | KARL STORZ ENDOSCOPY-AMERICA INC | 9601G | 9601G | CARTS/ OTHER | 1103960-0-CAP |  | 1541 |  | 2015-09-15 | 15500 | OSIS OPERATING ROOM | 2014-09-22 | USD | 4839.96 | Active | UNIVERSITY NEW MEXICO HOSPITAL
82923 | 1162188 | KARL STORZ ENDOSCOPY-AMERICA INC | ELECTRONIC ENDOFLATOR | ELECTRONIC ENDOFLATOR | INSUFFLATORS | 1103960-0-CAP |  | UV0698172 | 2017-05-19 | 2017-11-15 | 15500 | OSIS OPERATING ROOM | 2014-09-22 | USD | 9147.64 | Active | UNIVERSITY NEW MEXICO HOSPITAL
91152 | 1258851 | GE HEALTHCARE | CIC PRO | CIC PRO | MONITORS/ CENTRAL STATION | 1094082-0-CAP |  | SDY14372689GA | 2016-07-26 | 2017-07-15 | 21015 | ED-NORTH | 2014-09-22 | USD | 13406.7 | Active | UNIVERSITY NEW MEXICO HOSPITAL
82926 | 1096682 | SONY CORP OF AMERICA | UP-DR80MD | UP-DR80MD | PRINTERS | 1103960-0-CAP |  | 93213 |  | 2015-09-15 | 15500 | OSIS OPERATING ROOM | 2014-09-22 | USD | 2202.65 | Active | UNIVERSITY NEW MEXICO HOSPITAL
83257 | 1162623 | EP MEDSYSTEMS INC | IF3 WAVE | IF3 WAVE | STIMULATOR/ELECTRICAL/PERIPHERAL NERVE/ACUPUNCTURE | FOUND |  | 5012271 | 2017-01-18 | 2018-01-15 | 76015 | REHABILITATION OUTPATIENT 1025 | 2014-09-19 | USD |  | Active | UNIVERSITY NEW MEXICO HOSPITAL
91149 | 1258848 | GE HEALTHCARE | DASH PORT 2 | DASH PORT 2 | MODULES/ DATA/ TRANSFER | H566213 |  | SE511138450GA |  | 2015-09-15 | 21015 | ED-NORTH | 2014-09-19 | USD |  | Active | UNIVERSITY NEW MEXICO HOSPITAL
91148 | 1258847 | GE HEALTHCARE | DASH PORT 2 | DASH PORT 2 | MODULES/ DATA/ TRANSFER | H566213 |  | SE511128351GA |  | 2015-09-15 | 21015 | ED-NORTH | 2014-09-19 | USD |  | Active | UNIVERSITY NEW MEXICO HOSPITAL
91147 | 1258846 | GE HEALTHCARE | DASH PORT 2 | DASH PORT 2 | MODULES/ DATA/ TRANSFER | H566213 |  | SE511128361GA |  | 2015-09-15 | 15040 | PACU (RECOVERY ROOM 1) | 2014-09-19 | USD |  | Active | UNIVERSITY NEW MEXICO HOSPITAL
91061 | 1040523 | MEDTRONIC INC | OXIMAX | N-65 | OXIMETERS/ PULSE | 1096524 |  | G14804867 | 2016-10-28 | 2017-10-15 | 34025 | CARDIOLOGY CLINIC | 2014-09-17 | USD | 605.75 | Active | UNIVERSITY NEW MEXICO HOSPITAL
89797 | 1040585 | STERIS CORP | HARMONY LED | HARMONY LED | LIGHTS/ SURGICAL | 1092442 |  | S03061 | 2017-01-01 | 2018-01-15 | 34655 | DERMATOLOGY CLINIC 1021 MED | 2014-09-17 | USD | 4520.62 | Active | UNIVERSITY NEW MEXICO HOSPITAL
89796 | 1040584 | STERIS CORP | HARMONY LED | HARMONY LED | LIGHTS/ SURGICAL | 1092442 |  | S03059 | 2017-01-01 | 2018-01-15 | 34655 | DERMATOLOGY CLINIC 1021 MED | 2014-09-17 | USD | 4520.62 | Active | UNIVERSITY NEW MEXICO HOSPITAL
91365 | 1040583 | STERIS CORP | HARMONY LED | HARMONY LED | LIGHTS/ SURGICAL | 1092442 |  | S03060 | 2017-01-01 | 2018-01-15 | 34655 | DERMATOLOGY CLINIC 1021 MED | 2014-09-17 | USD | 4520.62 | Active | UNIVERSITY NEW MEXICO HOSPITAL
91364 | 1040582 | STERIS CORP | HARMONY LED | HARMONY LED | LIGHTS/ SURGICAL | 1092442 |  | S02403 | 2017-01-01 | 2018-01-15 | 34655 | DERMATOLOGY CLINIC 1021 MED | 2014-09-17 | USD | 4520.62 | Active | UNIVERSITY NEW MEXICO HOSPITAL
91202 | 1258888 | ACUSON (SIEMENS) | P10 | UE52D20785 | SCANNING SYSTEMS/ ULTRASONIC | 200612 |  | 080219 | 2016-09-30 | 2017-09-15 | 21015 | ED-NORTH | 2014-09-16 | USD | 3000 | Active | UNIVERSITY NEW MEXICO HOSPITAL
91201 | 1258887 | ACUSON (SIEMENS) | P10 | UE52D20785 | SCANNING SYSTEMS/ ULTRASONIC | 200612 |  | 080211 | 2016-09-30 | 2017-09-15 | 21015 | ED-NORTH | 2014-09-16 | USD | 3000 | Active | UNIVERSITY NEW MEXICO HOSPITAL
91200 | 1258886 | ACUSON (SIEMENS) | P10 | UE52D20785 | SCANNING SYSTEMS/ ULTRASONIC | 200612 |  | 080231 | 2016-09-30 | 2017-09-15 | 21015 | ED-NORTH | 2014-09-16 | USD | 3000 | Active | UNIVERSITY NEW MEXICO HOSPITAL
61445 | 1420451 | FUJIFILM MEDICAL SYSTEMS USA | FUJI FCR-XG1 IMG | 531249 | DIGITAL IMAGING SYSTEMS/ COMPUTED RADIOGRAPHY |  |  | 56433050B | 2017-09-15 | 2017-02-15 | 75000 | RADIOLOGY - GENERAL | 2014-09-15 | USD |  | Active | UNIVERSITY NEW MEXICO HOSPITAL
91405 | 1040644 | ZOLL MEDICAL CORP | AED PRO | AED PRO | DEFIBRILLATORS/ EXTERNAL/ AUTOMATED | 1096568 |  | AA14F032622 | 2017-03-02 | 2017-09-15 | 34025 | CARDIOLOGY CLINIC | 2014-09-10 | USD | 2887.15 | Active | UNIVERSITY NEW MEXICO HOSPITAL
89778 | 1329197 | GE HEALTHCARE | MAC5500 HD | 2026609-005 | ELECTROCARDIOGRAPHS/ MULTICHANNEL | FOUND |  | SKJ14171355PA | 2017-01-01 | 2018-01-15 | 12035 | UPC INPATIENT ADULT SERVICES | 2014-09-09 | USD |  | Active | UNIVERSITY NEW MEXICO HOSPITAL
83256 | 1162621 | GE HEALTHCARE | MAC5500 HD | 2026609-005 | ELECTROCARDIOGRAPHS/ MULTICHANNEL | 401358-0-CAP |  | SKJ14141092PA | 2017-01-01 | 2018-01-15 | 60400 | CPC ACUTE SERVICES | 2014-09-09 | USD | 12282.03 | Active | UNIVERSITY NEW MEXICO HOSPITAL
91404 | 1040643 | Uroplasty | URGENT PC | UPC200-A | STIMULATORS/ ELECTRICAL/ NEUROMUSCULAR | 1104301 |  | N-MAR14-04698 | 2016-12-16 | 2017-12-15 | 34250 | UROLOGY | 2014-09-08 | USD | 2640 | Active | UNIVERSITY NEW MEXICO HOSPITAL
91403 | 1040642 | UMF | 4070 | 4070 | TABLES/ EXAMINATION/TREATMENT | 1094086-0-CAP |  | 119872-0002 |  | 2015-09-15 | 34530 | ORTHOPAEDICS FACULTY CLINIC | 2014-09-05 | USD | 8271.36 | Active | UNIVERSITY NEW MEXICO HOSPITAL
91402 | 1040641 | UMF | 4070 | 4070 | TABLES/ EXAMINATION/TREATMENT | 1094086-0-CAP |  | 119872-0003 |  | 2015-09-15 | 34230 | SURGICAL SPECIALTIES CLINIC | 2014-09-05 | USD | 8271.36 | Active | UNIVERSITY NEW MEXICO HOSPITAL
91401 | 1040640 | UMF | 4070 | 4070 | TABLES/ EXAMINATION/TREATMENT | 1094086-0-CAP |  | 119872-0001 |  | 2015-09-15 | 34230 | SURGICAL SPECIALTIES CLINIC | 2014-09-05 | USD | 8271.36 | Active | UNIVERSITY NEW MEXICO HOSPITAL
91399 | 1040638 | MIDMARK CORP | RITTER 222 | 222-016 | TABLES/ EXAMINATION/TREATMENT | 1092608 |  | V1547022 |  | 2015-09-15 | 34510 | OSIS SPORTS MEDICINE | 2014-09-04 | USD | 3655.09 | Active | UNIVERSITY NEW MEXICO HOSPITAL
91199 | 1258894 | PHILIPS HEALTHCARE | V60 | V60 | VENTILATORS | 1089144-0-CAP |  | 100087815 | 2016-09-15 | 2017-09-15 | 71510 | PULMONARY SERVICES | 2014-09-02 | USD | 11945.48 | Active | UNIVERSITY NEW MEXICO HOSPITAL
89615 | 1258885 | SONOSITE INC | S-ICU | P09041-03 | SCANNING SYSTEMS/ ULTRASONIC/ PORTABLE |  |  | WK2L3G | 2014-09-02 | 2015-09-15 | 70010 | DIGESTIVE DISEASE PROCEDURES | 2014-09-02 | USD |  | Active | UNIVERSITY NEW MEXICO HOSPITAL
91060 | 1040522 | GIVEN IMAGING INC | PILLCAM RECORDER | DR-3 | VIDEO SYSTEMS | Exchange |  | 2014-07-DR3-0806873 | 2015-10-29 | 2015-10-15 | 70010 | DIGESTIVE DISEASE PROCEDURES | 2014-08-29 | USD |  | Active | UNIVERSITY NEW MEXICO HOSPITAL
91059 | 1040521 | GIVEN IMAGING INC | PILLCAM RECORDER | DR-3 | VIDEO SYSTEMS | Exchange |  | 2014-07-DR3-0807084 | 2015-10-21 | 2015-10-15 | 70010 | DIGESTIVE DISEASE PROCEDURES | 2014-08-29 | USD |  | Active | UNIVERSITY NEW MEXICO HOSPITAL
89794 | 1258954 | BAXTER HEALTHCARE CORP | HOME CHOICE PRO APD | HOME CHOICE PRO APD | PERITONEAL DIALYSIS UNITS | 1095589 |  | 633541 | 2014-08-27 | 2014-08-15 | 72040 | I/P HEMODIALYSIS | 2014-08-27 | USD | 0 | Active | UNIVERSITY NEW MEXICO HOSPITAL
91058 | 1040520 | OLYMPUS AMERICA INC | OEV-262H | OEV-262H | MONITORS/ MEDICAL GRADE DISPLAY | 1102728-0-CAP |  | 7401140 |  | 2014-08-15 | 71520 | PULMONARY DIAGNOSTICS | 2014-08-26 | USD | 11840.4 | Active | UNIVERSITY NEW MEXICO HOSPITAL
91124 | 1240954 | HANS RUDOLPH, INC. | 5530 | 5530 | SYRINGES/ PLUNGER/ CALIBRATION | FOUND |  | 553-31350 | 2014-08-25 | 2014-08-15 | 71520 | PULMONARY DIAGNOSTICS | 2014-08-25 | USD |  | Active | UNIVERSITY NEW MEXICO HOSPITAL
84830 | 1163498 | OLYMPUS AMERICA INC | MU-1 | MU-1 | TESTERS/ PNEUMATIC | 1102860 |  | 7443473 | 2015-10-07 | 2016-10-15 | 70020 | ENDOSCOPY CENTER | 2014-08-25 | USD | 218.63 | Active | UNIVERSITY NEW MEXICO HOSPITAL
91057 | 1040519 | BAXTER HEALTHCARE CORP | EASYSPRAY | EASYSPRAY | REGULATORS/ HIGH-PRESSURE GAS | 1103305 |  | 006117 |  | 2014-08-15 | 15000 | OPERATING ROOM | 2014-08-21 | USD | 0 | Active | UNIVERSITY NEW MEXICO HOSPITAL
91552 | 1040782 | LEICA MICROSYSTEMS INC | M320 F12 | M320 F12 | MICROSCOPES/ LIGHT/ OPERATING | 1095092-0-CAP |  | 220113002 | 2016-11-01 | 2017-11-15 | 34230 | SURGICAL SPECIALTIES CLINIC | 2014-08-21 | USD | 26111 | Active | UNIVERSITY NEW MEXICO HOSPITAL
91123 | 1240963 | ST JUDE MEDICAL INC CARDIAC RHYTHM MANAGEMENT DIV | ILUMIEN OPTIS | C408650 | SCANNING SYSTEMS/ LASER/ OPTICAL TOMOGRAPHY | 1103199 |  | 14053609 | 2016-08-01 | 2017-08-15 | 71040 | CARDIAC CATH LAB | 2014-08-21 | USD | 0 | Active | UNIVERSITY NEW MEXICO HOSPITAL
91056 | 1040518 | CSI | SIP-3000 | SIP-3000 | ASPIRATORS/ ENDOSCOPIC IRRIGATION | 1103199 |  | 105713 | 2015-12-10 | 2017-01-15 | 71040 | CARDIAC CATH LAB | 2014-08-20 | USD | 0 | Active | UNIVERSITY NEW MEXICO HOSPITAL
89733 | 1329161 | EXERGEN CORP | TAT-5000 | TAT-5000 | THERMOMETERS/ ELECTRONIC/ INFRARED | 1098474 |  | A414818 |  | 2014-08-15 | 32045 | SOUTHWEST MESA CLINIC | 2014-08-19 | USD | 316 | Active | UNIVERSITY NEW MEXICO HOSPITAL
89732 | 1258543 | EXERGEN CORP | TAT-5000 | TAT-5000 | THERMOMETERS/ ELECTRONIC/ INFRARED | 1098474 |  | A412724 |  | 2014-08-15 | 32045 | SOUTHWEST MESA CLINIC | 2014-08-19 | USD | 316 | Active | UNIVERSITY NEW MEXICO HOSPITAL
89731 | 1258542 | EXERGEN CORP | TAT-5000 | TAT-5000 | THERMOMETERS/ ELECTRONIC/ INFRARED | 1098474 |  | A409744 |  | 2014-08-15 | 32045 | SOUTHWEST MESA CLINIC | 2014-08-19 | USD | 316 | Active | UNIVERSITY NEW MEXICO HOSPITAL
89730 | 1329160 | EXERGEN CORP | TAT-5000 | TAT-5000 | THERMOMETERS/ ELECTRONIC/ INFRARED | 1098474 |  | A |  | 2014-08-15 | 32045 | SOUTHWEST MESA CLINIC | 2014-08-18 | USD | 316 | Active | UNIVERSITY NEW MEXICO HOSPITAL
89729 | 1329159 | EXERGEN CORP | TAT-5000 | TAT-5000 | THERMOMETERS/ ELECTRONIC/ INFRARED | 1098474 |  | A |  | 2014-08-15 | 32045 | SOUTHWEST MESA CLINIC | 2014-08-18 | USD | 316 | Active | UNIVERSITY NEW MEXICO HOSPITAL
89728 | 1329158 | EXERGEN CORP | TAT-5000 | TAT-5000 | THERMOMETERS/ ELECTRONIC/ INFRARED | 1098474 |  | A |  | 2014-08-15 | 32045 | SOUTHWEST MESA CLINIC | 2014-08-18 | USD | 316 | Active | UNIVERSITY NEW MEXICO HOSPITAL
89731 | 1329157 | EXERGEN CORP | TAT-5000 | TAT-5000 | THERMOMETERS/ ELECTRONIC/ INFRARED | 1098474 |  | A409862 |  | 2014-08-15 | 32045 | SOUTHWEST MESA CLINIC | 2014-08-18 | USD | 316 | Active | UNIVERSITY NEW MEXICO HOSPITAL
84461 | 1258541 | EXERGEN CORP | TAT-5000 | TAT-5000 | THERMOMETERS/ ELECTRONIC/ INFRARED | 1098474 |  | A |  | 2014-08-15 | 32045 | SOUTHWEST MESA CLINIC | 2014-08-18 | USD | 316 | Active | UNIVERSITY NEW MEXICO HOSPITAL
84463 | 1258540 | EXERGEN CORP | TAT-5000 | TAT-5000 | THERMOMETERS/ ELECTRONIC/ INFRARED | 1098474 |  | A |  | 2014-08-15 | 32045 | SOUTHWEST MESA CLINIC | 2014-08-18 | USD | 316 | Active | UNIVERSITY NEW MEXICO HOSPITAL
84464 | 1258539 | EXERGEN CORP | TAT-5000 | TAT-5000 | THERMOMETERS/ ELECTRONIC/ INFRARED | 1098474 |  | A |  | 2014-08-15 | 32045 | SOUTHWEST MESA CLINIC | 2014-08-18 | USD | 316 | Active | UNIVERSITY NEW MEXICO HOSPITAL
84465 | 1258538 | EXERGEN CORP | TAT-5000 | TAT-5000 | THERMOMETERS/ ELECTRONIC/ INFRARED | 1098474 |  | A |  | 2014-08-15 | 32045 | SOUTHWEST MESA CLINIC | 2014-08-18 | USD | 316 | Active | UNIVERSITY NEW MEXICO HOSPITAL
84466 | 1258537 | EXERGEN CORP | TAT-5000 | TAT-5000 | THERMOMETERS/ ELECTRONIC/ INFRARED | 1098474 |  | A409126 |  | 2014-08-15 | 32045 | SOUTHWEST MESA CLINIC | 2014-08-18 | USD | 316 | Active | UNIVERSITY NEW MEXICO HOSPITAL
91440 | 1040678 | EXERGEN CORP | TAT-5000 | TAT-5000 | THERMOMETERS/ ELECTRONIC/ INFRARED | 1098474 |  | A417246 |  | 2014-08-15 | 32045 | SOUTHWEST MESA CLINIC | 2014-08-18 | USD | 316 | Active | UNIVERSITY NEW MEXICO HOSPITAL
84462 | 1040538 | EXERGEN CORP | TAT-5000 | TAT-5000 | THERMOMETERS/ ELECTRONIC/ INFRARED | 1098474 |  | A |  | 2014-08-15 | 32045 | SOUTHWEST MESA CLINIC | 2014-08-18 | USD | 316 | Active | UNIVERSITY NEW MEXICO HOSPITAL
84467 | 1040537 | EXERGEN CORP | TAT-5000 | TAT-5000 | THERMOMETERS/ ELECTRONIC/ INFRARED | 1098474 |  | A407417 |  | 2014-08-15 | 32045 | SOUTHWEST MESA CLINIC | 2014-08-18 | USD | 316 | Active | UNIVERSITY NEW MEXICO HOSPITAL
91256 | 1258914 | GE HEALTHCARE | CASE P2 SERIES | CASE P2 SERIES | MONITORING SYSTEMS/ PHYSIOLOGIC/ STRESS EXERCISE | 1093351-0-CAP |  | SKY14246440SA | 2016-10-01 | 2017-10-15 | 71030 | HEART STATION | 2014-08-15 | USD | 28560.6 | Active | UNIVERSITY NEW MEXICO HOSPITAL
91171 | 1040535 | PARKS MEDICAL ELECTRONICS INC | 811-B | 811-B | BLOOD-FLOW DETECTORS/ ULTRASONIC | 1088471 |  | 811B-600016639 |  | 2014-08-15 | 15005 | OPERATING ROOM - BBRP | 2014-08-15 | USD | 800 | Active | UNIVERSITY NEW MEXICO HOSPITAL
89714 | 1258904 | PRECISION MEDICAL INC | PM3300 | PM3300 | REGULATORS/ SUCTION | 1093414 |  | 213009 |  | 2014-08-15 | 12340 | SURGICAL SPECIALITY UNIT (4-S) | 2014-08-14 | USD | 365 | Active | UNIVERSITY NEW MEXICO HOSPITAL
89715 | 1258905 | PRECISION MEDICAL INC | PM3300 | PM3300 | REGULATORS/ SUCTION | 1093414 |  | 213010 |  | 2014-08-15 | 12340 | SURGICAL SPECIALITY UNIT (4-S) | 2014-08-14 | USD | 365 | Active | UNIVERSITY NEW MEXICO HOSPITAL
91255 | 1258903 | GE HEALTHCARE | CARESCAPE(V100) | CARESCAPE(V100) | MONITORING SYSTEMS/ PHYSIOLOGIC | 1094229 |  | SH614243058SA | 2016-10-25 | 2017-10-15 | 12510 | WOMEN'S SPECIAL CARE | 2014-08-14 | USD | 3221.46 | Active | UNIVERSITY NEW MEXICO HOSPITAL
84935 | 1199282 | NELLCOR INC | N-65 | N-65 | OXIMETERS/ PULSE | found |  | PL0812272 | 2016-10-01 | 2017-10-15 | 32050 | WESTSIDE FAMILY & SENIOR HLTH | 2014-08-13 | USD |  | Active | UNIVERSITY NEW MEXICO HOSPITAL
89711 | 1258900 | GE HEALTHCARE | CARESCAPE(V100) | CARESCAPE(V100) | MONITORING SYSTEMS/ PHYSIOLOGIC | 1092448 |  | SH614232579SA | 2016-10-01 | 2017-10-15 | 32050 | WESTSIDE FAMILY & SENIOR HLTH | 2014-08-13 | USD | 2795.76 | Active | UNIVERSITY NEW MEXICO HOSPITAL
84934 | 1199281 | NELLCOR INC | N-65 | N-65 | OXIMETERS/ PULSE | found |  | PL0812272 | 2016-10-01 | 2017-10-15 | 32050 | WESTSIDE FAMILY & SENIOR HLTH | 2014-08-13 | USD |  | Active | UNIVERSITY NEW MEXICO HOSPITAL
89713 | 1258902 | GE HEALTHCARE | CARESCAPE(V100) | CARESCAPE(V100) | MONITORING SYSTEMS/ PHYSIOLOGIC | 1096210 |  | SH614253339SA | 2016-09-22 | 2017-09-15 | 34350 | MEDICINE CLINIC | 2014-08-13 | USD | 3248.12 | Active | UNIVERSITY NEW MEXICO HOSPITAL
91195 | 1258880 | TYCO HEALTHCARE GROUP | GENIUS II | GENIUS II | THERMOMETERS/ ELECTRONIC/ INFRARED/ EAR | 1099977 |  | N14536652 |  | 2014-08-15 | 12130 | TRAUMA/SURGICAL ICU | 2014-08-13 | USD | 242.26 | Active | UNIVERSITY NEW MEXICO HOSPITAL
89712 | 1258901 | GE HEALTHCARE | CARESCAPE(V100) | CARESCAPE(V100) | MONITORING SYSTEMS/ PHYSIOLOGIC | 1096210 |  | SH614232116SA | 2016-09-21 | 2017-09-15 | 34350 | MEDICINE CLINIC | 2014-08-13 | USD | 3248.12 | Active | UNIVERSITY NEW MEXICO HOSPITAL
91194 | 1258879 | TYCO HEALTHCARE GROUP | GENIUS II | GENIUS II | THERMOMETERS/ ELECTRONIC/ INFRARED/ EAR | 1099977 |  | N14536809 |  | 2014-08-15 | 12130 | TRAUMA/SURGICAL ICU | 2014-08-13 | USD | 242.26 | Active | UNIVERSITY NEW MEXICO HOSPITAL
89710 | 1258899 | GE HEALTHCARE | CARESCAPE(V100) | CARESCAPE(V100) | MONITORING SYSTEMS/ PHYSIOLOGIC | 1096210 |  | SH614242627SA | 2016-09-26 | 2017-09-15 | 34350 | MEDICINE CLINIC | 2014-08-13 | USD | 3248.12 | Active | UNIVERSITY NEW MEXICO HOSPITAL
91193 | 1258878 | TYCO HEALTHCARE GROUP | GENIUS II | GENIUS II | THERMOMETERS/ ELECTRONIC/ INFRARED/ EAR | 1099977 |  | N14539882 |  | 2014-08-15 | 12130 | TRAUMA/SURGICAL ICU | 2014-08-13 | USD | 242.26 | Active | UNIVERSITY NEW MEXICO HOSPITAL
91191 | 1258876 | TYCO HEALTHCARE GROUP | GENIUS II | GENIUS II | THERMOMETERS/ ELECTRONIC/ INFRARED/ EAR | 1099977 |  | N14536860 |  | 2014-08-15 | 12130 | TRAUMA/SURGICAL ICU | 2014-08-13 | USD | 242.26 | Active | UNIVERSITY NEW MEXICO HOSPITAL
91190 | 1258875 | TYCO HEALTHCARE GROUP | GENIUS II | GENIUS II | THERMOMETERS/ ELECTRONIC/ INFRARED/ EAR | 1099977 |  | N14539948 |  | 2014-08-15 | 12130 | TRAUMA/SURGICAL ICU | 2014-08-13 | USD | 242.26 | Active | UNIVERSITY NEW MEXICO HOSPITAL
91351 | 1329086 | MIDMARK CORP | 640 (640-001) | 640 (640-001) | TABLES/ EXAMINATION/TREATMENT | found |  | v1612659 | 2016-10-01 | 2017-10-15 | 32050 | WESTSIDE FAMILY & SENIOR HLTH | 2014-08-13 | USD | 2795.76 | Active | UNIVERSITY NEW MEXICO HOSPITAL
89708 | 1258897 | GENERAL PHYSIOTHERAPY INC | G5 VIBRAMATIC | G5 VIBRAMATIC | PERCUSSORS | 1093728 |  | 01V05536 | 2016-09-14 | 2017-09-15 | 71510 | PULMONARY SERVICES | 2014-08-13 | USD | 2842.14 | Active | UNIVERSITY NEW MEXICO HOSPITAL
89707 | 1258896 | GENERAL PHYSIOTHERAPY INC | G5 VIBRAMATIC | G5 VIBRAMATIC | PERCUSSORS | 1093728 |  | 01V05535 | 2016-09-07 | 2017-09-15 | 71510 | PULMONARY SERVICES | 2014-08-13 | USD | 2842.14 | Active | UNIVERSITY NEW MEXICO HOSPITAL
89706 | 1258895 | GENERAL PHYSIOTHERAPY INC | G5 VIBRAMATIC | G5 VIBRAMATIC | PERCUSSORS | 1093728 |  | 01V05533 | 2016-09-02 | 2017-09-15 | 71510 | PULMONARY SERVICES | 2014-08-13 | USD | 2842.14 | Active | UNIVERSITY NEW MEXICO HOSPITAL
89709 | 1258898 | PHILIPS HEALTHCARE | COUGH ASSIST T70 | COUGH ASSIST T70 | MUCUS CLEARANCE DEVICES | 1093730 |  | 0642 | 2016-09-01 | 2017-09-15 | 71510 | PULMONARY SERVICES | 2014-08-13 | USD | 3585 | Active | UNIVERSITY NEW MEXICO HOSPITAL
91169 | 1040533 | MEDTRONIC INC | FORCE TRIAD | FORCE TRIAD | ELECTROSURGICAL UNITS/ MONOPOLAR/ BIPOLAR | 1094063-0-CAP |  | T4E41059EX | 2016-06-16 | 2017-06-15 | 15000 | OPERATING ROOM | 2014-08-08 | USD | 21949.03 | Active | UNIVERSITY NEW MEXICO HOSPITAL
91168 | 1040532 | MEDTRONIC INC | FORCE TRIAD | FORCE TRIAD | ELECTROSURGICAL UNITS/ MONOPOLAR/ BIPOLAR | 1094063-0-CAP |  | T4E41060EX | 2017-06-07 | 2018-06-15 | 15000 | OPERATING ROOM | 2014-08-08 | USD | 21949.03 | Active | UNIVERSITY NEW MEXICO HOSPITAL
91167 | 1040531 | MEDTRONIC INC | FORCE TRIAD | FORCE TRIAD | ELECTROSURGICAL UNITS/ MONOPOLAR/ BIPOLAR | 1094063-0-CAP |  | T4E41056EX | 2017-06-30 | 2018-06-15 | 15000 | OPERATING ROOM | 2014-08-08 | USD | 21949.03 | Active | UNIVERSITY NEW MEXICO HOSPITAL
91198 | 1258883 | GE HEALTHCARE | CASE T2100 | CASE T2100 | TREADMILLS | 1096083-0-CAP |  | SJV14252570SA | 2016-10-01 | 2017-10-15 | 71030 | HEART STATION | 2014-08-06 | USD | 5916.8 | Active | UNIVERSITY NEW MEXICO HOSPITAL
91197 | 1258882 | GE HEALTHCARE | CASE P2 SERIES | CASE P2 SERIES | MONITORING SYSTEMS/ PHYSIOLOGIC/ STRESS EXERCISE | 1096083-0-CAP |  | SKY14230392SA | 2016-10-01 | 2017-10-15 | 71030 | HEART STATION | 2014-08-06 | USD | 28703.1 | Active | UNIVERSITY NEW MEXICO HOSPITAL
89614 | 1258884 | BK MEDICAL SYSTEMS INC | MEDICAL FLEX FOCUS 1202 | 555859 | SCANNING SYSTEMS/ ULTRASONIC/ PORTABLE |  |  | 5004587 | 2015-07-01 | 2016-02-15 | 15000 | OPERATING ROOM | 2014-08-06 | USD | 143840 | Active | UNIVERSITY NEW MEXICO HOSPITAL
91052 | 1040514 | SUNRISE MEDICAL INC | PULMO-AIDE | 5650D | NEBULIZERS | FOUND |  | D2497654 | 2015-05-27 | 2014-08-15 | B9935 | School Based Health Center | 2014-08-01 | USD |  | Active | UNIVERSITY NEW MEXICO HOSPITAL
91051 | 1040513 | SUNRISE MEDICAL INC | PULMO-AIDE | 5650D | NEBULIZERS | FOUND |  | D2497655 | 2015-05-27 | 2014-08-15 | B9935 | School Based Health Center | 2014-08-01 | USD |  | Active | UNIVERSITY NEW MEXICO HOSPITAL
91054 | 1040516 | WELCH ALLYN INC | SPOT VITAL SIGNS LXI (45NT0-E1) | SPOT VITAL SIGNS LXI | MONITORS/ PHYSIOLOGIC/ VITAL SIGNS | FOUND |  | 20130402408 | 2016-06-13 | 2017-06-15 | B9935 | School Based Health Center | 2014-08-01 | USD |  | Active | UNIVERSITY NEW MEXICO HOSPITAL
91053 | 1040515 | WELCH ALLYN INC | SPOT VITAL SIGNS LXI (45NT0-E1) | SPOT VITAL SIGNS LXI | MONITORS/ PHYSIOLOGIC/ VITAL SIGNS | FOUND |  | 20130301517 | 2016-06-13 | 2017-06-15 | B9935 | School Based Health Center | 2014-08-01 | USD |  | Active | UNIVERSITY NEW MEXICO HOSPITAL
91055 | 1040517 | SCALE-TRONIX INC | 5122 | 5122 | SCALES/ PATIENT/ PLATFORM/ ELECTRONIC | 1094202 |  | 5122-1582 | 2016-10-25 | 2017-10-15 | 12510 | WOMEN'S SPECIAL CARE | 2014-08-01 | USD | 1595 | Active | UNIVERSITY NEW MEXICO HOSPITAL
91050 | 1040512 | ZOLL MEDICAL CORP | R-SERIES ALS | R-SERIES ALS | DEFIBRILLATOR/ MONITOR/ PACEMAKERS | UNM PO P0129519 |  | AF14G018442 | 2017-06-23 | 2018-06-15 | 89025 | CLINICAL EDUCATION | 2014-08-01 | USD |  | Active | UNIVERSITY NEW MEXICO HOSPITAL
91162 | 1258860 | CHONGQING XINFENG MEDICAL | CQ-27 | CQ-27 | LIGHTS/ INFRARED | FOUND |  | 13050254 |  | 2014-08-15 | 54080 | UNMMG - TRUMAN ST. CLINIC | 2014-08-01 | USD |  | Active | UNIVERSITY NEW MEXICO HOSPITAL
91161 | 1258859 | CHONGQING XINFENG MEDICAL | CQ-27 | CQ-27 | LIGHTS/ INFRARED | FOUND |  | 13050206 |  | 2014-08-15 | 54080 | UNMMG - TRUMAN ST. CLINIC | 2014-08-01 | USD |  | Active | UNIVERSITY NEW MEXICO HOSPITAL
91189 | 1258874 | TYCO HEALTHCARE GROUP | GENIUS II | GENIUS II | THERMOMETERS/ ELECTRONIC/ INFRARED/ EAR | 1099978 |  | N14536706 | 2014-07-29 | 2014-07-15 | 12130 | TRAUMA/SURGICAL ICU | 2014-07-29 | USD | 225 | Active | UNIVERSITY NEW MEXICO HOSPITAL
91160 | 1258858 | TYCO HEALTHCARE GROUP | GENIUS II | GENIUS II | THERMOMETERS/ ELECTRONIC/ INFRARED/ EAR | 1099978 |  | N14507083 | 2014-07-29 | 2014-07-15 | 12130 | TRAUMA/SURGICAL ICU | 2014-07-29 | USD | 225 | Active | UNIVERSITY NEW MEXICO HOSPITAL
91156 | 1258854 | TYCO HEALTHCARE GROUP | GENIUS II | GENIUS II | THERMOMETERS/ ELECTRONIC/ INFRARED/ EAR | 1099978 |  | N14521358 | 2014-07-29 | 2014-07-15 | 12130 | TRAUMA/SURGICAL ICU | 2014-07-29 | USD | 225 | Active | UNIVERSITY NEW MEXICO HOSPITAL
84460 | 1040530 | COHERENT (LUMENIS) | ULTRAPULSE ENCORE | ULTRAPULSE ENCORE | LASERS | 1095280-0-CAP |  | 844 | 2017-06-19 | 2017-12-15 | 34655 | DERMATOLOGY CLINIC 1021 MED | 2014-07-25 | USD | 122577 | Active | UNIVERSITY NEW MEXICO HOSPITAL
91047 | 1329365 | PENTAX MEDICAL CO | VNL-1190STK | VNL-1190STK | LARYNGOSCOPES/ FLEXIBLE | 1095284-0-CAP |  | G110253 | 2016-07-31 | 2016-07-15 | 76020 | SPEECH/LANGUAGE PATHOLOGY | 2014-07-25 | USD | 15400 | Active | UNIVERSITY NEW MEXICO HOSPITAL
91146 | 1258845 | ABIOMED INC | IMPELLA AIC | IMPELLA AIC | CIRCULATORY ASSIST UNITS | 1097297 |  | IC3228 | 2016-12-01 | 2017-12-15 | 71040 | CARDIAC CATH LAB | 2014-07-23 | USD | 0 | Active | UNIVERSITY NEW MEXICO HOSPITAL
91145 | 1258844 | ABIOMED INC | IMPELLA AIC | IMPELLA AIC | CIRCULATORY ASSIST UNITS | 1097297 |  | IC3227 | 2016-12-01 | 2017-12-15 | 71040 | CARDIAC CATH LAB | 2014-07-23 | USD | 0 | Active | UNIVERSITY NEW MEXICO HOSPITAL
91121 | 1240953 | SELECT MEDICAL SYS | 551 | 551 | LIGHTS/ EXAMINATION | FOUND |  | NSN |  | 2014-07-15 | 54080 | UNMMG - TRUMAN ST. CLINIC | 2014-07-22 | USD |  | Active | UNIVERSITY NEW MEXICO HOSPITAL
91120 | 1240952 | SELECT MEDICAL SYS | 551 | 551 | LIGHTS/ EXAMINATION | FOUND |  | NSN |  | 2014-07-15 | 54080 | UNMMG - TRUMAN ST. CLINIC | 2014-07-22 | USD |  | Active | UNIVERSITY NEW MEXICO HOSPITAL
91119 | 1240951 | SELECT MEDICAL SYS | 551 | 551 | LIGHTS/ EXAMINATION | FOUND |  | NSN |  | 2014-07-15 | 54080 | UNMMG - TRUMAN ST. CLINIC | 2014-07-22 | USD |  | Active | UNIVERSITY NEW MEXICO HOSPITAL
91118 | 1240950 | SELECT MEDICAL SYS | 551 | 551 | LIGHTS/ EXAMINATION | FOUND |  | NSN |  | 2014-07-15 | 54080 | UNMMG - TRUMAN ST. CLINIC | 2014-07-22 | USD |  | Active | UNIVERSITY NEW MEXICO HOSPITAL
91117 | 1240949 | SELECT MEDICAL SYS | 551 | 551 | LIGHTS/ EXAMINATION | FOUND |  | NSN |  | 2014-07-15 | 54080 | UNMMG - TRUMAN ST. CLINIC | 2014-07-22 | USD |  | Active | UNIVERSITY NEW MEXICO HOSPITAL
91116 | 1240948 | SELECT MEDICAL SYS | 551 | 551 | LIGHTS/ EXAMINATION | FOUND |  | NSN |  | 2014-07-15 | 54080 | UNMMG - TRUMAN ST. CLINIC | 2014-07-22 | USD |  | Active | UNIVERSITY NEW MEXICO HOSPITAL
89682 | 1240947 | SELECT MEDICAL SYS | 551 | 551 | LIGHTS/ EXAMINATION | FOUND |  | NSN |  | 2014-07-15 | 54080 | UNMMG - TRUMAN ST. CLINIC | 2014-07-22 | USD |  | Active | UNIVERSITY NEW MEXICO HOSPITAL
89617 | 63291269 | PHILIPS HEALTHCARE | EPIQ 7C ULTRASOUND SYSTEM | 795201 | SCANNING SYSTEMS/ULTRASONIC/DIAGNOSTIC (DI) | PO 2000580-O-CAP |  | US714B0126 |  | 2015-07-15 | 71010 | PEDIATRIC CARDIOLOGY | 2014-07-21 | USD | 202658.9 | Active | UNIVERSITY NEW MEXICO HOSPITAL
84686 | 1199067 | POWER PLATE | PR05 | PR05 | EXERCISERS | FOUND |  | unk |  | 2015-07-15 | 30030 | CTH OUTPATIENT CLINIC | 2014-07-17 | USD |  | Active | UNIVERSITY NEW MEXICO HOSPITAL
91046 | 1329364 | MEDELA INC | BABYWEIGH | BABYWEIGH | SCALES/ INFANT | 2000558 |  | BWII-75233 | 2017-01-24 | 2018-01-15 | 12480 | CTH REHAB-ORTHO UNIT | 2014-07-17 | USD | 1884.23 | Active | UNIVERSITY NEW MEXICO HOSPITAL
83248 | 1162618 | PELSTAR LLC | 522KL | 522KL | SCALES/ INFANT | FOUND |  | 5220001652 | 2016-07-29 | 2017-07-15 | 9025 | CLINICAL AND TRANSLATIONAL SCIENCE CENTER (07) | 2014-07-17 | USD |  | Active | UNIVERSITY NEW MEXICO HOSPITAL
89946 | 1329362 | STIHLER ELECTRONIC GMBH | PRISMAFLO 2 | PRISMAFLO 2 | WARMING UNITS/ BLOOD/SOLUTION (FLUID) | 1094473-0-CAP |  | E00925 | 2017-07-20 | 2018-07-15 | 12130 | TRAUMA/SURGICAL ICU | 2014-07-16 | USD | 23000 | Active | UNIVERSITY NEW MEXICO HOSPITAL
89939 | 1329265 | BEFOUR INC | SCAL31MC | SCAL31MC | SCALES/ PATIENT | 1094361 |  | 1405D45MC0219 | 2016-10-21 | 2017-10-15 | 34110 | WOMEN'S HEALTH CENTER | 2014-07-16 | USD | 302 | Active | UNIVERSITY NEW MEXICO HOSPITAL
89945 | 1329361 | STIHLER ELECTRONIC GMBH | PRISMAFLO 2 | PRISMAFLO 2 | WARMING UNITS/ BLOOD/SOLUTION (FLUID) | 1096259-0-CAP |  | E0094 | 2016-07-22 | 2017-07-15 | 12120 | MEDICAL/CARDIAC ICU | 2014-07-16 | USD | 3765 | Active | UNIVERSITY NEW MEXICO HOSPITAL
89947 | 1329363 | GAMBRO AB | PRISMAFLEX | PRISMAFLEX | HEMODIALYSIS UNITS | 1094473-0-CAP |  | PA12148 | 2017-07-20 | 2018-07-15 | 12130 | TRAUMA/SURGICAL ICU | 2014-07-16 | USD | 23000 | Active | UNIVERSITY NEW MEXICO HOSPITAL
89944 | 1329360 | GAMBRO AB | PRISMAFLEX | PRISMAFLEX | HEMODIALYSIS UNITS | 1096259-0-CAP |  | PA12149 | 2016-07-22 | 2017-07-15 | 12120 | MEDICAL/CARDIAC ICU | 2014-07-16 | USD | 23000 | Active | UNIVERSITY NEW MEXICO HOSPITAL
89943 | 1329269 | ARROW INTERNATIONAL INC | AUTOCAT2 WAVE | AUTOCAT2 WAVE | CIRCULATORY ASSIST UNITS/ INTRA-AORTIC BALLOON | 1096592-0-CAP |  | 140408W | 2016-07-29 | 2017-07-15 | 71040 | CARDIAC CATH LAB | 2014-07-16 | USD | 36450 | Active | UNIVERSITY NEW MEXICO HOSPITAL
89942 | 1329268 | ARROW INTERNATIONAL INC | AUTOCAT2 WAVE | AUTOCAT2 WAVE | CIRCULATORY ASSIST UNITS/ INTRA-AORTIC BALLOON | 1096592-0-CAP |  | 140409W | 2016-07-01 | 2017-07-15 | 71040 | CARDIAC CATH LAB | 2014-07-16 | USD | 36450 | Active | UNIVERSITY NEW MEXICO HOSPITAL
89941 | 1329267 | ARROW INTERNATIONAL INC | AUTOCAT2 WAVE | AUTOCAT2 WAVE | CIRCULATORY ASSIST UNITS/ INTRA-AORTIC BALLOON | 1096592-0-CAP |  | 140411W | 2016-07-01 | 2017-07-15 | 71040 | CARDIAC CATH LAB | 2014-07-16 | USD | 36450 | Active | UNIVERSITY NEW MEXICO HOSPITAL
89940 | 1329266 | ARROW INTERNATIONAL INC | AUTOCAT2 WAVE | AUTOCAT2 WAVE | CIRCULATORY ASSIST UNITS/ INTRA-AORTIC BALLOON | 1096592-0-CAP |  | 140410W | 2016-07-29 | 2017-07-15 | 71040 | CARDIAC CATH LAB | 2014-07-16 | USD | 36450 | Active | UNIVERSITY NEW MEXICO HOSPITAL
89616 | 1329246 | SIEMENS HEALTHCARE | ACUSON SC2000 | SC2000 | SCANNING SYSTEMS/ULTRASONIC/DIAGNOSTIC (DI) | PO 2000581-O-CAP |  | 401774 | 2017-01-18 | 2017-07-15 | 71010 | PEDIATRIC CARDIOLOGY | 2014-07-14 | USD | 248400 | Active | UNIVERSITY NEW MEXICO HOSPITAL
89835 | 1329261 | KARL STORZ ENDOSCOPY-AMERICA INC | 11101VN | 11101VN | LARYNGOSCOPES/ FLEXIBLE | 1077090-0-CAP |  | 25811 |  | 2014-07-15 | 34230 | SURGICAL SPECIALTIES CLINIC | 2014-07-12 | USD | 15750 | Active | UNIVERSITY NEW MEXICO HOSPITAL
89834 | 1329260 | NELLCOR INC | N-65 | N-65 | OXIMETERS/ PULSE | 1094257 |  | P14809164 | 2016-10-07 | 2017-10-15 | 32035 | SE HEIGHTS CLINIC-TEXAS | 2014-07-12 | USD | 450 | Active | UNIVERSITY NEW MEXICO HOSPITAL
89833 | 1329259 | NELLCOR INC | N-65 | N-65 | OXIMETERS/ PULSE | 1094257 |  | P14809101 | 2016-10-07 | 2017-10-15 | 32035 | SE HEIGHTS CLINIC-TEXAS | 2014-07-12 | USD | 450 | Active | UNIVERSITY NEW MEXICO HOSPITAL
89832 | 1329258 | EXERGEN CORP | TAT-5000 | TAT-5000 | THERMOMETERS/ ELECTRONIC/ INFRARED | 1081217 |  | A386859 |  | 2014-07-15 | 32045 | SOUTHWEST MESA CLINIC | 2014-07-12 | USD | 316 | Active | UNIVERSITY NEW MEXICO HOSPITAL
89831 | 1329257 | EXERGEN CORP | TAT-5000 | TAT-5000 | THERMOMETERS/ ELECTRONIC/ INFRARED | 1081217 |  | A386911 |  | 2014-07-15 | 32045 | SOUTHWEST MESA CLINIC | 2014-07-12 | USD | 316 | Active | UNIVERSITY NEW MEXICO HOSPITAL
89830 | 1329256 | EXERGEN CORP | TAT-5000 | TAT-5000 | THERMOMETERS/ ELECTRONIC/ INFRARED | 1081217 |  | A385940 |  | 2014-07-15 | 32045 | SOUTHWEST MESA CLINIC | 2014-07-12 | USD | 316 | Active | UNIVERSITY NEW MEXICO HOSPITAL
89829 | 1329255 | EXERGEN CORP | TAT-5000 | TAT-5000 | THERMOMETERS/ ELECTRONIC/ INFRARED | 1081217 |  | A386701 |  | 2014-07-15 | 32045 | SOUTHWEST MESA CLINIC | 2014-07-12 | USD | 316 | Active | UNIVERSITY NEW MEXICO HOSPITAL
89837 | 1329253 | REICHERT INC | AVIA | AVIA | TONOMETERS | 1096239 |  | 42222-0414 |  | 2014-07-15 | 21015 | ED-NORTH | 2014-07-10 | USD | 3699 | Active | UNIVERSITY NEW MEXICO HOSPITAL
89827 | 1329252 | PARKS MEDICAL ELECTRONICS INC | 841-A | 841-A | BLOOD-FLOW DETECTORS/ ULTRASONIC | 1090928 |  | 841A-010004031 |  | 2014-07-15 | 32025 | FAMILY PRACTICE CLINIC | 2014-07-09 | USD | 611 | Active | UNIVERSITY NEW MEXICO HOSPITAL
89826 | 1329251 | COVIDIEN | N-65P | N-65P | OXIMETERS/ PULSE | 1094257 |  | P14804840 | 2017-01-30 | 2018-01-15 | 32025 | FAMILY PRACTICE CLINIC | 2014-07-09 | USD | 450 | Active | UNIVERSITY NEW MEXICO HOSPITAL
89825 | 1329250 | COVIDIEN | N-65P | N-65P | OXIMETERS/ PULSE | 1094257 |  | P14810226 | 2017-01-30 | 2018-01-15 | 32025 | FAMILY PRACTICE CLINIC | 2014-07-09 | USD | 450 | Active | UNIVERSITY NEW MEXICO HOSPITAL
89824 | 1329249 | EXERGEN CORP | TAT-5000 | TAT-5000 | THERMOMETERS/ ELECTRONIC/ INFRARED | 1096321 |  | A408015 |  | 2014-07-15 | 34150 | PEDIATRICS CLINIC | 2014-07-08 | USD | 316 | Active | UNIVERSITY NEW MEXICO HOSPITAL
89612 | 1329244 | SONOSITE INC | S-SERIES | 555330 | SCANNING SYSTEMS/ULTRASONIC/DIAGNOSTIC (DI) | 1094456-O-CAP |  | WK2GNF |  | 2014-07-15 | 15040 | PACU (RECOVERY ROOM 1) | 2014-07-08 | USD | 37240 | Active | UNIVERSITY NEW MEXICO HOSPITAL
89823 | 1329237 | EXERGEN CORP | TAT-5000 | TAT-5000 | THERMOMETERS/ ELECTRONIC/ INFRARED | 1096321 |  | A408101 |  | 2014-07-15 | 34150 | PEDIATRICS CLINIC | 2014-07-08 | USD | 316 | Active | UNIVERSITY NEW MEXICO HOSPITAL
86913 | 1329243 | SONOSITE INC | S-SERIES | 555330 | SCANNING SYSTEMS/ULTRASONIC/DIAGNOSTIC (DI) | 1094456-O-CAP |  | WK2GNX |  | 2014-07-15 | 15055 | ANESTHESIA | 2014-07-08 | USD | 37240 | Active | UNIVERSITY NEW MEXICO HOSPITAL
89822 | 1329236 | EXERGEN CORP | TAT-5000 | TAT-5000 | THERMOMETERS/ ELECTRONIC/ INFRARED | 1096321 |  | A408063 |  | 2014-07-15 | 12015 | PEDIATRIC INFUSION UNIT PIU | 2014-07-08 | USD | 316 | Active | UNIVERSITY NEW MEXICO HOSPITAL
89562 | 1329207 | KAYPENTAX DIV PENTAX MEDICAL CO | CSL (4500) | CSL (4500) | SPEECH DIAGNOSIS UNITS | 1093372-0-CAP |  | 80187-01 | 2016-11-01 | 2017-11-15 | 76020 | SPEECH/LANGUAGE PATHOLOGY | 2014-07-08 | USD | 11635 | Active | UNIVERSITY NEW MEXICO HOSPITAL
89838 | 1329248 | BAXTER HEALTHCARE CORP | HOME CHOICE PRO APD | HOME CHOICE PRO APD | PERITONEAL DIALYSIS UNITS | REPL 82284 |  | 072771539 | 2014-07-07 | 2014-07-15 | 72040 | I/P HEMODIALYSIS | 2014-07-07 | USD |  | Active | UNIVERSITY NEW MEXICO HOSPITAL
89815 | 1329229 | SIEMENS HEALTHCARE | DCA VANTAGE | DCA VANTAGE | ANALYZERS/ POINT-OF-CARE/ WHOLE BLOOD/ GLUCOSE | FOUND |  | S045331 | 2016-07-08 | 2016-07-15 | 32045 | SOUTHWEST MESA CLINIC | 2014-07-03 | USD |  | Active | UNIVERSITY NEW MEXICO HOSPITAL
89818 | 1329232 | ROCHE DIAGNOSTIC SYSTEMS INC | COAGUCHEK XS PLUS | COAGUCHEK XS PLUS | ANALYZERS/ POINT-OF-CARE/ WHOLE BLOOD/ COAGULATION | FOUND |  | UQ0105720 |  | 2014-07-15 | 34030 | ANTICOAGULATION SERVICES | 2014-07-03 | USD |  | Active | UNIVERSITY NEW MEXICO HOSPITAL
89814 | 1329228 | OLYMPUS AMERICA INC | OPTERA CV-170 | CV-170 | VIDEO IMAGE PROCESSORS/ ENDOSCOPIC | 1097059-0-CAP |  | 7310906 | 2014-07-03 | 2014-07-15 | 34110 | WOMEN'S HEALTH CENTER | 2014-07-03 | USD | 10516.92 | Active | UNIVERSITY NEW MEXICO HOSPITAL
89809 | 1329223 | EXERGEN CORP | TAT-5000 | TAT-5000 | THERMOMETERS/ ELECTRONIC/ INFRARED | 1095749 |  | A400695 |  | 2014-07-15 | 32045 | SOUTHWEST MESA CLINIC | 2014-07-02 | USD | 316 | Active | UNIVERSITY NEW MEXICO HOSPITAL
89759 | 1329187 | HEALTHCARE SERVICE AND SUPPLY | ALP 501 | 501 | COMPRESSION UNITS/ INTERMITTENT | 1095474 |  | 8341 |  | 2014-07-15 | 15510 | OSIS PACU | 2014-07-02 | USD | 0 | Active | UNIVERSITY NEW MEXICO HOSPITAL
89808 | 1329222 | EXERGEN CORP | TAT-5000 | TAT-5000 | THERMOMETERS/ ELECTRONIC/ INFRARED | 1095749 |  | A406939 |  | 2014-07-15 | 32045 | SOUTHWEST MESA CLINIC | 2014-07-02 | USD | 316 | Active | UNIVERSITY NEW MEXICO HOSPITAL
89757 | 1329186 | HEALTHCARE SERVICE AND SUPPLY | ALP 501 | 501 | COMPRESSION UNITS/ INTERMITTENT | 1095474 |  | 13116 |  | 2014-07-15 | 15500 | OSIS OPERATING ROOM | 2014-07-02 | USD | 0 | Active | UNIVERSITY NEW MEXICO HOSPITAL
89807 | 1329221 | EXERGEN CORP | TAT-5000 | TAT-5000 | THERMOMETERS/ ELECTRONIC/ INFRARED | 1095749 |  | A409302 |  | 2014-07-15 | 32045 | SOUTHWEST MESA CLINIC | 2014-07-02 | USD | 316 | Active | UNIVERSITY NEW MEXICO HOSPITAL
89758 | 1329185 | HEALTHCARE SERVICE AND SUPPLY | ALP 501 | 501 | COMPRESSION UNITS/ INTERMITTENT | 1095474 |  | 8391 |  | 2014-07-15 | 15510 | OSIS PACU | 2014-07-02 | USD | 0 | Active | UNIVERSITY NEW MEXICO HOSPITAL
89806 | 1329220 | EXERGEN CORP | TAT-5000 | TAT-5000 | THERMOMETERS/ ELECTRONIC/ INFRARED | 1095749 |  | A409321 |  | 2014-07-15 | 32045 | SOUTHWEST MESA CLINIC | 2014-07-02 | USD | 316 | Active | UNIVERSITY NEW MEXICO HOSPITAL
89756 | 1329184 | HEALTHCARE SERVICE AND SUPPLY | ALP 501 | 501 | COMPRESSION UNITS/ INTERMITTENT | 1095474 |  | 297000 |  | 2014-07-15 | 15510 | OSIS PACU | 2014-07-02 | USD | 0 | Active | UNIVERSITY NEW MEXICO HOSPITAL
89805 | 1329219 | EXERGEN CORP | TAT-5000 | TAT-5000 | THERMOMETERS/ ELECTRONIC/ INFRARED | 1095749 |  | A401085 |  | 2014-07-15 | 32045 | SOUTHWEST MESA CLINIC | 2014-07-02 | USD | 316 | Active | UNIVERSITY NEW MEXICO HOSPITAL
89760 | 1329218 | EXERGEN CORP | TAT-5000 | TAT-5000 | THERMOMETERS/ ELECTRONIC/ INFRARED | 1095749 |  | A409924 |  | 2014-07-15 | 32045 | SOUTHWEST MESA CLINIC | 2014-07-02 | USD | 316 | Active | UNIVERSITY NEW MEXICO HOSPITAL
89821 | 1329235 | COVIDIEN | N-65P | N-65P | OXIMETERS/ PULSE | 1081299 |  | P14812077 | 2017-02-23 | 2018-01-15 | 32025 | FAMILY PRACTICE CLINIC | 2014-07-02 | USD | 480 | Active | UNIVERSITY NEW MEXICO HOSPITAL
89820 | 1329234 | COVIDIEN | N-65P | N-65P | OXIMETERS/ PULSE | 1081299 |  | P14812148 | 2016-10-28 | 2017-10-15 | 32045 | SOUTHWEST MESA CLINIC | 2014-07-02 | USD | 480 | Active | UNIVERSITY NEW MEXICO HOSPITAL
89813 | 1329227 | COVIDIEN | N-65P | N-65P | OXIMETERS/ PULSE | 1081299 |  | P14809225 | 2016-10-25 | 2017-10-15 | 32045 | SOUTHWEST MESA CLINIC | 2014-07-02 | USD | 480 | Active | UNIVERSITY NEW MEXICO HOSPITAL
89812 | 1329226 | COVIDIEN | N-65P | N-65P | OXIMETERS/ PULSE | 1081299 |  | P14809055 | 2016-10-25 | 2017-10-15 | 32045 | SOUTHWEST MESA CLINIC | 2014-07-02 | USD | 480 | Active | UNIVERSITY NEW MEXICO HOSPITAL
89811 | 1329225 | COVIDIEN | N-65P | N-65P | OXIMETERS/ PULSE | 1081299 |  | P14809072 | 2016-10-25 | 2017-10-15 | 32045 | SOUTHWEST MESA CLINIC | 2014-07-02 | USD | 480 | Active | UNIVERSITY NEW MEXICO HOSPITAL
89810 | 1329224 | COVIDIEN | N-65P | N-65P | OXIMETERS/ PULSE | 1081299 |  | P14809149 | 2016-10-25 | 2017-10-15 | 32045 | SOUTHWEST MESA CLINIC | 2014-07-02 | USD | 480 | Active | UNIVERSITY NEW MEXICO HOSPITAL
| 1085959 | DYMAX CORP | SITE-RITE 6 | SITE-RITE 6 | SCANNING SYSTEMS/ULTRASONIC/DIAGNOSTIC (DI) |  |  | DYVA7044 |  | 2016-10-15 |  | Rapid Response Team | 2014-07-01 | USD |  | Active | UNIVERSITY NEW MEXICO HOSPITAL
89753 | 1329181 | VERATHON INC | BLADDERSCAN (BVI-9400) | BVI-9400 | SCANNING SYSTEMS/ULTRASONIC/DIAGNOSTIC (BIOMED) | 1093191-0-CAP |  | B4020772 | 2016-07-11 | 2017-07-15 | 21015 | ED-NORTH | 2014-07-01 | USD | 10978.75 | Active | UNIVERSITY NEW MEXICO HOSPITAL
| 1003948 | SONOSITE INC | TITAN | TITAN | SCANNING SYSTEMS/ ULTRASONIC/ PORTABLE |  |  | 0363FF |  | 2016-10-15 | 15055 | ANESTHESIA | 2014-07-01 | USD |  | Active | UNIVERSITY NEW MEXICO HOSPITAL
89755 | 1329183 | VERATHON INC | BLADDERSCAN (BVI-9400) | BVI-9400 | SCANNING SYSTEMS/ULTRASONIC/DIAGNOSTIC (BIOMED) | 1093189-0-CAP |  | B4020765 | 2016-07-11 | 2017-07-15 | 12130 | TRAUMA/SURGICAL ICU | 2014-07-01 | USD | 10978.75 | Active | UNIVERSITY NEW MEXICO HOSPITAL
80351 | 1421576 | GE HEALTHCARE | PROTEUS | PROTEUS | RADIOGRAPHIC SYSTEMS |  |  | 505LOBOXR |  | 2017-06-15 | 34540 | SPORTS MEDICINE | 2014-07-01 | USD |  | Active | UNIVERSITY NEW MEXICO HOSPITAL
89754 | 1439976 | VERATHON INC | BLADDERSCAN (BVI-9400) | BVI-9400 | SCANNING SYSTEMS/ULTRASONIC/DIAGNOSTIC (BIOMED) | 1093187-0-CAP |  | B4020764 | 2017-07-17 | 2018-07-15 | 12120 | MEDICAL/CARDIAC ICU | 2014-07-01 | USD | 11066.43 | Active | UNIVERSITY NEW MEXICO HOSPITAL
89748 | 1328789 | CARL ZEISS INC MICROSCOPY & IMAGING SYSTEMS | OPMI-1 | OPMI-1 | MICROSCOPES/ LIGHT/ EXAMINATION/ OTORHINOLARYNGOLO | 1093376 |  | PS01020 | 2017-07-20 | 2017-12-15 | 34620 | OPHTHALMOLOGY OFF SITE CLINIC | 2014-07-01 | USD | 5700.11 | Active | UNIVERSITY NEW MEXICO HOSPITAL
89681 | 1328797 | INTEGRA LIFESCIENCES | CAMINO | CAM02 | MONITORS/ BEDSIDE/ INTRACRANIAL PRESSURE | 1095283-0-CAP |  | 1140301779 | 2017-07-07 | 2018-07-15 | 12110 | NEUROSCIENCE ICU | 2014-07-01 | USD | 22355.07 | Active | UNIVERSITY NEW MEXICO HOSPITAL
95870 | 533881 | PHILIPS HEALTHCARE | ODYSSEY FX | ODYSSEY FX | WORKSTATIONS/ DIGITAL RADIOGRAPHY |  |  | BZ0QV11 |  | 2016-10-15 | 75045 | RADIOLOGY - NUCLEAR MED | 2014-07-01 | USD |  | Active | UNIVERSITY NEW MEXICO HOSPITAL
89680 | 1328796 | INTEGRA LIFESCIENCES | CAMINO | CAM02 | MONITORS/ BEDSIDE/ INTRACRANIAL PRESSURE | 1095283-0-CAP |  | 1140301774 | 2017-07-07 | 2018-07-15 | 12110 | NEUROSCIENCE ICU | 2014-07-01 | USD | 22355.07 | Active | UNIVERSITY NEW MEXICO HOSPITAL
98812 | 1421572 | SIEMENS HEALTHCARE | MAGNETOM TRIO | MAGNETOM TRIO | SCANNING SYSTEMS/ MAGNETIC RESONANCE IMAGING91 |  |  | 35257 | 2015-09-18 | 2015-12-15 | 75000 | RADIOLOGY - GENERAL | 2014-07-01 | USD | 0 | Active | UNIVERSITY NEW MEXICO HOSPITAL
| 65272112 | PHILIPS HEALTHCARE | X7-2T TRANSDUCER (MTEE) | 453561193192 | PROBES/ULTRASONIC/TEE |  |  | B0CMDB |  | 2016-10-15 | 15055 | ANESTHESIA | 2014-07-01 | USD |  | Active | UNIVERSITY NEW MEXICO HOSPITAL
89752 | 1329180 | MEDTRONIC INC | OXIMAX | N-65 | OXIMETERS/ PULSE | 1095730 |  | P14802008 | 2016-10-25 | 2017-10-15 | 32045 | SOUTHWEST MESA CLINIC | 2014-07-01 | USD | 528.65 | Reactivated | UNIVERSITY NEW MEXICO HOSPITAL
| 59530586 | PHILIPS HEALTHCARE | X7-2T TRANSDUCER (MTEE) | 453561193192 | PROBES/ULTRASONIC/TEE |  |  | 035QC6 |  | 2016-10-15 | 15055 | ANESTHESIA | 2014-07-01 | USD |  | Active | UNIVERSITY NEW MEXICO HOSPITAL
89751 | 1329179 | MEDTRONIC INC | OXIMAX | N-65 | OXIMETERS/ PULSE | 1095730 |  | P14801939 | 2016-10-25 | 2017-10-15 | 32045 | SOUTHWEST MESA CLINIC | 2014-07-01 | USD | 528.65 | Active | UNIVERSITY NEW MEXICO HOSPITAL
| 61689743 | PHILIPS HEALTHCARE | X7-2T TRANSDUCER (MTEE) | 453561193192 | PROBES/ULTRASONIC/TEE |  |  | B0R5MC |  | 2016-10-15 | 15055 | ANESTHESIA | 2014-07-01 | USD |  | Active | UNIVERSITY NEW MEXICO HOSPITAL
89750 | 1328791 | MEDTRONIC INC | OXIMAX | N-65 | OXIMETERS/ PULSE | 1095730 |  | P14802009 | 2016-10-25 | 2017-10-15 | 32045 | SOUTHWEST MESA CLINIC | 2014-07-01 | USD | 528.65 | Active | UNIVERSITY NEW MEXICO HOSPITAL
| 60285678 | PHILIPS HEALTHCARE | X7-2T TRANSDUCER (MTEE) | 453561193192 | PROBES/ULTRASONIC/TEE |  |  | B0466Q |  | 2016-10-15 | 15000 | OPERATING ROOM | 2014-07-01 | USD |  | Active | UNIVERSITY NEW MEXICO HOSPITAL
89749 | 1328790 | MEDTRONIC INC | OXIMAX | N-65 | OXIMETERS/ PULSE | 1095730 |  | P14801979 | 2016-10-27 | 2017-10-15 | 32045 | SOUTHWEST MESA CLINIC | 2014-07-01 | USD | 528.65 | Active | UNIVERSITY NEW MEXICO HOSPITAL
| 66245427 | PHILIPS HEALTHCARE | X7-2T COMPACT TRANSDUCER (MTEE) ROHS | 453561627101 | PROBES/ULTRASONIC/TEE |  |  | B1C1DG |  | 2016-10-15 | 15055 | ANESTHESIA | 2014-07-01 | USD |  | Active | UNIVERSITY NEW MEXICO HOSPITAL
| 57588566 | PHILIPS HEALTHCARE | X7-2T COMPACT TRANSDUCER (MTEE) ROHS | 453561627101 | PROBES/ULTRASONIC/TEE |  |  | B0DVCX |  | 2016-10-15 | 15000 | OPERATING ROOM | 2014-07-01 | USD |  | Active | UNIVERSITY NEW MEXICO HOSPITAL
| 61230474 | PHILIPS HEALTHCARE | X7-2T COMPACT TRANSDUCER (MTEE) ROHS | 453561627101 | PROBES/ULTRASONIC/TEE |  |  | B0R67Z |  | 2016-10-15 | 15000 | OPERATING ROOM | 2014-07-01 | USD |  | Active | UNIVERSITY NEW MEXICO HOSPITAL
| 66396835 | PHILIPS HEALTHCARE | TRANSDUCER, S7-3T | 453561181212 | PROBES/ULTRASONIC/TEE |  |  | B1CMK2 |  | 2016-10-15 | 15055 | ANESTHESIA | 2014-07-01 | USD |  | Active | UNIVERSITY NEW MEXICO HOSPITAL
| 63986795 | PHILIPS HEALTHCARE | TRANSDUCER, S7-3T | 453561181212 | PROBES/ULTRASONIC/TEE |  |  | B14M5L |  | 2016-10-15 | 15055 | ANESTHESIA | 2014-07-01 | USD |  | Active | UNIVERSITY NEW MEXICO HOSPITAL
| 56971006 | PHILIPS HEALTHCARE | TRANSDUCER, S7-3T | 453561181212 | PROBES/ULTRASONIC/TEE |  |  | B0DV83 |  | 2016-10-15 | 15000 | OPERATING ROOM | 2014-07-01 | USD |  | Active | UNIVERSITY NEW MEXICO HOSPITAL
98736 | 1420446 | SIEMENS MEDICAL SYSTEMS INC | SYMPHONY | 531568 | SCANNING SYSTEMS/ MAGNETIC RESONANCE IMAGING121 |  |  | 23475 | 2015-09-18 | 2015-12-15 | 75000 | RADIOLOGY - GENERAL | 2014-07-01 | USD | 0 | Active | UNIVERSITY NEW MEXICO HOSPITAL
| 1142900 | PLANMED INC | PLANMECA PROMAX DEN | 531177 | DIGITAL IMAGING SYSTEMS/ PORTAL |  |  | RCC014123 |  | 2016-10-15 | 75000 | RADIOLOGY - GENERAL | 2014-07-01 | USD |  | Active | UNIVERSITY NEW MEXICO HOSPITAL
| 59153549 | PHILIPS HEALTHCARE | S7-2 OMNI | S7-2 | PROBES/ULTRASONIC/TEE |  |  | 03G081 |  | 2016-10-15 | 71030 | HEART STATION | 2014-07-01 | USD |  | Active | UNIVERSITY NEW MEXICO HOSPITAL
| 62073342 | PHILIPS HEALTHCARE | S7-2 OMNI | S7-2 | PROBES/ULTRASONIC/TEE |  |  | 02ZX7C |  | 2016-10-15 | 71030 | HEART STATION | 2014-07-01 | USD |  | Active | UNIVERSITY NEW MEXICO HOSPITAL
| 383849 | PHILIPS HEALTHCARE | S7-2 OMNI | S7-2 | PROBES/ULTRASONIC/TEE |  |  | 02GQJT |  | 2016-10-15 | 71030 | HEART STATION | 2014-07-01 | USD |  | Active | UNIVERSITY NEW MEXICO HOSPITAL
| 533880 | PHILIPS HEALTHCARE | FORTE | FORTE | SCANNING SYSTEMS/ GAMMA CAMERA |  |  | 200 |  | 2016-10-15 | 75045 | RADIOLOGY - NUCLEAR MED | 2014-07-01 | USD |  | Active | UNIVERSITY NEW MEXICO HOSPITAL
| 63057912 | PHILIPS HEALTHCARE | C8-5 | C8-5 | PROBES/ ULTRASONIC |  |  | B0XY48 |  | 2016-10-15 | 15055 | ANESTHESIA | 2014-07-01 | USD |  | Active | UNIVERSITY NEW MEXICO HOSPITAL
89611 | 1329242 | FUJIFILM MEDICAL SYSTEMS USA | M-TURBO | 555221 | SCANNING SYSTEMS/ ULTRASONIC/ PORTABLE | P0129173 |  | WK2TD2 | 2014-06-30 | 2014-06-15 | 89025 | CLINICAL EDUCATION | 2014-06-30 | USD | 30000 | Active | UNIVERSITY NEW MEXICO HOSPITAL
89610 | 63093766 | PHILIPS HEALTHCARE | EPIQ 5G ULTRASOUND SYSTEM | 795204 | SCANNING SYSTEMS/ULTRASONIC/DIAGNOSTIC (DI) | PO-1093368-O-CAP |  | US614C0332 | 2014-06-30 | 2014-12-15 | 71060 | VASCULAR LAB | 2014-06-27 | USD | 103410.65 | Active | UNIVERSITY NEW MEXICO HOSPITAL
89609 | 63093765 | PHILIPS HEALTHCARE | EPIQ 7G ULTRASOUND SYSTEM | 795200 | SCANNING SYSTEMS/ULTRASONIC/DIAGNOSTIC (DI) | PO-1093368-O-CAP |  | US614B0324 | 2014-06-30 | 2014-12-15 | 71060 | VASCULAR LAB | 2014-06-27 | USD | 122480.2 | Active | UNIVERSITY NEW MEXICO HOSPITAL
89561 | 1329206 | MEDTRONIC INC | IPC | IPC | SHAVERS | 1094498-0-CAP |  | ENTC77646 | 2017-06-09 | 2018-06-15 | 15000 | OPERATING ROOM | 2014-06-26 | USD | 19912 | Active | UNIVERSITY NEW MEXICO HOSPITAL
89747 | 1329178 | PHYSIO-CONTROL INC | LIFEPAK 12 | LIFEPAK 12 | DEFIBRILLATOR/ MONITOR/ PACEMAKERS | UNM PO |  | 33171337 | 2017-06-14 | 2018-06-15 | 9325 | EMERGENCY MEDICINE (6) | 2014-06-24 | USD |  | Active | UNIVERSITY NEW MEXICO HOSPITAL
| 1328727 | ZOLL MEDICAL CORP | AED PLUS | AED PLUS | DEFIBRILLATORS/ EXTERNAL/ AUTOMATED |  |  | X10L480709 | 2017-06-14 | 2017-12-15 | 100000 | UNM DENTAL | 2014-06-20 | USD |  | Active | UNIVERSITY NEW MEXICO HOSPITAL
| 1329089 | CRITICARE SYSTEMS INC | COMFORT CUFF | COMFORT CUFF | MONITORS/ BEDSIDE/ BLOOD PRESSURE |  |  | 312728239 | 2017-06-15 | 2018-06-15 | 100000 | UNM DENTAL | 2014-06-20 | USD |  | Active | UNIVERSITY NEW MEXICO HOSPITAL
| 1328726 | ZOLL MEDICAL CORP | AED PLUS | AED PLUS | DEFIBRILLATORS/ EXTERNAL/ AUTOMATED |  |  | X09B391370 | 2017-06-28 | 2017-12-15 | 100000 | UNM DENTAL | 2014-06-20 | USD |  | Active | UNIVERSITY NEW MEXICO HOSPITAL
| 1329088 | CRITICARE SYSTEMS INC | COMFORT CUFF | COMFORT CUFF | MONITORS/ BEDSIDE/ BLOOD PRESSURE |  |  | 312720847 | 2017-06-14 | 2018-06-15 | 100000 | UNM DENTAL | 2014-06-20 | USD |  | Active | UNIVERSITY NEW MEXICO HOSPITAL
| 1329096 | BAXTER HEALTHCARE CORP | INFUSO.R. | 2L3100 | INFUSION PUMPS/ SYRINGE |  |  | 90902283 | 2017-06-14 | 2018-06-15 | 100000 | UNM DENTAL | 2014-06-20 | USD |  | Active | UNIVERSITY NEW MEXICO HOSPITAL
| 1328725 | CRITICARE SYSTEMS INC | COMFORT CUFF | COMFORT CUFF | MONITORS/ BEDSIDE/ BLOOD PRESSURE |  |  | 208239505 | 2017-06-26 | 2018-06-15 | 100000 | UNM DENTAL | 2014-06-20 | USD |  | Active | UNIVERSITY NEW MEXICO HOSPITAL
| 1329017 | CRITICARE SYSTEMS INC | NGENUITY | 8100E | MONITORING SYSTEMS/ PHYSIOLOGIC |  |  | 211256479 | 2017-06-15 | 2018-06-15 | 100000 | UNM DENTAL | 2014-06-20 | USD |  | Active | UNIVERSITY NEW MEXICO HOSPITAL
| 1328724 | CRITICARE SYSTEMS INC | COMFORT CUFF | COMFORT CUFF | MONITORS/ BEDSIDE/ BLOOD PRESSURE |  |  | 312728435 | 2017-06-14 | 2018-06-15 | 100000 | UNM DENTAL | 2014-06-20 | USD |  | Active | UNIVERSITY NEW MEXICO HOSPITAL
| 1329016 | CRITICARE SYSTEMS INC | NGENUITY | 8100E | MONITORING SYSTEMS/ PHYSIOLOGIC |  |  | 311256599 | 2017-06-14 | 2018-06-15 | 100000 | UNM DENTAL | 2014-06-20 | USD |  | Active | UNIVERSITY NEW MEXICO HOSPITAL
91411 | 1040650 | GE HEALTHCARE | Discovery XR656 | Discovery XR656 | RADIOGRAPHIC SYSTEMS/ DIGITAL | 1068201 |  | 1033380WK5 | 2015-11-05 | 2016-05-15 | 75000 | RADIOLOGY - GENERAL | 2014-06-20 | USD | 290908.98 | Active | UNIVERSITY NEW MEXICO HOSPITAL
| 1329015 | CRITICARE SYSTEMS INC | NGENUITY | 8100E | MONITORING SYSTEMS/ PHYSIOLOGIC |  |  | 312728894 | 2017-06-14 | 2018-06-15 | 100000 | UNM DENTAL | 2014-06-20 | USD |  | Active | UNIVERSITY NEW MEXICO HOSPITAL
| 1329090 | SECA CORP | 719 | 719 | SCALES/ PATIENT/ PLATFORM/ ELECTRONIC |  |  | 8719364100038 | 2017-06-14 | 2018-06-15 | 100000 | UNM DENTAL | 2014-06-20 | USD |  | Active | UNIVERSITY NEW MEXICO HOSPITAL
| 1328721 | CRITICARE SYSTEMS INC | NGENUITY | 8100E | MONITORING SYSTEMS/ PHYSIOLOGIC |  |  | 311048757 | 2017-06-14 | 2018-06-15 | 100000 | UNM DENTAL | 2014-06-20 | USD |  | Active | UNIVERSITY NEW MEXICO HOSPITAL
| 1329092 | RITTER-TYCOS DIV SYBRON CORP (MIDMARK) | 419 | 419 | TABLES/ EXAMINATION/TREATMENT |  |  | V52822 | 2014-06-20 | 2014-06-15 | 100000 | UNM DENTAL | 2014-06-20 | USD |  | Active | UNIVERSITY NEW MEXICO HOSPITAL
| 1329094 | MIDMARK CORP | 641 (641-003) | 641 (641-003) | CHAIRS/ EXAMINATION/ TREATMENT |  |  | V1036274 | 2014-06-20 | 2014-06-15 | 100000 | UNM DENTAL | 2014-06-20 | USD |  | Active | UNIVERSITY NEW MEXICO HOSPITAL
| 1329091 | CRITICARE SYSTEMS INC | POET PLUS | 8100 | MONITORING SYSTEMS/ PHYSIOLOGIC |  |  | 403115475 | 2017-06-14 | 2018-06-15 | 100000 | UNM DENTAL | 2014-06-20 | USD |  | Active | UNIVERSITY NEW MEXICO HOSPITAL
| 1329097 | CRITICARE SYSTEMS INC | NCOMPASS | 8100H | MONITORING SYSTEMS/ PHYSIOLOGIC |  |  | 311049967 | 2017-06-14 | 2018-06-15 | 100000 | UNM DENTAL | 2014-06-20 | USD |  | Active | UNIVERSITY NEW MEXICO HOSPITAL
| 1328720 | CRITICARE SYSTEMS INC | NCOMPASS | 8100H | MONITORING SYSTEMS/ PHYSIOLOGIC |  |  | 211048327 | 2017-06-15 | 2018-06-15 | 100000 | UNM DENTAL | 2014-06-20 | USD |  | Active | UNIVERSITY NEW MEXICO HOSPITAL
| 1329095 | A-DEC INC | 576L | 576L | LIGHTS/ DENTAL |  |  | 12G85774 | 2014-06-20 | 2014-06-15 | 100000 | UNM DENTAL | 2014-06-20 | USD |  | Active | UNIVERSITY NEW MEXICO HOSPITAL
| 1329093 | A-DEC INC | 576L | 576L | LIGHTS/ DENTAL |  |  | 12G82380 | 2014-06-20 | 2014-06-15 | 100000 | UNM DENTAL | 2014-06-20 | USD |  | Active | UNIVERSITY NEW MEXICO HOSPITAL
| 1329098 | CRITICARE SYSTEMS INC | POET IQ | 8500 H | MONITORS/ BEDSIDE/ ANESTHETIC GAS |  |  | 311048751 | 2016-06-15 | 2016-12-15 | 100000 | UNM DENTAL | 2014-06-20 | USD |  | Active | UNIVERSITY NEW MEXICO HOSPITAL
| 1328723 | DENTALEZ | Everlight | Everlight | LIGHTS/ DENTAL |  |  | BC2130 | 2014-06-20 | 2014-06-15 | 100000 | UNM DENTAL | 2014-06-20 | USD |  | Active | UNIVERSITY NEW MEXICO HOSPITAL
| 1328722 | DENTALEZ | Everlight | Everlight | LIGHTS/ DENTAL |  |  | BC2035 | 2014-06-20 | 2014-06-15 | 100000 | UNM DENTAL | 2014-06-20 | USD |  | Active | UNIVERSITY NEW MEXICO HOSPITAL
82919 | 1096680 | XOMED-TREACE INC | ENDOSCRUB 2 | ENDOSCRUB 2 | IRRIGATION/ DISTENTION SYSTEMS | 1094498-0-CAP |  | ENTC 77641 | 2017-05-01 | 2018-05-15 | 15500 | OSIS OPERATING ROOM | 2014-06-19 | USD | 19912 | Active | UNIVERSITY NEW MEXICO HOSPITAL
89564 | 1328912 | WALLACH SURGICAL DEVICES INC | LIFEDOP MC150-SD3 | LIFEDOP MC150-SD3 | BLOOD-FLOW DETECTORS/ ULTRASONIC | 1093967 |  | 10134277 | 2014-06-19 | 2014-06-15 | 34130 | MILAGRO OP OB CLINIC | 2014-06-19 | USD | 419 | Active | UNIVERSITY NEW MEXICO HOSPITAL
89804 | 1329208 | MEDTRONIC INC | OXIMAX | N-65 | OXIMETERS/ PULSE | 1081299 |  | P14801920 | 2017-07-18 | 2018-07-15 | Atrisco Heritage Center Clinic | Atrisco Heritage Center Clinic | 2014-06-19 | USD | 480 | Active | UNIVERSITY NEW MEXICO HOSPITAL
89563 | 1328911 | WALLACH SURGICAL DEVICES INC | LIFEDOP MC150-SD3 | LIFEDOP MC150-SD3 | BLOOD-FLOW DETECTORS/ ULTRASONIC | 1093967 |  | 10134310 | 2014-06-19 | 2014-06-15 | 34130 | MILAGRO OP OB CLINIC | 2014-06-19 | USD | 419 | Active | UNIVERSITY NEW MEXICO HOSPITAL
89803 | 1329209 | EXERGEN CORP | TAT-5000 | TAT-5000 | THERMOMETERS/ ELECTRONIC/ INFRARED | 1081217 |  | A386895 |  | 2014-06-15 | 32045 | SOUTHWEST MESA CLINIC | 2014-06-19 | USD | 316 | Active | UNIVERSITY NEW MEXICO HOSPITAL
89559 | 1328644 | COVIDIEN | CAPNOSTREAM 20 | CAPNOSTREAM 20 | MONITOR/BEDSIDE/RESPIRATION/EXHALED CARBON DIOXIDE | 1092101 |  | B607148610 | 2016-04-30 | 2017-04-15 | 12430 | GENERAL PEDIATRICS UNIT | 2014-06-18 | USD | 3950 | Active | UNIVERSITY NEW MEXICO HOSPITAL
89558 | 1328643 | COVIDIEN | CAPNOSTREAM 20 | CAPNOSTREAM 20 | MONITOR/BEDSIDE/RESPIRATION/EXHALED CARBON DIOXIDE | 1092101 |  | B609148741 | 2017-04-18 | 2018-04-15 | 12015 | PEDIATRIC INFUSION UNIT PIU | 2014-06-18 | USD | 3950 | Active | UNIVERSITY NEW MEXICO HOSPITAL
89557 | 1328642 | COVIDIEN | CAPNOSTREAM 20 | CAPNOSTREAM 20 | MONITOR/BEDSIDE/RESPIRATION/EXHALED CARBON DIOXIDE | 1092101 |  | B609148760 | 2017-01-25 | 2018-01-15 | 95700 | CLINICAL ENGINEERING | 2014-06-18 | USD | 0 | Active | UNIVERSITY NEW MEXICO HOSPITAL
89556 | 1328641 | COVIDIEN | CAPNOSTREAM 20 | CAPNOSTREAM 20 | MONITOR/BEDSIDE/RESPIRATION/EXHALED CARBON DIOXIDE | 1092101 |  | B609148751 | 2017-04-24 | 2018-04-15 | 12460 | PEDIATRIC ICU | 2014-06-18 | USD | 3950 | Active | UNIVERSITY NEW MEXICO HOSPITAL
89555 | 1328640 | COVIDIEN | CAPNOSTREAM 20 | CAPNOSTREAM 20 | MONITOR/BEDSIDE/RESPIRATION/EXHALED CARBON DIOXIDE | 1092101 |  | B607148632 | 2017-04-28 | 2018-04-15 | 12410 | PEDIATRIC SPECIALTY CARE | 2014-06-18 | USD | 3950 | Active | UNIVERSITY NEW MEXICO HOSPITAL
89554 | 1328639 | COVIDIEN | CAPNOSTREAM 20 | CAPNOSTREAM 20 | MONITOR/BEDSIDE/RESPIRATION/EXHALED CARBON DIOXIDE | 1092101 |  | B607148638 | 2017-01-25 | 2018-01-15 | 95700 | CLINICAL ENGINEERING | 2014-06-18 | USD | 0 | Active | UNIVERSITY NEW MEXICO HOSPITAL
89553 | 1328638 | COVIDIEN | CAPNOSTREAM 20 | CAPNOSTREAM 20 | MONITOR/BEDSIDE/RESPIRATION/EXHALED CARBON DIOXIDE | 1092101 |  | B609148732 | 2017-04-24 | 2018-04-15 | 12460 | PEDIATRIC ICU | 2014-06-18 | USD | 3950 | Active | UNIVERSITY NEW MEXICO HOSPITAL
89552 | 1328637 | COVIDIEN | CAPNOSTREAM 20 | CAPNOSTREAM 20 | MONITOR/BEDSIDE/RESPIRATION/EXHALED CARBON DIOXIDE | 1092101 |  | B643138187 | 2017-01-25 | 2018-01-15 | 95700 | CLINICAL ENGINEERING | 2014-06-18 | USD | 0 | Active | UNIVERSITY NEW MEXICO HOSPITAL
89551 | 1328636 | COVIDIEN | CAPNOSTREAM 20 | CAPNOSTREAM 20 | MONITOR/BEDSIDE/RESPIRATION/EXHALED CARBON DIOXIDE | 1092101 |  | B609148742 | 2017-01-25 | 2018-01-15 | 95700 | CLINICAL ENGINEERING | 2014-06-18 | USD | 0 | Active | UNIVERSITY NEW MEXICO HOSPITAL
89550 | 1328635 | COVIDIEN | CAPNOSTREAM 20 | CAPNOSTREAM 20 | MONITOR/BEDSIDE/RESPIRATION/EXHALED CARBON DIOXIDE | 1092101 |  | B609148746 | 2017-01-25 | 2018-01-15 | 95700 | CLINICAL ENGINEERING | 2014-06-18 | USD | 0 | Active | UNIVERSITY NEW MEXICO HOSPITAL
89549 | 1328634 | COVIDIEN | CAPNOSTREAM 20 | CAPNOSTREAM 20 | MONITOR/BEDSIDE/RESPIRATION/EXHALED CARBON DIOXIDE | 1092101 |  | B609148770 | 2017-01-25 | 2018-01-15 | 95700 | CLINICAL ENGINEERING | 2014-06-18 | USD | 0 | Active | UNIVERSITY NEW MEXICO HOSPITAL
89548 | 1328633 | COVIDIEN | CAPNOSTREAM 20 | CAPNOSTREAM 20 | MONITOR/BEDSIDE/RESPIRATION/EXHALED CARBON DIOXIDE | 1092101 |  | B609148768 | 2017-01-25 | 2018-01-15 | 95700 | CLINICAL ENGINEERING | 2014-06-18 | USD | 0 | Active | UNIVERSITY NEW MEXICO HOSPITAL
89547 | 1328632 | COVIDIEN | CAPNOSTREAM 20 | CAPNOSTREAM 20 | MONITOR/BEDSIDE/RESPIRATION/EXHALED CARBON DIOXIDE | 1092101 |  | B644138268 | 2017-01-25 | 2018-01-15 | 95700 | CLINICAL ENGINEERING | 2014-06-18 | USD | 0 | Active | UNIVERSITY NEW MEXICO HOSPITAL
89540 | 1328631 | COVIDIEN | CAPNOSTREAM 20 | CAPNOSTREAM 20 | MONITOR/BEDSIDE/RESPIRATION/EXHALED CARBON DIOXIDE | 1092101 |  | B607148612 | 2017-01-25 | 2018-01-15 | 95700 | CLINICAL ENGINEERING | 2014-06-18 | USD | 0 | Active | UNIVERSITY NEW MEXICO HOSPITAL
89546 | 1328630 | COVIDIEN | CAPNOSTREAM 20 | CAPNOSTREAM 20 | MONITOR/BEDSIDE/RESPIRATION/EXHALED CARBON DIOXIDE | 1092101 |  | B652138449 | 2017-01-25 | 2018-01-15 | 95700 | CLINICAL ENGINEERING | 2014-06-18 | USD | 0 | Active | UNIVERSITY NEW MEXICO HOSPITAL
89545 | 1328629 | COVIDIEN | CAPNOSTREAM 20 | CAPNOSTREAM 20 | MONITOR/BEDSIDE/RESPIRATION/EXHALED CARBON DIOXIDE | 1092101 |  | B609148744 | 2017-01-25 | 2018-01-15 | 95700 | CLINICAL ENGINEERING | 2014-06-18 | USD | 0 | Reactivated | UNIVERSITY NEW MEXICO HOSPITAL
89539 | 1328628 | COVIDIEN | CAPNOSTREAM 20 | CAPNOSTREAM 20 | MONITOR/BEDSIDE/RESPIRATION/EXHALED CARBON DIOXIDE | 1092101 |  | B652138455 | 2017-01-25 | 2018-01-15 | 95700 | CLINICAL ENGINEERING | 2014-06-18 | USD | 0 | Active | UNIVERSITY NEW MEXICO HOSPITAL
89560 | 1329205 | MEDTRONIC INC | PB 840 | 840 | VENTILATORS | 1088855-0-CAP |  | 3512140644 | 2017-03-01 | 2017-09-15 | 71510 | PULMONARY SERVICES | 2014-06-18 | USD | 34008.57 | Reactivated | UNIVERSITY NEW MEXICO HOSPITAL
89723 | 1040589 | INVACARE CORP | MOBILAIRE | IRC607 | COMPRESSORS | FOUND |  | 0514 0000 8973 | 2017-07-17 | 2018-07-15 | 21035 | URGENT CARE CENTER | 2014-06-17 | USD | 0 | Active | UNIVERSITY NEW MEXICO HOSPITAL
89290 | 1328627 | INVACARE CORP | MOBILAIRE | IRC607 | COMPRESSORS | 1094358 |  | 0514 0000 8984 | 2015-07-16 | 2016-07-15 | 21035 | URGENT CARE CENTER | 2014-06-17 | USD | 235.62 | Active | UNIVERSITY NEW MEXICO HOSPITAL
89289 | 1328626 | INVACARE CORP | MOBILAIRE | IRC607 | COMPRESSORS | 1094358 |  | 0514 0000 8975 | 2016-07-19 | 2017-07-15 | 21035 | URGENT CARE CENTER | 2014-06-17 | USD | 235.62 | Active | UNIVERSITY NEW MEXICO HOSPITAL
89288 | 1328625 | INVACARE CORP | MOBILAIRE | IRC607 | COMPRESSORS | 1094358 |  | 0514 0000 8977 | 2017-07-17 | 2018-07-15 | 21035 | URGENT CARE CENTER | 2014-06-17 | USD | 235.62 | Active | UNIVERSITY NEW MEXICO HOSPITAL
89286 | 1328624 | INVACARE CORP | MOBILAIRE | IRC607 | COMPRESSORS | 1094358 |  | 0514 0000 8988 | 2017-07-17 | 2018-07-15 | 21035 | URGENT CARE CENTER | 2014-06-17 | USD | 235.62 | Active | UNIVERSITY NEW MEXICO HOSPITAL
89287 | 1328623 | INVACARE CORP | MOBILAIRE | IRC607 | COMPRESSORS | 1094358 |  | 0514 0000 8974 | 2017-07-17 | 2018-07-15 | 21035 | URGENT CARE CENTER | 2014-06-17 | USD | 235.62 | Active | UNIVERSITY NEW MEXICO HOSPITAL
89285 | 1328622 | INVACARE CORP | MOBILAIRE | IRC607 | COMPRESSORS | 1094358 |  | 0514 0000 8979 | 2017-07-17 | 2018-07-15 | 21035 | URGENT CARE CENTER | 2014-06-17 | USD | 235.62 | Active | UNIVERSITY NEW MEXICO HOSPITAL
89284 | 1328621 | INVACARE CORP | MOBILAIRE | IRC607 | COMPRESSORS | 1094358 |  | 0514 0000 8976 | 2017-07-17 | 2018-07-15 | 21035 | URGENT CARE CENTER | 2014-06-17 | USD | 235.62 | Active | UNIVERSITY NEW MEXICO HOSPITAL
89283 | 1328620 | INVACARE CORP | MOBILAIRE | IRC607 | COMPRESSORS | 1094358 |  | 0514 0000 8978 | 2017-07-17 | 2018-07-15 | 21035 | URGENT CARE CENTER | 2014-06-17 | USD | 235.62 | Active | UNIVERSITY NEW MEXICO HOSPITAL
89282 | 1328619 | INVACARE CORP | MOBILAIRE | IRC607 | COMPRESSORS | 1094358 |  | 0514 0000 8982 | 2017-07-17 | 2018-07-15 | 21035 | URGENT CARE CENTER | 2014-06-17 | USD | 235.62 | Active | UNIVERSITY NEW MEXICO HOSPITAL
89281 | 1328618 | INVACARE CORP | MOBILAIRE | IRC607 | COMPRESSORS | 1094358 |  | 0514 0000 8987 | 2017-07-17 | 2018-07-15 | 21035 | URGENT CARE CENTER | 2014-06-17 | USD | 235.62 | Active | UNIVERSITY NEW MEXICO HOSPITAL
89280 | 1328617 | CAREFUSION INC | REVEL | 19260-001 | VENTILATORS/ TRANSPORT | 1093901-0-CAP |  | 72382 | 2016-12-01 | 2017-12-15 | 70060 | FIXED WING TRANSPORT | 2014-06-16 | USD | 17005 | Active | UNIVERSITY NEW MEXICO HOSPITAL
89279 | 1328616 | CAREFUSION INC | REVEL | 19260-001 | VENTILATORS/ TRANSPORT | 1093901-0-CAP |  | 72377 | 2016-12-01 | 2017-12-15 | 70060 | FIXED WING TRANSPORT | 2014-06-16 | USD | 17005 | Active | UNIVERSITY NEW MEXICO HOSPITAL
89770 | 1329196 | MEDELA INC | Waterless Milk Warmer | 87115 | WARMING UNITS | 1093829 |  | N1427634 | 2017-02-06 | 2018-02-15 | 12455 | NEWBORN ICU | 2014-06-12 | USD | 999 | Active | UNIVERSITY NEW MEXICO HOSPITAL
89767 | 1329195 | MEDELA INC | Waterless Milk Warmer | 87115 | WARMING UNITS | 1093829 |  | N1403569 | 2017-02-07 | 2018-02-15 | 12455 | NEWBORN ICU | 2014-06-12 | USD | 999 | Active | UNIVERSITY NEW MEXICO HOSPITAL
89766 | 1329194 | MEDELA INC | Waterless Milk Warmer | 87115 | WARMING UNITS | 1093829 |  | N1403545 | 2017-02-07 | 2018-02-15 | 12455 | NEWBORN ICU | 2014-06-12 | USD | 999 | Active | UNIVERSITY NEW MEXICO HOSPITAL
89769 | 1329193 | MEDELA INC | Waterless Milk Warmer | 87115 | WARMING UNITS | 1093829 |  | N1427635 | 2017-02-03 | 2018-02-15 | 12455 | NEWBORN ICU | 2014-06-12 | USD | 999 | Active | UNIVERSITY NEW MEXICO HOSPITAL
89771 | 1329192 | MEDELA INC | Waterless Milk Warmer | 87115 | WARMING UNITS | 1093829 |  | N1427632 | 2017-02-06 | 2018-02-15 | 12455 | NEWBORN ICU | 2014-06-12 | USD | 999 | Active | UNIVERSITY NEW MEXICO HOSPITAL
89772 | 1329191 | MEDELA INC | Waterless Milk Warmer | 87115 | WARMING UNITS | 1093829 |  | N1427638 | 2017-02-06 | 2018-02-15 | 12455 | NEWBORN ICU | 2014-06-12 | USD | 999 | Active | UNIVERSITY NEW MEXICO HOSPITAL
89773 | 1329190 | MEDELA INC | Waterless Milk Warmer | 87115 | WARMING UNITS | 1093829 |  | N1427657 | 2017-02-06 | 2018-02-15 | 12455 | NEWBORN ICU | 2014-06-12 | USD | 999 | Active | UNIVERSITY NEW MEXICO HOSPITAL
89774 | 1329189 | MEDELA INC | Waterless Milk Warmer | 87115 | WARMING UNITS | 1093829 |  | N1427633 | 2017-02-07 | 2018-02-15 | 12455 | NEWBORN ICU | 2014-06-12 | USD | 999 | Active | UNIVERSITY NEW MEXICO HOSPITAL
89768 | 1329188 | MEDELA INC | Waterless Milk Warmer | 87115 | WARMING UNITS | 1093829 |  | N1427642 | 2017-02-01 | 2018-02-15 | 12415 | INTERMEDIATE CARE NURSERY | 2014-06-12 | USD | 999 | Active | UNIVERSITY NEW MEXICO HOSPITAL
89538 | 1328910 | MEDELA INC | Waterless Milk Warmer | 87115 | WARMING UNITS | REPL ACN 83123 |  | N1427596 | 2017-02-10 | 2018-02-15 | 12415 | INTERMEDIATE CARE NURSERY | 2014-06-12 | USD |  | Active | UNIVERSITY NEW MEXICO HOSPITAL
89764 | 1329012 | CADWELL LABORATORIES INC | CASCADE ELITE | CASCADE ELITE | MONITORS/ BEDSIDE/ NEUROLOGY | 1089143-0-CAP |  | 1405CX200668 | 2016-09-23 | 2017-09-15 | 34315 | CLINICAL NEUROSCIENCE CENTER | 2014-06-10 | USD | 47887 | Reactivated | UNIVERSITY NEW MEXICO HOSPITAL
89608 | 1329241 | SONOSITE INC | S-ICU | P09041-03 | SCANNING SYSTEMS/ ULTRASONIC/ PORTABLE | PO 1093073-0-CAP |  | WK2FXD | 2014-06-10 | 2014-06-15 | 12230 | GEN MED/SAC (4-W) | 2014-06-10 | USD | 30950.4 | Active | UNIVERSITY NEW MEXICO HOSPITAL
89607 | 62789956 | PHILIPS HEALTHCARE | iU22 Ultrasound System | 795050 | SCANNING SYSTEMS/ULTRASONIC/DIAGNOSTIC (DI) | PO-1089539-0-CAP |  | B0YLT3 |  | 2014-12-15 | 75200 | CTH RADIOLOGY-GENERAL | 2014-06-09 | USD | 171742.8 | Active | UNIVERSITY NEW MEXICO HOSPITAL
91377 | 1258979 | STRYKER CORP | SONOPET | UST-2001 | ASPIRATORS/ ULTRASONIC | TRADE-IN/EXCHG |  | 1430900744 | 2017-06-05 | 2018-06-15 | 15000 | OPERATING ROOM | 2014-06-09 | USD | 0 | Active | UNIVERSITY NEW MEXICO HOSPITAL
89744 | 1329175 | AARON MEDICAL INDUSTRIES INC | BOVIE AARON 1250 | 1250 | ELECTROSURGICAL UNITS | 1093074-0-CAP |  | AA1014004 | 2017-06-30 | 2017-12-15 | 34250 | UROLOGY | 2014-06-04 | USD | 6927.22 | Active | UNIVERSITY NEW MEXICO HOSPITAL
84594 | 1329240 | SONOSITE INC | S-ICU | P09041-03 | SCANNING SYSTEMS/ ULTRASONIC/ PORTABLE |  |  | WK2FYW |  | 2014-06-15 | 71520 | PULMONARY DIAGNOSTICS | 2014-06-04 | USD |  | Active | UNIVERSITY NEW MEXICO HOSPITAL
89763 | 1329011 | EXERGEN CORP | TAT-5000 | TAT-5000 | THERMOMETERS/ ELECTRONIC/ INFRARED | 1092577 |  | A404463 | 2014-06-04 | 2014-06-15 | 34520 | ORTHOPEDICS CLINIC | 2014-06-04 | USD | 316 | Active | UNIVERSITY NEW MEXICO HOSPITAL
89762 | 1328747 | EXERGEN CORP | TAT-5000 | TAT-5000 | THERMOMETERS/ ELECTRONIC/ INFRARED | 1092577 |  | A404507 | 2014-06-04 | 2014-06-15 | 34520 | ORTHOPEDICS CLINIC | 2014-06-04 | USD | 316 | Active | UNIVERSITY NEW MEXICO HOSPITAL
89761 | 1328746 | EXERGEN CORP | TAT-5000 | TAT-5000 | THERMOMETERS/ ELECTRONIC/ INFRARED | 1092577 |  | A404496 | 2014-06-04 | 2014-06-15 | 34520 | ORTHOPEDICS CLINIC | 2014-06-04 | USD | 316 | Active | UNIVERSITY NEW MEXICO HOSPITAL
89743 | 1329174 | EXERGEN CORP | TAT-5000 | TAT-5000 | THERMOMETERS/ ELECTRONIC/ INFRARED | 2000542 |  | A398743 | 2014-06-04 | 2014-06-15 | 12480 | CTH REHAB-ORTHO UNIT | 2014-06-04 | USD | 316 | Active | UNIVERSITY NEW MEXICO HOSPITAL
89742 | 1329173 | EXERGEN CORP | TAT-5000 | TAT-5000 | THERMOMETERS/ ELECTRONIC/ INFRARED | 2000542 |  | A392545 | 2014-06-04 | 2014-06-15 | 12480 | CTH REHAB-ORTHO UNIT | 2014-06-04 | USD | 316 | Active | UNIVERSITY NEW MEXICO HOSPITAL
89741 | 1329172 | EXERGEN CORP | TAT-5000 | TAT-5000 | THERMOMETERS/ ELECTRONIC/ INFRARED | 2000542 |  | A405826 | 2014-06-04 | 2014-06-15 | 12480 | CTH REHAB-ORTHO UNIT | 2014-06-04 | USD | 316 | Active | UNIVERSITY NEW MEXICO HOSPITAL
89740 | 1329171 | EXERGEN CORP | TAT-5000 | TAT-5000 | THERMOMETERS/ ELECTRONIC/ INFRARED | 2000542 |  | A402508 | 2014-06-04 | 2014-06-15 | 12480 | CTH REHAB-ORTHO UNIT | 2014-06-04 | USD | 316 | Active | UNIVERSITY NEW MEXICO HOSPITAL
89937 | 1329263 | WELCH ALLYN INC | SPOT VITAL SIGNS LXI (45NT0-E1) | SPOT VITAL SIGNS LXI | MONITORS/ PHYSIOLOGIC/ VITAL SIGNS | UNM PO P0120668 |  | 2013030201139 | 2016-06-13 | 2017-06-15 | B9935 | School Based Health Center | 2014-06-03 | USD | 3272.01 | Active | UNIVERSITY NEW MEXICO HOSPITAL
89938 | 1329264 | WELCH ALLYN INC | SPOT VITAL SIGNS LXI (45NT0-E1) | SPOT VITAL SIGNS LXI | MONITORS/ PHYSIOLOGIC/ VITAL SIGNS | UNM PO P0120668 |  | 20130402511 | 2016-06-13 | 2017-06-15 | B9935 | School Based Health Center | 2014-06-03 | USD | 3272.01 | Active | UNIVERSITY NEW MEXICO HOSPITAL
89836 | 1329262 | WELCH ALLYN INC | SPOT VITAL SIGNS LXI (45NT0-E1) | SPOT VITAL SIGNS LXI | MONITORS/ PHYSIOLOGIC/ VITAL SIGNS | UNM PO P0120668 |  | 20130402411 | 2016-06-13 | 2017-06-15 | B9935 | School Based Health Center | 2014-06-03 | USD | 3272.01 | Active | UNIVERSITY NEW MEXICO HOSPITAL
89739 | 1329170 | DEVILBISS HEALTH CARE INC | PULMO AIDE | 5650D | NEBULIZERS | FOUND |  | D2497656 | 2015-05-27 | 2015-06-15 | B9935 | School Based Health Center | 2014-06-02 | USD |  | Active | UNIVERSITY NEW MEXICO HOSPITAL
89661 | 1329169 | DEVILBISS HEALTH CARE INC | PULMO AIDE | 5650D | NEBULIZERS | FOUND |  | D4074905 | 2015-05-27 | 2015-06-15 | B9935 | School Based Health Center | 2014-06-02 | USD |  | Active | UNIVERSITY NEW MEXICO HOSPITAL
89660 | 1329168 | DEVILBISS HEALTH CARE INC | PULMO AIDE | 5650D | NEBULIZERS | FOUND |  | D2530743 | 2015-05-27 | 2015-06-15 | B9935 | School Based Health Center | 2014-06-02 | USD |  | Active | UNIVERSITY NEW MEXICO HOSPITAL
89659 | 1328997 | DEVILBISS HEALTH CARE INC | PULMO AIDE | 5650D | NEBULIZERS | FOUND |  | D2497426 | 2015-05-27 | 2015-06-15 | B9935 | School Based Health Center | 2014-06-02 | USD |  | Active | UNIVERSITY NEW MEXICO HOSPITAL
| 1329006 | DYNATRONICS CORP | D150 PLUS | D150 PLUS | ULTRASOUND THERAPY/NEUROMUSCULAR STIMULATION SYSTEM | FOUND |  | 16217 | 2017-06-16 | 2018-06-15 | 30090 | UNMMG - CENTER FOR LIFE CLINIC | 2014-05-30 | USD |  | Active | UNIVERSITY NEW MEXICO HOSPITAL
89657 | 1328995 | GE HEALTHCARE | SEER LIGHT EXTEND | SEER LIGHT EXTEND | HOLTER MONITORING SYSTEMS | 1089544 |  | E8401F745 | 2014-05-29 | 2014-05-15 | 71030 | HEART STATION | 2014-05-29 | USD | 1784.5 | Active | UNIVERSITY NEW MEXICO HOSPITAL
89408 | 1328804 | GE HEALTHCARE | SEER LIGHT EXTEND | SEER LIGHT EXTEND | HOLTER MONITORING SYSTEMS | 1089544 |  | E8312F729 | 2014-05-29 | 2014-05-15 | 71030 | HEART STATION | 2014-05-29 | USD | 1784.5 | Active | UNIVERSITY NEW MEXICO HOSPITAL
89407 | 1328803 | GE HEALTHCARE | SEER LIGHT EXTEND | SEER LIGHT EXTEND | HOLTER MONITORING SYSTEMS | 1089544 |  | E8312F710 | 2014-05-29 | 2014-05-15 | 71030 | HEART STATION | 2014-05-29 | USD | 1784.5 | Active | UNIVERSITY NEW MEXICO HOSPITAL
89406 | 1328802 | GE HEALTHCARE | SEER LIGHT EXTEND | SEER LIGHT EXTEND | HOLTER MONITORING SYSTEMS | 1089544 |  | E8311F605 | 2014-05-29 | 2014-05-15 | 71030 | HEART STATION | 2014-05-29 | USD | 1784.5 | Active | UNIVERSITY NEW MEXICO HOSPITAL
89405 | 1328801 | GE HEALTHCARE | SEER LIGHT EXTEND | SEER LIGHT EXTEND | HOLTER MONITORING SYSTEMS | 1089544 |  | E8312F703 | 2014-05-29 | 2014-05-15 | 71030 | HEART STATION | 2014-05-29 | USD | 1784.5 | Active | UNIVERSITY NEW MEXICO HOSPITAL
89404 | 1328800 | GE HEALTHCARE | SEER LIGHT EXTEND | SEER LIGHT EXTEND | HOLTER MONITORING SYSTEMS | 1089544 |  | E8311F608 | 2014-05-29 | 2014-05-15 | 71030 | HEART STATION | 2014-05-29 | USD | 1784.5 | Active | UNIVERSITY NEW MEXICO HOSPITAL
62570 | 1329003 | PANTHEON RESEARCH INC | 4C. PRO | 4C. PRO | STIMULATORS | FOUND |  | 10371 | 2016-11-01 | 2017-11-15 | 30090 | UNMMG - CENTER FOR LIFE CLINIC | 2014-05-29 | USD |  | Active | UNIVERSITY NEW MEXICO HOSPITAL
89658 | 1328996 | GE / MARQUETTE ELECTRONICS INC | SEER LIGHT | SEER LIGHT | RECORDERS/ELECTRONIC STORAGE/ELECTROCARDIOGRAPHY | 1089544 |  | P8402343B | 2014-05-29 | 2014-05-15 | 71030 | HEART STATION | 2014-05-29 | USD | 1548 | Active | UNIVERSITY NEW MEXICO HOSPITAL
89656 | 1328807 | GE / MARQUETTE ELECTRONICS INC | SEER LIGHT | SEER LIGHT | RECORDERS/ELECTRONIC STORAGE/ELECTROCARDIOGRAPHY | 1089544 |  | P8402346B | 2014-05-29 | 2014-05-15 | 71030 | HEART STATION | 2014-05-29 | USD | 1548 | Active | UNIVERSITY NEW MEXICO HOSPITAL
89655 | 1328806 | GE / MARQUETTE ELECTRONICS INC | SEER LIGHT | SEER LIGHT | RECORDERS/ELECTRONIC STORAGE/ELECTROCARDIOGRAPHY | 1089544 |  | P8402345B | 2014-05-29 | 2014-05-15 | 71030 | HEART STATION | 2014-05-29 | USD | 1548 | Active | UNIVERSITY NEW MEXICO HOSPITAL
89654 | 1328805 | GE / MARQUETTE ELECTRONICS INC | SEER LIGHT | SEER LIGHT | RECORDERS/ELECTRONIC STORAGE/ELECTROCARDIOGRAPHY | 1089544 |  | P8402348B | 2014-05-29 | 2014-05-15 | 71030 | HEART STATION | 2014-05-29 | USD | 1548 | Active | UNIVERSITY NEW MEXICO HOSPITAL
89638 | 1328993 | EXERGEN CORP | TAT-5000 | TAT-5000 | THERMOMETERS/ ELECTRONIC/ INFRARED | 1092358 |  | A405216 | 2014-05-29 | 2014-05-15 | 12230 | GEN MED/SAC (4-W) | 2014-05-29 | USD | 316 | Active | UNIVERSITY NEW MEXICO HOSPITAL
95238 | 1329005 | PANTHEON RESEARCH INC | 6C. PRO | 6C. PRO | STIMULATORS | FOUND |  | 11201 | 2017-06-29 | 2017-11-15 | 30090 | UNMMG - CENTER FOR LIFE CLINIC | 2014-05-29 | USD |  | Active | UNIVERSITY NEW MEXICO HOSPITAL
| 1329149 | PANTHEON RESEARCH INC | 6C. PRO | 6C. PRO | STIMULATORS | FOUND |  | 6463 | 2017-06-16 | 2018-06-15 | 30090 | UNMMG - CENTER FOR LIFE CLINIC | 2014-05-29 | USD |  | Active | UNIVERSITY NEW MEXICO HOSPITAL
89718 | 1329004 | PANTHEON RESEARCH INC | 6C. PRO | 6C. PRO | STIMULATORS | FOUND |  | 11196 | 2016-11-01 | 2017-11-15 | 30090 | UNMMG - CENTER FOR LIFE CLINIC | 2014-05-29 | USD |  | Active | UNIVERSITY NEW MEXICO HOSPITAL
89636 | 1328991 | GIVEN IMAGING INC | PILLCAM RECORDER | DR-3 | VIDEO SYSTEMS | 1092075-0-CAP |  | 2014-04-DR3-0806495 | 2015-10-21 | 2015-10-15 | 70010 | DIGESTIVE DISEASE PROCEDURES | 2014-05-23 | USD | 6499.21 | Active | UNIVERSITY NEW MEXICO HOSPITAL
89635 | 1328990 | GIVEN IMAGING INC | PILLCAM RECORDER | DR-3 | VIDEO SYSTEMS | 1092075-0-CAP |  | 2014-04-DR3-0806289 | 2015-10-15 | 2015-10-15 | 70010 | DIGESTIVE DISEASE PROCEDURES | 2014-05-23 | USD | 6499.21 | Active | UNIVERSITY NEW MEXICO HOSPITAL
89634 | 1328989 | GIVEN IMAGING INC | PILLCAM RECORDER | DR-3 | VIDEO SYSTEMS | 1092075-0-CAP |  | 2014-04-DR3-0806260 | 2015-10-15 | 2015-10-15 | 70010 | DIGESTIVE DISEASE PROCEDURES | 2014-05-23 | USD | 6499.21 | Active | UNIVERSITY NEW MEXICO HOSPITAL
89633 | 1328988 | GIVEN IMAGING INC | PILLCAM RECORDER | DR-3 | VIDEO SYSTEMS | 1092075-0-CAP |  | 2014-04-DR3-0806496 | 2015-10-21 | 2015-10-15 | 70010 | DIGESTIVE DISEASE PROCEDURES | 2014-05-23 | USD | 6499.21 | Active | UNIVERSITY NEW MEXICO HOSPITAL
89632 | 1328987 | COVIDIEN | CAPNOSTREAM 20 | CAPNOSTREAM 20 | MONITOR/BEDSIDE/RESPIRATION/EXHALED CARBON DIOXIDE | 1092101 |  | B607148633 | 2017-01-25 | 2018-01-15 | 95700 | CLINICAL ENGINEERING | 2014-05-19 | USD | 0 | Active | UNIVERSITY NEW MEXICO HOSPITAL
89631 | 1328986 | COVIDIEN | CAPNOSTREAM 20 | CAPNOSTREAM 20 | MONITOR/BEDSIDE/RESPIRATION/EXHALED CARBON DIOXIDE | 1092101 |  | B606148604 | 2017-01-25 | 2018-01-15 | 95700 | CLINICAL ENGINEERING | 2014-05-19 | USD | 0 | Active | UNIVERSITY NEW MEXICO HOSPITAL
89630 | 1439510 | COVIDIEN | CAPNOSTREAM 20 | CAPNOSTREAM 20 | MONITOR/BEDSIDE/RESPIRATION/EXHALED CARBON DIOXIDE | 1092101 |  | B607148634 | 2017-01-25 | 2018-01-15 | 95700 | CLINICAL ENGINEERING | 2014-05-19 | USD | 0 | Active | UNIVERSITY NEW MEXICO HOSPITAL
89717 | 1329148 | BELMONT INSTRUMENT CORP | HYPERTHERMIA PUMP | 902-00001 | WARMING UNITS/ BLOOD/SOLUTION (FLUID) | 1091423-0-CAP |  | 2014030149HP | 2017-06-28 | 2017-09-15 | 15055 | ANESTHESIA | 2014-05-16 | USD | 34000 | Active | UNIVERSITY NEW MEXICO HOSPITAL
89684 | 1328784 | QUANTEL MEDICAL INC | AVISO | AVISO | SCANNING SYSTEMS/ ULTRASONIC/ OPHTHALMIC | 1086938-0-CAP |  | 1577 | 2016-12-01 | 2017-12-15 | 34620 | OPHTHALMOLOGY OFF SITE CLINIC | 2014-05-16 | USD | 40829 | Active | UNIVERSITY NEW MEXICO HOSPITAL
89629 | 1328984 | DRAEGER MEDICAL INC | D-VAPOR DESFLURANE | D-VAPOR DESFLURANE | ANESTHESIA UNIT VAPORIZERS | Repair Exchg |  | ARWE-0451 | 2017-01-06 | 2018-01-15 | 15055 | ANESTHESIA | 2014-05-16 | USD |  | Active | UNIVERSITY NEW MEXICO HOSPITAL
89692 | 1329035 | 3M HEALTH CARE | BAIR PAWS | 875 | WARMING UNITS/ PATIENT/ FORCED-AIR | 1083278 |  | 46974 | 2017-05-01 | 2017-11-15 | 15510 | OSIS PACU | 2014-05-15 | USD | 0 | Active | UNIVERSITY NEW MEXICO HOSPITAL
89695 | 1329139 | 3M HEALTH CARE | BAIR PAWS | 875 | WARMING UNITS/ PATIENT/ FORCED-AIR | 1083278 |  | 47242 | 2017-05-01 | 2017-11-15 | 15510 | OSIS PACU | 2014-05-15 | USD | 0 | Active | UNIVERSITY NEW MEXICO HOSPITAL
89683 | 1328792 | 3M HEALTH CARE | BAIR PAWS | 875 | WARMING UNITS/ PATIENT/ FORCED-AIR | 1083278 |  | 47235 | 2017-05-01 | 2017-11-15 | 15510 | OSIS PACU | 2014-05-15 | USD | 0 | Active | UNIVERSITY NEW MEXICO HOSPITAL
89686 | 1329029 | 3M HEALTH CARE | BAIR PAWS | 875 | WARMING UNITS/ PATIENT/ FORCED-AIR | 1083278 |  | 47222 | 2017-05-01 | 2017-11-15 | 15510 | OSIS PACU | 2014-05-15 | USD | 0 | Active | UNIVERSITY NEW MEXICO HOSPITAL
89689 | 1329032 | 3M HEALTH CARE | BAIR PAWS | 875 | WARMING UNITS/ PATIENT/ FORCED-AIR | 1083278 |  | 47239 | 2017-05-01 | 2017-11-15 | 15510 | OSIS PACU | 2014-05-15 | USD | 0 | Active | UNIVERSITY NEW MEXICO HOSPITAL
89693 | 1329036 | 3M HEALTH CARE | BAIR PAWS | 875 | WARMING UNITS/ PATIENT/ FORCED-AIR | 1083278 |  | 47223 | 2017-05-01 | 2017-11-15 | 15510 | OSIS PACU | 2014-05-15 | USD | 0 | Active | UNIVERSITY NEW MEXICO HOSPITAL
89687 | 1329030 | 3M HEALTH CARE | BAIR PAWS | 875 | WARMING UNITS/ PATIENT/ FORCED-AIR | 1083278 |  | 47227 | 2017-05-01 | 2017-11-15 | 15510 | OSIS PACU | 2014-05-15 | USD | 0 | Active | UNIVERSITY NEW MEXICO HOSPITAL
89685 | 1328793 | 3M HEALTH CARE | BAIR PAWS | 875 | WARMING UNITS/ PATIENT/ FORCED-AIR | 1083278 |  | 47226 | 2017-05-01 | 2017-11-15 | 15510 | OSIS PACU | 2014-05-15 | USD | 0 | Active | UNIVERSITY NEW MEXICO HOSPITAL
89688 | 1329031 | 3M HEALTH CARE | BAIR PAWS | 875 | WARMING UNITS/ PATIENT/ FORCED-AIR | 1083278 |  | 47243 | 2017-05-01 | 2017-11-15 | 15510 | OSIS PACU | 2014-05-15 | USD | 0 | Active | UNIVERSITY NEW MEXICO HOSPITAL
89690 | 1329033 | 3M HEALTH CARE | BAIR PAWS | 875 | WARMING UNITS/ PATIENT/ FORCED-AIR | 1083278 |  | 46957 | 2017-05-01 | 2017-11-15 | 15510 | OSIS PACU | 2014-05-15 | USD | 0 | Active | UNIVERSITY NEW MEXICO HOSPITAL
89699 | 1329143 | 3M HEALTH CARE | BAIR PAWS | 875 | WARMING UNITS/ PATIENT/ FORCED-AIR | 1083278 |  | 46960 | 2017-05-01 | 2017-11-15 | 15510 | OSIS PACU | 2014-05-15 | USD | 0 | Active | UNIVERSITY NEW MEXICO HOSPITAL
89697 | 1329141 | 3M HEALTH CARE | BAIR PAWS | 875 | WARMING UNITS/ PATIENT/ FORCED-AIR | 1083278 |  | 47231 | 2017-05-01 | 2017-11-15 | 15510 | OSIS PACU | 2014-05-15 | USD | 0 | Active | UNIVERSITY NEW MEXICO HOSPITAL
89694 | 1329037 | 3M HEALTH CARE | BAIR PAWS | 875 | WARMING UNITS/ PATIENT/ FORCED-AIR | 1083278 |  | 47214 | 2017-05-01 | 2017-11-15 | 15510 | OSIS PACU | 2014-05-15 | USD | 0 | Active | UNIVERSITY NEW MEXICO HOSPITAL
89698 | 1329142 | 3M HEALTH CARE | BAIR PAWS | 875 | WARMING UNITS/ PATIENT/ FORCED-AIR | 1083278 |  | 47230 | 2017-05-01 | 2017-11-15 | 15510 | OSIS PACU | 2014-05-15 | USD | 0 | Active | UNIVERSITY NEW MEXICO HOSPITAL
89691 | 1329034 | 3M HEALTH CARE | BAIR PAWS | 875 | WARMING UNITS/ PATIENT/ FORCED-AIR | 1083278 |  | 47234 | 2017-05-01 | 2017-11-15 | 15510 | OSIS PACU | 2014-05-15 | USD | 0 | Active | UNIVERSITY NEW MEXICO HOSPITAL
89700 | 1329144 | 3M HEALTH CARE | BAIR PAWS | 875 | WARMING UNITS/ PATIENT/ FORCED-AIR | 1083278 |  | 46961 | 2017-05-01 | 2017-11-15 | 15510 | OSIS PACU | 2014-05-15 | USD | 0 | Active | UNIVERSITY NEW MEXICO HOSPITAL
89705 | 1328795 | 3M HEALTH CARE | BAIR PAWS | 875 | WARMING UNITS/ PATIENT/ FORCED-AIR | 1083278 |  | 47238 | 2017-05-01 | 2017-11-15 | 15510 | OSIS PACU | 2014-05-15 | USD | 0 | Active | UNIVERSITY NEW MEXICO HOSPITAL
89701 | 1329145 | 3M HEALTH CARE | BAIR PAWS | 875 | WARMING UNITS/ PATIENT/ FORCED-AIR | 1083278 |  | 46978 | 2017-05-01 | 2017-11-15 | 15510 | OSIS PACU | 2014-05-15 | USD | 0 | Active | UNIVERSITY NEW MEXICO HOSPITAL
89703 | 1329147 | 3M HEALTH CARE | BAIR PAWS | 875 | WARMING UNITS/ PATIENT/ FORCED-AIR | 1083278 |  | 46970 | 2017-05-01 | 2017-11-15 | 15510 | OSIS PACU | 2014-05-15 | USD | 0 | Active | UNIVERSITY NEW MEXICO HOSPITAL
89696 | 1329140 | 3M HEALTH CARE | BAIR PAWS | 875 | WARMING UNITS/ PATIENT/ FORCED-AIR | 1083278 |  | 46956 | 2017-05-01 | 2017-11-15 | 15510 | OSIS PACU | 2014-05-15 | USD | 0 | Active | UNIVERSITY NEW MEXICO HOSPITAL
89702 | 1329146 | 3M HEALTH CARE | BAIR PAWS | 875 | WARMING UNITS/ PATIENT/ FORCED-AIR | 1083278 |  | 46965 | 2017-05-01 | 2017-11-15 | 15510 | OSIS PACU | 2014-05-15 | USD | 0 | Active | UNIVERSITY NEW MEXICO HOSPITAL
89704 | 1328794 | 3M HEALTH CARE | BAIR PAWS | 875 | WARMING UNITS/ PATIENT/ FORCED-AIR | 1083278 |  | 46964 | 2017-05-01 | 2017-11-15 | 15510 | OSIS PACU | 2014-05-15 | USD | 0 | Active | UNIVERSITY NEW MEXICO HOSPITAL
89628 | 1328983 | SMITH & NEPHEW DYONICS INC DIV SMITH & NEPHEW PLC | DYONICS | DYONICS | ARTHROSCOPIC SHAVER SYSTEMS | REPL ACN 83972 |  | AAX2066 | 2017-05-31 | 2018-05-15 | 15500 | OSIS OPERATING ROOM | 2014-05-14 | USD |  | Active | UNIVERSITY NEW MEXICO HOSPITAL
89621 | 1328976 | ARTHREX INC | NUBOOM ULTRA M4 | ULTRA M4 | EQUIPMENT BOOM ARMS | 1073751-0-CAP |  | R1522-02-01 S0642-02-01 |  | 2015-05-15 | 15000 | OPERATING ROOM | 2014-05-14 | USD | 175309 | Active | UNIVERSITY NEW MEXICO HOSPITAL
89625 | 1328980 | NATIONAL DISPLAY SYSTEMS | RADIANCE | RADIANCE | MONITORS/ VIDEO | 1073751-0-CAP |  | UNK | 2014-05-14 | 2014-05-15 | 15000 | OPERATING ROOM | 2014-05-14 | USD |  | Active | UNIVERSITY NEW MEXICO HOSPITAL
89627 | 1328982 | STILLE SONESTA USA | IMAGIQ2 | IMAGIQ2 | TABLES/ IMAGING | 1073751-0-CAP |  | 170313062 | 2017-06-06 | 2017-12-15 | 15000 | OPERATING ROOM | 2014-05-14 | USD | 47879.1 | Active | UNIVERSITY NEW MEXICO HOSPITAL
89624 | 1328979 | NATIONAL DISPLAY SYSTEMS | RADIANCE | RADIANCE | MONITORS/ VIDEO | 1073751-0-CAP |  | UNK | 2014-05-14 | 2014-05-15 | 15000 | OPERATING ROOM | 2014-05-14 | USD |  | Active | UNIVERSITY NEW MEXICO HOSPITAL
89626 | 1328981 | IMAGE DIAGNOSTICS INC | 100UC | 100UC | TABLES/ IMAGING | 1073751-0-CAP |  | 1852 | 2017-06-06 | 2017-12-15 | 15000 | OPERATING ROOM | 2014-05-14 | USD | 43535 | Active | UNIVERSITY NEW MEXICO HOSPITAL
89623 | 1328978 | NATIONAL DISPLAY SYSTEMS | RADIANCE | RADIANCE | MONITORS/ VIDEO | 1073751-0-CAP |  | UNK | 2014-05-14 | 2014-05-15 | 15000 | OPERATING ROOM | 2014-05-14 | USD |  | Active | UNIVERSITY NEW MEXICO HOSPITAL
89622 | 1328977 | NATIONAL DISPLAY SYSTEMS | RADIANCE | RADIANCE | MONITORS/ VIDEO | 1073751-0-CAP |  | UNK | 2014-05-14 | 2014-05-15 | 15000 | OPERATING ROOM | 2014-05-14 | USD |  | Active | UNIVERSITY NEW MEXICO HOSPITAL
89677 | 1328785 | SKYTRON LLC | HERCULES | HERCULES | TABLES/ OPERATING | 1088300-0-CAP |  | SUN-20137-0260 | 2017-05-01 | 2017-11-15 | 15500 | OSIS OPERATING ROOM | 2014-05-14 | USD | 40807.29 | Active | UNIVERSITY NEW MEXICO HOSPITAL
82915 | 1162184 | SKYTRON LLC | HERCULES | HERCULES | TABLES/ OPERATING | 1088300-0-CAP |  | SUN-20137-0269 | 2016-11-30 | 2017-05-15 | 15500 | OSIS OPERATING ROOM | 2014-05-14 | USD | 40807.29 | Active | UNIVERSITY NEW MEXICO HOSPITAL
82914 | 1162183 | SKYTRON LLC | HERCULES | HERCULES | TABLES/ OPERATING | 1088300-0-CAP |  | SUN-20136-0249 | 2016-11-29 | 2017-05-15 | 15500 | OSIS OPERATING ROOM | 2014-05-14 | USD | 40807.29 | Active | UNIVERSITY NEW MEXICO HOSPITAL
82913 | 1162182 | SKYTRON LLC | HERCULES | HERCULES | TABLES/ OPERATING | 1088300-0-CAP |  | SUN-20136-0248 | 2017-05-11 | 2017-11-15 | 15500 | OSIS OPERATING ROOM | 2014-05-14 | USD | 40807.29 | Active | UNIVERSITY NEW MEXICO HOSPITAL
82912 | 1162181 | SKYTRON LLC | HERCULES | HERCULES | TABLES/ OPERATING | 1088300-0-CAP |  | SUN-20137-0261 | 2017-05-01 | 2017-11-15 | 15500 | OSIS OPERATING ROOM | 2014-05-14 | USD | 40807.29 | Active | UNIVERSITY NEW MEXICO HOSPITAL
89678 | 1328786 | SKYTRON LLC | HERCULES | HERCULES | TABLES/ OPERATING | 1088300-0-CAP |  | SUN-20137-0257 | 2017-05-19 | 2017-11-15 | 15500 | OSIS OPERATING ROOM | 2014-05-14 | USD | 40807.29 | Active | UNIVERSITY NEW MEXICO HOSPITAL
89676 | 1328788 | HAAG-STREIT CO | LENSTAR | LS-900 | SCANNING SYSTEMS/ LASER/ OPTICAL TOMOGRAPHY | 1081380-0-CAP |  | 02752 | 2016-12-01 | 2017-12-15 | 34610 | OPHTHALMOLOGY ON SITE CLINIC | 2014-05-14 | USD | 33000 | Active | UNIVERSITY NEW MEXICO HOSPITAL
89620 | 1328975 | EXERGEN CORP | TAT-5000 | TAT-5000 | THERMOMETERS/ ELECTRONIC/ INFRARED | REPL ACN 82813 |  | A399526 | 2014-05-13 | 2014-05-15 | 12320 | GENERAL MEDICINE (5-W) | 2014-05-13 | USD | 0 | Active | UNIVERSITY NEW MEXICO HOSPITAL
89673 | 1329026 | INSTROMEDIX INC | KING OF HEARTS EXPRESS AF | LR080A-02 | RECORDERS/ ELECTRONIC STORAGE/ DATA | 1088848 |  | 2201485 | 2014-05-08 | 2014-05-15 | 71030 | HEART STATION | 2014-05-08 | USD | 838.5 | Active | UNIVERSITY NEW MEXICO HOSPITAL
89670 | 1329023 | INSTROMEDIX INC | KING OF HEARTS EXPRESS AF | LR080A-02 | RECORDERS/ ELECTRONIC STORAGE/ DATA | 1088848 |  | 2201480 | 2014-05-08 | 2014-05-15 | 71030 | HEART STATION | 2014-05-08 | USD | 838.5 | Active | UNIVERSITY NEW MEXICO HOSPITAL
89667 | 1329020 | INSTROMEDIX INC | KING OF HEARTS EXPRESS AF | LR080A-02 | RECORDERS/ ELECTRONIC STORAGE/ DATA | 1088848 |  | 2201481 | 2014-05-08 | 2014-05-15 | 71030 | HEART STATION | 2014-05-08 | USD | 838.5 | Active | UNIVERSITY NEW MEXICO HOSPITAL
89666 | 1329076 | INSTROMEDIX INC | KING OF HEARTS EXPRESS AF | LR080A-02 | RECORDERS/ ELECTRONIC STORAGE/ DATA | 1088848 |  | 2201489 | 2014-05-08 | 2014-05-15 | 71030 | HEART STATION | 2014-05-08 | USD | 838.5 | Active | UNIVERSITY NEW MEXICO HOSPITAL
89674 | 1329027 | INSTROMEDIX INC | KING OF HEARTS EXPRESS AF | LR080A-02 | RECORDERS/ ELECTRONIC STORAGE/ DATA | 1088848 |  | 2201487 | 2014-05-08 | 2014-05-15 | 71030 | HEART STATION | 2014-05-08 | USD | 838.5 | Active | UNIVERSITY NEW MEXICO HOSPITAL
89671 | 1328899 - VERIFY | INSTROMEDIX INC | KING OF HEARTS EXPRESS AF | LR080A-02 | RECORDERS/ ELECTRONIC STORAGE/ DATA | 1088848 |  | 79225 | 2014-05-08 | 2014-05-15 | 95700 | CLINICAL ENGINEERING | 2014-05-08 | USD | 838.5 | Active | UNIVERSITY NEW MEXICO HOSPITAL
89669 | 1329022 | INSTROMEDIX INC | KING OF HEARTS EXPRESS AF | LR080A-02 | RECORDERS/ ELECTRONIC STORAGE/ DATA | 1088848 |  | 2201482 | 2014-05-08 | 2014-05-15 | 71030 | HEART STATION | 2014-05-08 | USD | 838.5 | Active | UNIVERSITY NEW MEXICO HOSPITAL
89668 | 1329021 | INSTROMEDIX INC | KING OF HEARTS EXPRESS AF | LR080A-02 | RECORDERS/ ELECTRONIC STORAGE/ DATA | 1088848 |  | 2201490 | 2014-05-08 | 2014-05-15 | 71030 | HEART STATION | 2014-05-08 | USD | 838.5 | Active | UNIVERSITY NEW MEXICO HOSPITAL
89675 | 1329028 | INSTROMEDIX INC | KING OF HEARTS EXPRESS AF | LR080A-02 | RECORDERS/ ELECTRONIC STORAGE/ DATA | 1088848 |  | 2201488 | 2014-05-08 | 2014-05-15 | 71030 | HEART STATION | 2014-05-08 | USD | 838.5 | Active | UNIVERSITY NEW MEXICO HOSPITAL
89672 | 1329025 | INSTROMEDIX INC | KING OF HEARTS EXPRESS AF | LR080A-02 | RECORDERS/ ELECTRONIC STORAGE/ DATA | 1088848 |  | 2201483 | 2014-05-08 | 2014-05-15 | 71030 | HEART STATION | 2014-05-08 | USD | 838.5 | Active | UNIVERSITY NEW MEXICO HOSPITAL
89665 | 1329019 | CYBEX INTERNATIONAL INC | 770C | 770C | EXERCISERS/ BICYCLE | 2000476 |  | J0102-770C025N |  | 2014-05-15 | 30030 | CTH OUTPATIENT CLINIC | 2014-05-06 | USD | 3088.39 | Active | UNIVERSITY NEW MEXICO HOSPITAL
89664 | 1329018 | RESTORATIVE THERAPIES INC | RT300-SL | RT300-SL | ERGOMETERS | 2000458-0-CAP |  | A000-527-06-13491089 | 2014-05-06 | 2014-05-15 | 12480 | CTH REHAB-ORTHO UNIT | 2014-05-06 | USD | 39000 | Active | UNIVERSITY NEW MEXICO HOSPITAL
89663 | 1329075 | NICOLET VASCULAR INC | ELITE 100 | ELITE 100 | BLOOD-FLOW DETECTORS/ ULTRASONIC | 1089437 |  | EAO0629 | 2014-05-02 | 2014-05-15 | 12340 | SURGICAL SPECIALITY UNIT (4-S) | 2014-05-02 | USD | 408 | Active | UNIVERSITY NEW MEXICO HOSPITAL
89662 | 1329074 | MEDELA INC | SYMPHONY | SYMPHONY | PUMPS/ BREAST | 2000488 |  | 1418253 | 2016-10-01 | 2017-10-15 | 12520 | MOTHER & BABY UNIT (3-E) BBRP | 2014-05-01 | USD | 1220.45 | Reactivated | UNIVERSITY NEW MEXICO HOSPITAL
79086 | 1084468 | KAYPENTAX DIV PENTAX MEDICAL CO | DVSS (7245C) | DVSS (7245C) | COMPUTERS | 538047 |  | 36453-12 | 2014-04-25 | 2014-04-15 | 76020 | SPEECH/LANGUAGE PATHOLOGY | 2014-04-25 | USD | 0 | Active | UNIVERSITY NEW MEXICO HOSPITAL
89529 | 1329066 | ACCUVEIN LLC | AV400 | AV400 | TRANSILLUMINATORS | 2000440 |  | AV13250019 | 2014-04-24 | 2014-04-15 | 30030 | CTH OUTPATIENT CLINIC | 2014-04-24 | USD | 4474.87 | Active | UNIVERSITY NEW MEXICO HOSPITAL
89640 | 1328998 | SCALE-TRONIX INC | 4802 | 4802 | SCALES/ INFANT | 2000515 |  | 4802-22560 | 2017-04-26 | 2018-04-15 | 12410 | PEDIATRIC SPECIALTY CARE | 2014-04-22 | USD | 2590 | Active | UNIVERSITY NEW MEXICO HOSPITAL
89528 | 1329062 | EXERGEN CORP | TAT-5000-RS232 | TAT-5000-RS232 | THERMOMETERS/ ELECTRONIC/ INFRARED | REPL ACN 83665 |  | N/A | 2014-04-22 | 2014-04-15 | 12000 | LABOR AND DELIVERY | 2014-04-22 | USD | 0 | Active | UNIVERSITY NEW MEXICO HOSPITAL
89101 | 1329498 | GE HEALTHCARE | CIC PRO | CIC PRO | MONITORS/ CENTRAL STATION | 1048816-0-CAP |  | SDY13225655GA | 2017-07-19 | 2018-07-15 | 21010 | ED FAST TRACK | 2014-04-21 | USD | 24656.4 | Active | UNIVERSITY NEW MEXICO HOSPITAL
89414 | 1328971 | POWERCOM | SMK-600A | SMK-600A | POWER SYSTEMS/ UNINTERRUPTIBLE | 1048816-0-CAP |  | 40082731211 | 2017-01-31 | 2018-01-15 | 21010 | ED FAST TRACK | 2014-04-21 | USD | 770 | Active | UNIVERSITY NEW MEXICO HOSPITAL
84595 | 1329239 | GE HEALTHCARE | 9900 ELITE | 531027 | RADIOGRAPHIC/FLUOROSCOPIC UNITS/ MOBILE | 1073751-0-CAP |  | E2-7714-MH | 2017-04-28 | 2018-04-15 | 15000 | OPERATING ROOM | 2014-04-21 | USD | 272708 | Active | UNIVERSITY NEW MEXICO HOSPITAL
89413 | 1328970 | GE HEALTHCARE | PRN 50-M | 418331-002 | RECORDERS | 1048816-0-CAP |  | RPV13141654GA | 2014-04-21 | 2014-04-15 | 21010 | ED FAST TRACK | 2014-04-21 | USD | 1624 | Active | UNIVERSITY NEW MEXICO HOSPITAL
89276 | 1328613 | KARL STORZ ENDOSCOPY-AMERICA INC | HOPKINS II | HOPKINS II | ENDOSCOPIC TELESCOPES | 1083473 |  | 1000E4 | 2014-04-18 | 2014-04-15 | 15005 | OPERATING ROOM - BBRP | 2014-04-18 | USD | 2985.37 | Active | UNIVERSITY NEW MEXICO HOSPITAL
89274 | 1328611 | KARL STORZ ENDOSCOPY-AMERICA INC | HOPKINS II | HOPKINS II | ENDOSCOPIC TELESCOPES | 1083473 |  | 120723 | 2014-04-18 | 2014-04-15 | 15005 | OPERATING ROOM - BBRP | 2014-04-18 | USD | 4314.68 | Active | UNIVERSITY NEW MEXICO HOSPITAL
89275 | 1328612 | KARL STORZ ENDOSCOPY-AMERICA INC | HOPKINS II | HOPKINS II | ENDOSCOPIC TELESCOPES | 1083473 |  | 12003M | 2014-04-18 | 2014-04-15 | 15005 | OPERATING ROOM - BBRP | 2014-04-18 | USD | 4314.68 | Active | UNIVERSITY NEW MEXICO HOSPITAL
89526 | 1329060 | INSTRUMENTATION LABORATORY CO | GEM PREMIER 4000 | GEM PREMIER 4000 | ANALYZERS/ LABORATORY/ HEMATOLOGY | 1088003 |  | 14027328 | 2014-04-18 | 2014-04-15 | 90030 | LAB - ADMIN | 2014-04-18 | USD | 0 | Active | UNIVERSITY NEW MEXICO HOSPITAL
89525 | 1329059 | INSTRUMENTATION LABORATORY CO | GEM PREMIER 4000 | GEM PREMIER 4000 | ANALYZERS/ LABORATORY/ HEMATOLOGY | 1088003 |  | 14027327 | 2014-04-18 | 2014-04-15 | 90030 | LAB - ADMIN | 2014-04-18 | USD | 0 | Active | UNIVERSITY NEW MEXICO HOSPITAL
89524 | 1329058 | INSTRUMENTATION LABORATORY CO | GEM PREMIER 4000 | GEM PREMIER 4000 | ANALYZERS/ LABORATORY/ HEMATOLOGY | 1088003 |  | 14027330 | 2014-04-18 | 2014-04-15 | 70050 | ECMO | 2014-04-18 | USD | 0 | Active | UNIVERSITY NEW MEXICO HOSPITAL
89523 | 1329057 | INSTRUMENTATION LABORATORY CO | GEM PREMIER 4000 | GEM PREMIER 4000 | ANALYZERS/ LABORATORY/ HEMATOLOGY | 1088003 |  | 14027335 | 2014-04-18 | 2014-04-15 | 90030 | LAB - ADMIN | 2014-04-18 | USD | 0 | Active | UNIVERSITY NEW MEXICO HOSPITAL
89522 | 1329056 | INSTRUMENTATION LABORATORY CO | GEM PREMIER 4000 | GEM PREMIER 4000 | ANALYZERS/ LABORATORY/ HEMATOLOGY | 1088003 |  | 14027332 | 2014-04-18 | 2014-04-15 | 90030 | LAB - ADMIN | 2014-04-18 | USD | 0 | Active | UNIVERSITY NEW MEXICO HOSPITAL
89521 | 1329055 | INSTRUMENTATION LABORATORY CO | GEM PREMIER 4000 | GEM PREMIER 4000 | ANALYZERS/ LABORATORY/ HEMATOLOGY | 1088003 |  | 14027331 | 2014-04-18 | 2014-04-15 | 90030 | LAB - ADMIN | 2014-04-18 | USD | 0 | Active | UNIVERSITY NEW MEXICO HOSPITAL
84593 | 1329247 | ALOKA CO LTD | PROSOUND ALPHA 10 | 555399 | SCANNING SYSTEMS/ ULTRASONIC | 1036602-O-CAP |  | 202K3578 | 2014-10-27 | 2015-10-15 | 70020 | ENDOSCOPY CENTER | 2014-04-08 | USD | 170247.6 | Active | UNIVERSITY NEW MEXICO HOSPITAL
| 1329136 | PHILIPS HEALTHCARE | Inspiration | 626 | NEBULIZERS/ NONHEATED | FOUND |  | BU50534493 | 2016-11-01 | 2017-11-15 | 30090 | UNMMG - CENTER FOR LIFE CLINIC | 2014-04-04 | USD |  | Active | UNIVERSITY NEW MEXICO HOSPITAL
| 1142508 | THE BREWER CO | 4000 BASIC | 4000 | TABLES/ EXAMINATION/TREATMENT | FOUND |  | BT003890 | 2014-03-31 | 2014-04-15 | 34035 | UNMMG - REPRODUCTIVE HEALTH | 2014-04-04 | USD |  | Active | UNIVERSITY NEW MEXICO HOSPITAL
| 1329138 | MARKNEW PRODUCTS LLC | MP-3000S | MP-3000S | LIGHTS/ INFRARED | FOUND |  | N/A | 2014-04-04 | 2014-04-15 | 30090 | UNMMG - CENTER FOR LIFE CLINIC | 2014-04-04 | USD |  | Active | UNIVERSITY NEW MEXICO HOSPITAL
| 1142509 | THE BREWER CO | 4000 BASIC | 4000 | TABLES/ EXAMINATION/TREATMENT | FOUND |  | BT003895 | 2014-03-31 | 2014-04-15 | 34035 | UNMMG - REPRODUCTIVE HEALTH | 2014-04-04 | USD |  | Active | UNIVERSITY NEW MEXICO HOSPITAL
| 1329137 | MARKNEW PRODUCTS LLC | MP-3000S | MP-3000S | LIGHTS/ INFRARED | FOUND |  | KM-120320048 | 2014-04-04 | 2014-04-15 | 30090 | UNMMG - CENTER FOR LIFE CLINIC | 2014-04-04 | USD |  | Active | UNIVERSITY NEW MEXICO HOSPITAL
| 1329125 | HERITAGE MEDICAL PRODUCTS | 2000 SERIES | 2000 SERIES | TABLES/ EXAMINATION/TREATMENT | FOUND |  | 678479 | 2014-04-04 | 2015-04-15 |  | UNMMG - WEST SIDE CARDIOLOGY | 2014-04-04 | USD |  | Active | UNIVERSITY NEW MEXICO HOSPITAL
| 1329072 | HILL LABORATORIES CO | AIR-FLEX | AIR-FLEX | TABLES/ EXAMINATION/TREATMENT | FOUND |  | HA100047 | 2014-04-04 | 2014-04-15 | 30090 | UNMMG - CENTER FOR LIFE CLINIC | 2014-04-04 | USD |  | Active | UNIVERSITY NEW MEXICO HOSPITAL
89385 | 1329135 | SSCOR INC | 2314B | 2314B | ASPIRATORS | FOUND |  | M11140 | 2016-11-30 | 2017-11-15 | 30090 | UNMMG - CENTER FOR LIFE CLINIC | 2014-04-04 | USD |  | Active | UNIVERSITY NEW MEXICO HOSPITAL
| 1329134 | HILL LABORATORIES CO | AIR-FLEX | AIR-FLEX | TABLES/ EXAMINATION/TREATMENT | FOUND |  | AH100048 | 2014-04-04 | 2014-04-15 | 30090 | UNMMG - CENTER FOR LIFE CLINIC | 2014-04-04 | USD |  | Active | UNIVERSITY NEW MEXICO HOSPITAL
| 1329132 | DYNATRONICS CORP | D705 | D705 | ULTRASOUND THERAPY SYSTEMS/ PHYSICAL THERAPY | FOUND |  | 751803 | 2016-11-01 | 2017-11-15 | 30090 | UNMMG - CENTER FOR LIFE CLINIC | 2014-04-04 | USD |  | Active | UNIVERSITY NEW MEXICO HOSPITAL
| 1328940 | BERKELEY BIO-ENGINEERING | SV-10 | SV-10 | ASPIRATORS | FOUND |  | 7095 | 2017-04-12 | 2018-04-15 | 34035 | UNMMG - REPRODUCTIVE HEALTH | 2014-04-04 | USD |  | Active | UNIVERSITY NEW MEXICO HOSPITAL
| 1329077 | HELIO MEDICAL SUPPLIES INC | FIRARD-IIP | FIRARD-IIP | WARMING UNITS/ PATIENT/ RADIANT/ INFANT | FOUND |  | 603851 | 2016-11-01 | 2016-11-15 | 30090 | UNMMG - CENTER FOR LIFE CLINIC | 2014-04-04 | USD |  | Active | UNIVERSITY NEW MEXICO HOSPITAL
| 1328941 | BERKELEY BIO-ENGINEERING | SV-10 | SV-10 | ASPIRATORS | FOUND |  | 7121 | 2017-04-14 | 2018-04-15 | 34035 | UNMMG - REPRODUCTIVE HEALTH | 2014-04-04 | USD |  | Active | UNIVERSITY NEW MEXICO HOSPITAL
89517 | 1329051 | GE HEALTHCARE | DASH PORT 2 | DASH PORT 2 | MODULES/ DATA/ TRANSFER |  |  | SE511138451GA | 2014-04-04 | 2014-04-15 | 15040 | PACU (RECOVERY ROOM 1) | 2014-04-04 | USD | 750 | Active | UNIVERSITY NEW MEXICO HOSPITAL
68609 | 1142514 | GE Healthcare USA | Pro 400 V2 | Pro 400 V2 | MONITORING SYSTEMS/ PHYSIOLOGIC/ ACUTE CARE | FOUND |  | AAX07350030SA | 2017-04-28 | 2018-04-15 | 34035 | UNMMG - REPRODUCTIVE HEALTH | 2014-04-04 | USD |  | Active | UNIVERSITY NEW MEXICO HOSPITAL
89518 | 1329052 | GE HEALTHCARE | DASH PORT 2 | DASH PORT 2 | MODULES/ DATA/ TRANSFER |  |  | SE511138458GA | 2014-04-04 | 2014-04-15 | 95700 | CLINICAL ENGINEERING | 2014-04-04 | USD | 750 | Active | UNIVERSITY NEW MEXICO HOSPITAL
| 1328938 | WELCH ALLYN INC | VSM 6400 | 64NTXX | MONITORS/ PHYSIOLOGIC/ VITAL SIGNS | FOUND |  | 103005210214 | 2017-04-10 | 2018-04-15 | 34035 | UNMMG - REPRODUCTIVE HEALTH | 2014-04-04 | USD |  | Active | UNIVERSITY NEW MEXICO HOSPITAL
89519 | 1329053 | GE HEALTHCARE | DASH PORT 2 | DASH PORT 2 | MODULES/ DATA/ TRANSFER |  |  | SE511128367GA | 2014-04-04 | 2014-04-15 | 95700 | CLINICAL ENGINEERING | 2014-04-04 | USD | 750 | Active | UNIVERSITY NEW MEXICO HOSPITAL
| 1328942 | WELCH ALLYN INC | VSM 6400 | 64NTXX | MONITORS/ PHYSIOLOGIC/ VITAL SIGNS | FOUND |  | 103005200214 | 2017-04-10 | 2018-04-15 | 34035 | UNMMG - REPRODUCTIVE HEALTH | 2014-04-04 | USD |  | Active | UNIVERSITY NEW MEXICO HOSPITAL
| 1142507 | MIDMARK CORP | 630 (630-003) | 630 (630-003) | CHAIRS/ EXAMINATION/ TREATMENT | FOUND |  | V412974 | 2014-03-31 | 2014-04-15 | 34035 | UNMMG - REPRODUCTIVE HEALTH | 2014-04-04 | USD |  | Active | UNIVERSITY NEW MEXICO HOSPITAL
| 1329112 | GE HEALTHCARE | CASE T2100 | CASE T2100 | TREADMILLS | FOUND |  | SJV14082266SA | 2017-04-10 | 2018-04-15 |  | UNMMG - WEST SIDE CARDIOLOGY | 2014-04-04 | USD |  | Active | UNIVERSITY NEW MEXICO HOSPITAL
| 1142510 | MIDMARK CORP | 630 (630-003) | 630 (630-003) | CHAIRS/ EXAMINATION/ TREATMENT | FOUND |  | V433547 | 2014-03-31 | 2014-04-15 | 34035 | UNMMG - REPRODUCTIVE HEALTH | 2014-04-04 | USD |  | Active | UNIVERSITY NEW MEXICO HOSPITAL
101700 | 1329124 | GE HEALTHCARE | CASE T2100 | CASE T2100 | TREADMILLS | FOUND |  | SS1121 | 2017-04-01 | 2018-04-15 |  | UNMMG - WEST SIDE CARDIOLOGY | 2014-04-04 | USD |  | Active | UNIVERSITY NEW MEXICO HOSPITAL
| 1329068 | GE HEALTHCARE | SEER LIGHT CONTROLLER | SEER LIGHT CONTROLLE | HOLTER MONITORING SYSTEMS | FOUND |  | F91061563 | 2014-04-04 | 2014-04-15 |  | UNMMG - WEST SIDE CARDIOLOGY | 2014-04-04 | USD |  | Active | UNIVERSITY NEW MEXICO HOSPITAL
| 1328950 | MIDMARK CORP | RITTER 222 | 222-016 | TABLES/ EXAMINATION/TREATMENT | FOUND |  | V1476112 | 2014-03-31 | 2014-04-15 | 34035 | UNMMG - REPRODUCTIVE HEALTH | 2014-04-04 | USD |  | Active | UNIVERSITY NEW MEXICO HOSPITAL
| 1329120 | GE HEALTHCARE | SEER LIGHT EXTEND | SEER LIGHT EXTEND | HOLTER MONITORING SYSTEMS | FOUND |  | E81059930 | 2014-04-04 | 2014-04-15 |  | UNMMG - WEST SIDE CARDIOLOGY | 2014-04-04 | USD |  | Active | UNIVERSITY NEW MEXICO HOSPITAL
| 1329073 | MIDMARK CORP | RITTER 404 | RITTER 404 | TABLES/ EXAMINATION/TREATMENT | FOUND |  | N/A | 2014-04-04 | 2014-04-15 | 30090 | UNMMG - CENTER FOR LIFE CLINIC | 2014-04-04 | USD |  | Active | UNIVERSITY NEW MEXICO HOSPITAL
84938 | 1199331 | UNICO | M250 | M250 | MICROSCOPES | FOUND |  | 1294090 | 2017-04-12 | 2018-04-15 | 34035 | UNMMG - REPRODUCTIVE HEALTH | 2014-04-04 | USD |  | Active | UNIVERSITY NEW MEXICO HOSPITAL
68610 | 1142512 | ALLIED HEALTHCARE PRODUCTS INC | SCHUCO-VAC (S130P) | SCHUCO-VAC (S130P) | ASPIRATORS | FOUND |  | 030700033338 | 2017-04-14 | 2018-04-15 | 34035 | UNMMG - REPRODUCTIVE HEALTH | 2014-04-04 | USD |  | Active | UNIVERSITY NEW MEXICO HOSPITAL
| 1328960 | WELCH ALLYN INC | SPOT VITAL SIGNS LXI (45ME0-E1) | SPOT VITAL SIGNS LXI | MONITORING SYSTEMS/ PHYSIOLOGIC | FOUND |  | 20131207326 | 2017-04-10 | 2018-04-15 | 34035 | UNMMG - REPRODUCTIVE HEALTH | 2014-04-04 | USD |  | Active | UNIVERSITY NEW MEXICO HOSPITAL
| 1328947 | WELCH ALLYN INC | SPOT VITAL SIGNS LXI (45ME0-E1) | SPOT VITAL SIGNS LXI | MONITORING SYSTEMS/ PHYSIOLOGIC | FOUND |  | 20140100367 | 2017-04-14 | 2018-04-15 | 34035 | UNMMG - REPRODUCTIVE HEALTH | 2014-04-04 | USD |  | Active | UNIVERSITY NEW MEXICO HOSPITAL
| 1328948 | WELCH ALLYN INC | SPOT VITAL SIGNS LXI (45ME0-E1) | SPOT VITAL SIGNS LXI | MONITORING SYSTEMS/ PHYSIOLOGIC | FOUND |  | 20140100369 | 2017-04-14 | 2018-04-15 | 34035 | UNMMG - REPRODUCTIVE HEALTH | 2014-04-04 | USD |  | Active | UNIVERSITY NEW MEXICO HOSPITAL
| 1328959 | WELCH ALLYN INC | SPOT VITAL SIGNS (42NTB-E1) | SPOT VITAL SIGNS (42 | MONITORING SYSTEMS/ PHYSIOLOGIC/ ACUTE CARE | FOUND |  | 201116805 | 2017-04-10 | 2018-04-15 | 34035 | UNMMG - REPRODUCTIVE HEALTH | 2014-04-04 | USD |  | Active | UNIVERSITY NEW MEXICO HOSPITAL
89643 | 1329001 | ZOLL MEDICAL CORP | AED PLUS | AED PLUS | DEFIBRILLATORS/ EXTERNAL/ AUTOMATED | FOUND |  | x14c659316 | 2017-04-10 | 2017-10-15 | 34035 | UNMMG - REPRODUCTIVE HEALTH | 2014-04-04 | USD |  | Active | UNIVERSITY NEW MEXICO HOSPITAL
89642 | 1329002 | ZOLL MEDICAL CORP | AED PLUS | AED PLUS | DEFIBRILLATORS/ EXTERNAL/ AUTOMATED | FOUND |  | x14c662349 | 2017-04-10 | 2017-10-15 | 34035 | UNMMG - REPRODUCTIVE HEALTH | 2014-04-04 | USD |  | Active | UNIVERSITY NEW MEXICO HOSPITAL
93661 | 1328939 | ZOLL MEDICAL CORP | AED PLUS | AED PLUS | DEFIBRILLATORS/ EXTERNAL/ AUTOMATED | FOUND |  | X11F505814 | 2017-04-12 | 2017-10-15 | 34035 | UNMMG - REPRODUCTIVE HEALTH | 2014-04-04 | USD |  | Active | UNIVERSITY NEW MEXICO HOSPITAL
| 1329110 | ZOLL MEDICAL CORP | AED PLUS | AED PLUS | DEFIBRILLATORS/ EXTERNAL/ AUTOMATED | FOUND |  | X10L481237 | 2017-04-10 | 2017-10-15 |  | UNMMG - WEST SIDE CARDIOLOGY | 2014-04-04 | USD |  | Active | UNIVERSITY NEW MEXICO HOSPITAL
| 1329117 | GE / MARQUETTE ELECTRONICS INC | SEER LIGHT | SEER LIGHT | RECORDERS/ELECTRONIC STORAGE/ELECTROCARDIOGRAPHY | FOUND |  | P87050026 | 2014-04-04 | 2014-04-15 |  | UNMMG - WEST SIDE CARDIOLOGY | 2014-04-04 | USD |  | Active | UNIVERSITY NEW MEXICO HOSPITAL
| 1329116 | GE / MARQUETTE ELECTRONICS INC | SEER LIGHT | SEER LIGHT | RECORDERS/ELECTRONIC STORAGE/ELECTROCARDIOGRAPHY | FOUND |  | P87050023 | 2014-04-04 | 2014-04-15 |  | UNMMG - WEST SIDE CARDIOLOGY | 2014-04-04 | USD |  | Active | UNIVERSITY NEW MEXICO HOSPITAL
| 1329114 | GE / MARQUETTE ELECTRONICS INC | SEER LIGHT | SEER LIGHT | RECORDERS/ELECTRONIC STORAGE/ELECTROCARDIOGRAPHY | FOUND |  | P87050021 | 2014-04-04 | 2014-04-15 |  | UNMMG - WEST SIDE CARDIOLOGY | 2014-04-04 | USD |  | Active | UNIVERSITY NEW MEXICO HOSPITAL
| 1329119 | GE / MARQUETTE ELECTRONICS INC | SEER LIGHT | SEER LIGHT | RECORDERS/ELECTRONIC STORAGE/ELECTROCARDIOGRAPHY | FOUND |  | P87050024 | 2014-04-04 | 2014-04-15 |  | UNMMG - WEST SIDE CARDIOLOGY | 2014-04-04 | USD |  | Active | UNIVERSITY NEW MEXICO HOSPITAL
| 1329115 | GE / MARQUETTE ELECTRONICS INC | SEER LIGHT | SEER LIGHT | RECORDERS/ELECTRONIC STORAGE/ELECTROCARDIOGRAPHY | FOUND |  | P87050025 | 2014-04-04 | 2014-04-15 |  | UNMMG - WEST SIDE CARDIOLOGY | 2014-04-04 | USD |  | Active | UNIVERSITY NEW MEXICO HOSPITAL
| 1329118 | GE / MARQUETTE ELECTRONICS INC | SEER LIGHT | SEER LIGHT | RECORDERS/ELECTRONIC STORAGE/ELECTROCARDIOGRAPHY | FOUND |  | P87050022 | 2014-04-04 | 2014-04-15 |  | UNMMG - WEST SIDE CARDIOLOGY | 2014-04-04 | USD |  | Active | UNIVERSITY NEW MEXICO HOSPITAL
| 1329108 | WELCH ALLYN INC | SPOT VITAL SIGNS (420TB-E1) | SPOT VITAL SIGNS (42 | MONITORING SYSTEMS/ PHYSIOLOGIC/ ACUTE CARE | FOUND |  | 201306455 | 2017-04-10 | 2018-04-15 |  | UNMMG - WEST SIDE CARDIOLOGY | 2014-04-04 | USD |  | Active | UNIVERSITY NEW MEXICO HOSPITAL
| 1328944 | WOLF MEDICAL INSTRUMENTS CORP | 5512 | 5512 | CAMERAS/ ENDOSCOPIC | FOUND |  | N/A | 2014-03-31 | 2014-04-15 | 34035 | UNMMG - REPRODUCTIVE HEALTH | 2014-04-04 | USD |  | Active | UNIVERSITY NEW MEXICO HOSPITAL
| 1329129 | TANITA CORP OF AMERICA INC | BWB-800 | BWB-800 | SCALES/ PATIENT | FOUND |  | 11040045 | 2017-04-10 | 2018-04-15 |  | UNMMG - WEST SIDE CARDIOLOGY | 2014-04-04 | USD |  | Active | UNIVERSITY NEW MEXICO HOSPITAL
| 1329126 | TANITA CORP OF AMERICA INC | BWB-800 | BWB-800 | SCALES/ PATIENT | FOUND |  | 11020463 | 2017-04-10 | 2018-04-15 |  | UNMMG - WEST SIDE CARDIOLOGY | 2014-04-04 | USD |  | Active | UNIVERSITY NEW MEXICO HOSPITAL
| 1329122 | TANITA CORP OF AMERICA INC | BWB-800 | BWB-800 | SCALES/ PATIENT | FOUND |  | 11024401 | 2017-04-10 | 2018-04-15 |  | UNMMG - WEST SIDE CARDIOLOGY | 2014-04-04 | USD |  | Active | UNIVERSITY NEW MEXICO HOSPITAL
| 1328937 | LUMEON | LUMEON PULSE OX | LUMEON | OXIMETERS | FOUND |  | CR-0A126584 | 2017-04-10 | 2018-04-15 |  | UNMMG - WEST SIDE CARDIOLOGY | 2014-04-04 | USD |  | Active | UNIVERSITY NEW MEXICO HOSPITAL
| 1329128 | MIDMARK CORP | RITTER 204 (204-006) | RITTER 204 (204-006) | CHAIRS/ EXAMINATION/ TREATMENT | FOUND |  | V989327 |  | 2014-04-15 | 30090 | UNMMG - CENTER FOR LIFE CLINIC | 2014-04-04 | USD |  | Active | UNIVERSITY NEW MEXICO HOSPITAL
| 1328958 | MIDMARK CORP | RITTER 204 (204-002) | RITTER 204 (204-002) | TABLES/ EXAMINATION/TREATMENT | FOUND |  | V1518421 | 2014-03-31 | 2014-04-15 | 34035 | UNMMG - REPRODUCTIVE HEALTH | 2014-04-04 | USD |  | Active | UNIVERSITY NEW MEXICO HOSPITAL
| 1328949 | MIDMARK CORP | RITTER 204 (204-002) | RITTER 204 (204-002) | TABLES/ EXAMINATION/TREATMENT | FOUND |  | V1523056 | 2014-04-04 | 2014-04-15 | 34035 | UNMMG - REPRODUCTIVE HEALTH | 2014-04-04 | USD |  | Active | UNIVERSITY NEW MEXICO HOSPITAL
| 1328951 | MIDMARK CORP | RITTER 204 (204-002) | RITTER 204 (204-002) | TABLES/ EXAMINATION/TREATMENT | FOUND |  | V1523059 | 2014-04-04 | 2014-04-15 | 34035 | UNMMG - REPRODUCTIVE HEALTH | 2014-04-04 | USD |  | Active | UNIVERSITY NEW MEXICO HOSPITAL
| 1328957 | MIDMARK CORP | RITTER 204 (204-002) | RITTER 204 (204-002) | TABLES/ EXAMINATION/TREATMENT | FOUND |  | V1506050 | 2014-03-31 | 2014-04-15 | 34035 | UNMMG - REPRODUCTIVE HEALTH | 2014-04-04 | USD |  | Active | UNIVERSITY NEW MEXICO HOSPITAL
| 1329127 | MIDMARK CORP | RITTER 204 (204-002) | RITTER 204 (204-002) | TABLES/ EXAMINATION/TREATMENT | FOUND |  | V988342 | 2014-04-04 | 2014-04-15 |  | UNMMG - WEST SIDE CARDIOLOGY | 2014-04-04 | USD |  | Active | UNIVERSITY NEW MEXICO HOSPITAL
| 1329121 | MIDMARK CORP | RITTER 204 (204-002) | RITTER 204 (204-002) | TABLES/ EXAMINATION/TREATMENT | FOUND |  | V1337935 | 2014-04-04 | 2014-04-15 |  | UNMMG - WEST SIDE CARDIOLOGY | 2014-04-04 | USD |  | Active | UNIVERSITY NEW MEXICO HOSPITAL
| 1329109 | BAXA CORP | MICROFUSE | MICROFUSE | INFUSION PUMPS/ SYRINGE | FOUND |  | 07144 | 2017-04-10 | 2018-04-15 |  | UNMMG - WEST SIDE CARDIOLOGY | 2014-04-04 | USD |  | Active | UNIVERSITY NEW MEXICO HOSPITAL
| 1329069 | CHATTANOOGA GROUP DIV ENCORE MEDICAL CORP | 2802 | 2802 | HYDROCOLLATORS | FOUND |  | 29857 | 2016-11-01 | 2017-11-15 | 30090 | UNMMG - CENTER FOR LIFE CLINIC | 2014-04-04 | USD |  | Active | UNIVERSITY NEW MEXICO HOSPITAL
| 1329130 | GE HEALTHCARE | MAC 5500 | MAC 5500 | ELECTROCARDIOGRAPHS/ MULTICHANNEL | FOUND |  | SCD11243058PA | 2017-04-10 | 2018-04-15 |  | UNMMG - WEST SIDE CARDIOLOGY | 2014-04-04 | USD |  | Active | UNIVERSITY NEW MEXICO HOSPITAL
| 1329070 | DYNATRONICS RESEARCH CORP | D650 PLUS | D650 PLUS | ULTRASOUND THERAPY SYSTEMS/ PHYSICAL THERAPY | FOUND |  | 659657 | 2016-11-30 | 2017-11-15 | 30090 | UNMMG - CENTER FOR LIFE CLINIC | 2014-04-04 | USD |  | Active | UNIVERSITY NEW MEXICO HOSPITAL
| 1328946 | SONY CORP OF AMERICA | UP-20 | UP-20 | PRINTERS/ VIDEO | FOUND |  | 24592 | 2014-04-04 | 2014-04-15 | 34035 | UNMMG - REPRODUCTIVE HEALTH | 2014-04-04 | USD |  | Active | UNIVERSITY NEW MEXICO HOSPITAL
| 1329111 | GE HEALTHCARE | CASE P2 SERIES | CASE P2 SERIES | MONITORING SYSTEMS/ PHYSIOLOGIC/ STRESS EXERCISE | FOUND |  | SKY14110025SA | 2017-04-10 | 2018-04-15 |  | UNMMG - WEST SIDE CARDIOLOGY | 2014-04-04 | USD |  | Active | UNIVERSITY NEW MEXICO HOSPITAL
101699 | 1329123 | GE HEALTHCARE | CASE P2 SERIES | CASE P2 SERIES | MONITORING SYSTEMS/ PHYSIOLOGIC/ STRESS EXERCISE | FOUND |  | S11711236981SA | 2017-04-01 | 2018-04-15 |  | UNMMG - WEST SIDE CARDIOLOGY | 2014-04-04 | USD |  | Active | UNIVERSITY NEW MEXICO HOSPITAL
84829 | 1163497 | NIHON KOHDEN CORP | NOMAD | PMU800 | RECORDERS/ ELECTRONIC STORAGE/ DATA/ SLEEP/AWAKE | 1086492 |  | NMD-800003057 | 2014-04-03 | 2014-04-15 | 34015 | SLEEP DISORDERS CENTER 1101-2 | 2014-04-03 | USD | 4791.15 | Active | UNIVERSITY NEW MEXICO HOSPITAL
89601 | 1329044 | GE HEALTHCARE | CARESCAPE(V100) | CARESCAPE(V100) | MONITORING SYSTEMS/ PHYSIOLOGIC | 1080511 |  | SH614120078SA | 2016-12-01 | 2017-12-15 | 34520 | ORTHOPEDICS CLINIC | 2014-04-02 | USD | 3252.87 | Active | UNIVERSITY NEW MEXICO HOSPITAL
89596 | 1329039 | FISHER & PAYKEL HEALTHCARE INC | NEOPUFF | NEOPUFF | RESUSCITATORS | 1086416 |  | 130819002892 | 2017-02-10 | 2018-02-15 | 12455 | NEWBORN ICU | 2014-04-02 | USD | 941.55 | Active | UNIVERSITY NEW MEXICO HOSPITAL
89597 | 1329040 | FISHER & PAYKEL HEALTHCARE INC | NEOPUFF | NEOPUFF | RESUSCITATORS | 1086416 |  | 130819002906 | 2017-02-22 | 2018-02-15 | 12455 | NEWBORN ICU | 2014-04-02 | USD | 941.55 | Active | UNIVERSITY NEW MEXICO HOSPITAL
89584 | 1329038 | FISHER & PAYKEL HEALTHCARE INC | NEOPUFF | NEOPUFF | RESUSCITATORS | 1086416 |  | 131213004969 | 2017-02-13 | 2018-02-15 | 12415 | INTERMEDIATE CARE NURSERY | 2014-04-02 | USD | 941.55 | Active | UNIVERSITY NEW MEXICO HOSPITAL
89598 | 1329041 | FISHER & PAYKEL HEALTHCARE INC | NEOPUFF | NEOPUFF | RESUSCITATORS | 1086416 |  | 130819002895 | 2017-02-17 | 2018-02-15 | 12455 | NEWBORN ICU | 2014-04-02 | USD | 941.55 | Active | UNIVERSITY NEW MEXICO HOSPITAL
89599 | 1329042 | FISHER & PAYKEL HEALTHCARE INC | NEOPUFF | NEOPUFF | RESUSCITATORS | 1086416 |  | 131213004970 | 2017-02-21 | 2018-02-15 | 12455 | NEWBORN ICU | 2014-04-02 | USD | 941.55 | Reactivated | UNIVERSITY NEW MEXICO HOSPITAL
89600 | 1329043 | FISHER & PAYKEL HEALTHCARE INC | NEOPUFF | NEOPUFF | RESUSCITATORS | 1086416 |  | 131212004937 | 2017-02-21 | 2018-02-15 | 12455 | NEWBORN ICU | 2014-04-02 | USD | 941.55 | Reactivated | UNIVERSITY NEW MEXICO HOSPITAL
89514 | 1329048 | DRAEGER MEDICAL INC | VAPOR 2000 SEVOFLURANE | VAPOR 2000 (M35170) | ANESTHESIA UNIT VAPORIZERS |  |  | ARUB-0676 | 2017-01-10 | 2018-01-15 | 15055 | ANESTHESIA | 2014-04-02 | USD |  | Active | UNIVERSITY NEW MEXICO HOSPITAL
89513 | 1328857 | DRAEGER MEDICAL INC | D-VAPOR DESFLURANE | D-VAPOR DESFLURANE | ANESTHESIA UNIT VAPORIZERS | REPL ACN 64378 |  | ARWE-0631 | 2017-01-06 | 2018-01-15 | 15055 | ANESTHESIA | 2014-04-01 | USD |  | Active | UNIVERSITY NEW MEXICO HOSPITAL
89377 | 1328820 | SCALE-TRONIX INC | 5702 | 5702 | SCALES/ PATIENT/ PLATFORM/ ELECTRONIC | 301712 |  | 5702-2162 | 2017-01-01 | 2018-01-15 | 12035 | UPC INPATIENT ADULT SERVICES | 2014-03-31 | USD | 3300 | Active | UNIVERSITY NEW MEXICO HOSPITAL
89379 | 1328822 | SCALE-TRONIX INC | 5702 | 5702 | SCALES/ PATIENT/ PLATFORM/ ELECTRONIC | FOUND |  | 5702-2163 | 2017-01-01 | 2018-01-15 | 12035 | UPC INPATIENT ADULT SERVICES | 2014-03-31 | USD |  | Active | UNIVERSITY NEW MEXICO HOSPITAL
| 1328945 | RICHARD WOLF MEDICAL INSTRUMENTS CORP | 4251 LP | 4251 LP | LIGHT SOURCES | FOUND |  | 5000161682 | 2017-04-13 | 2018-04-15 | 34035 | UNMMG - REPRODUCTIVE HEALTH | 2014-03-31 | USD |  | Active | UNIVERSITY NEW MEXICO HOSPITAL
| 1328962 | PELSTAR LLC | 600KL | 600KL | SCALES/ PATIENT | FOUND |  | 600KL00629 | 2017-04-10 | 2018-04-15 | 34035 | UNMMG - REPRODUCTIVE HEALTH | 2014-03-31 | USD |  | Active | UNIVERSITY NEW MEXICO HOSPITAL
| 1328952 | PELSTAR LLC | 600KL | 600KL | SCALES/ PATIENT | FOUND |  | 600KL00592 | 2017-04-10 | 2018-04-15 | 34035 | UNMMG - REPRODUCTIVE HEALTH | 2014-03-31 | USD |  | Active | UNIVERSITY NEW MEXICO HOSPITAL
89592 | 1328935 | ENTHERMICS MEDICAL SYSTEMS | DC250 | DC250 | WARMING UNITS/ BLANKET | 1079976 |  | 1338273-000 | 2016-11-01 | 2017-11-15 | 32055 | 1209 CLINIC | 2014-03-31 | USD | 2621.25 | Active | UNIVERSITY NEW MEXICO HOSPITAL
89591 | 1328934 | ENTHERMICS MEDICAL SYSTEMS | DC250 | DC250 | WARMING UNITS/ BLANKET | 1079976 |  | 13439237-000 | 2017-07-18 | 2018-07-15 | Atrisco Heritage Center Clinic | Atrisco Heritage Center Clinic | 2014-03-31 | USD | 2621.25 | Active | UNIVERSITY NEW MEXICO HOSPITAL
89590 | 1328933 | ENTHERMICS MEDICAL SYSTEMS | DC250 | DC250 | WARMING UNITS/ BLANKET | 1079976 |  | 1336547-000 | 2017-01-19 | 2018-01-15 | 32025 | FAMILY PRACTICE CLINIC | 2014-03-31 | USD | 2621.25 | Active | UNIVERSITY NEW MEXICO HOSPITAL
89589 | 1328932 | ENTHERMICS MEDICAL SYSTEMS | DC250 | DC250 | WARMING UNITS/ BLANKET | 1079976 |  | 1336545-000 | 2016-10-05 | 2017-10-15 | 32030 | UNM LOBOCARE CLINIC | 2014-03-31 | USD | 2621.25 | Active | UNIVERSITY NEW MEXICO HOSPITAL
89588 | 1328931 | ENTHERMICS MEDICAL SYSTEMS | DC250 | DC250 | WARMING UNITS/ BLANKET | 1079976 |  | 1336546-000 | 2016-10-25 | 2017-10-15 | 32045 | SOUTHWEST MESA CLINIC | 2014-03-31 | USD | 2621.25 | Active | UNIVERSITY NEW MEXICO HOSPITAL
89587 | 1328930 | ENTHERMICS MEDICAL SYSTEMS | DC250 | DC250 | WARMING UNITS/ BLANKET | 1079976 |  | 1338272-000 | 2016-10-07 | 2017-10-15 | 32035 | SE HEIGHTS CLINIC-TEXAS | 2014-03-31 | USD | 2621.25 | Active | UNIVERSITY NEW MEXICO HOSPITAL
89586 | 1328929 | ENTHERMICS MEDICAL SYSTEMS | DC250 | DC250 | WARMING UNITS/ BLANKET | 1079976 |  | 1336548-000 | 2016-10-01 | 2017-10-15 | 32050 | WESTSIDE FAMILY & SENIOR HLTH | 2014-03-31 | USD | 2621.25 | Active | UNIVERSITY NEW MEXICO HOSPITAL
89585 | 1328928 | ENTHERMICS MEDICAL SYSTEMS | DC250 | DC250 | WARMING UNITS/ BLANKET | 1079976 |  | 1338271-000 | 2016-10-01 | 2017-10-15 | 32040 | NE HEIGHTS CLINIC | 2014-03-31 | USD | 2621.25 | Active | UNIVERSITY NEW MEXICO HOSPITAL
89583 | 1328927 | ACMI CORP | VC-10 | VC-10 | ASPIRATORS/ SURGICAL | 1086222 |  | N846958-2 | 2017-05-24 | 2018-05-15 | 15500 | OSIS OPERATING ROOM | 2014-03-27 | USD | 4999.5 | Active | UNIVERSITY NEW MEXICO HOSPITAL
89578 | 1328922 | PRECISION MEDICAL INC | PM3300 | PM3300 | REGULATORS/ SUCTION | 1084791 |  | 209750 |  | 2014-03-15 | 12340 | SURGICAL SPECIALITY UNIT (4-S) | 2014-03-26 | USD | 335 | Active | UNIVERSITY NEW MEXICO HOSPITAL
89577 | 1328921 | PRECISION MEDICAL INC | PM3300 | PM3300 | REGULATORS/ SUCTION | 1084791 |  | 209752 |  | 2014-03-15 | 12340 | SURGICAL SPECIALITY UNIT (4-S) | 2014-03-26 | USD | 335 | Active | UNIVERSITY NEW MEXICO HOSPITAL
89576 | 1328920 | PRECISION MEDICAL INC | PM3300 | PM3300 | REGULATORS/ SUCTION | 1084791 |  | 209756 |  | 2014-03-15 | 12340 | SURGICAL SPECIALITY UNIT (4-S) | 2014-03-26 | USD | 335 | Active | UNIVERSITY NEW MEXICO HOSPITAL
89574 | 1328918 | PRECISION MEDICAL INC | PM3300 | PM3300 | REGULATORS/ SUCTION | 1084791 |  | 209760 |  | 2014-03-15 | 12340 | SURGICAL SPECIALITY UNIT (4-S) | 2014-03-26 | USD | 335 | Active | UNIVERSITY NEW MEXICO HOSPITAL
89575 | 1328919 | PRECISION MEDICAL INC | PM3300 | PM3300 | REGULATORS/ SUCTION | 1084791 |  | 209748 |  | 2014-03-15 | 12340 | SURGICAL SPECIALITY UNIT (4-S) | 2014-03-26 | USD | 335 | Active | UNIVERSITY NEW MEXICO HOSPITAL
89581 | 1328925 | EXERGEN CORP | TAT-5000 | TAT-5000 | THERMOMETERS/ ELECTRONIC/ INFRARED | 1085531 |  | A392552 |  | 2014-03-15 | 30115 | SE HEIGHTS CLINIC-SAN PABLO | 2014-03-26 | USD | 316 | Active | UNIVERSITY NEW MEXICO HOSPITAL
89580 | 1328924 | EXERGEN CORP | TAT-5000 | TAT-5000 | THERMOMETERS/ ELECTRONIC/ INFRARED | 1085531 |  | A395675 |  | 2014-03-15 | 30115 | SE HEIGHTS CLINIC-SAN PABLO | 2014-03-26 | USD | 316 | Active | UNIVERSITY NEW MEXICO HOSPITAL
89579 | 1328923 | EXERGEN CORP | TAT-5000 | TAT-5000 | THERMOMETERS/ ELECTRONIC/ INFRARED | 1085531 |  | A395683 |  | 2014-03-15 | 30115 | SE HEIGHTS CLINIC-SAN PABLO | 2014-03-26 | USD | 316 | Active | UNIVERSITY NEW MEXICO HOSPITAL
89582 | 1328926 | EXERGEN CORP | TAT-5000 | TAT-5000 | THERMOMETERS/ ELECTRONIC/ INFRARED | 1085531 |  | A396107 |  | 2014-03-15 | 30115 | SE HEIGHTS CLINIC-SAN PABLO | 2014-03-26 | USD | 316 | Active | UNIVERSITY NEW MEXICO HOSPITAL
89273 | 1328610 | KARL STORZ ENDOSCOPY-AMERICA INC | 27005BA | 27005BA | SCOPE/ RIGID | 1083477 |  | 1000MA |  | 2014-03-15 | 15005 | OPERATING ROOM - BBRP | 2014-03-26 | USD | 2548.7 | Active | UNIVERSITY NEW MEXICO HOSPITAL
89537 | 1328890 | OLYMPUS AMERICA INC | OEV-261H | OEV-261H | MONITORS/ VIDEO | 1080302-0-CAP |  | 7450102 | 2014-03-26 | 2014-03-15 | 70020 | ENDOSCOPY CENTER | 2014-03-25 | USD | 7595.25 | Active | UNIVERSITY NEW MEXICO HOSPITAL
89543 | 1328908 | OLYMPUS AMERICA INC | EVIS EXERA CV-190 | EVIS EXERA CV-190 | CAMERAS/ VIDEO/ ENDOSCOPE | 1080302-0-CAP |  | 7402418 | 2014-03-25 | 2014-03-15 | 70020 | ENDOSCOPY CENTER | 2014-03-25 | USD | 24700 | Active | UNIVERSITY NEW MEXICO HOSPITAL
89536 | 1328887 | OLYMPUS AMERICA INC | OEV-261H | OEV-261H | MONITORS/ VIDEO | 1080302-0-CAP |  | 7459427 | 2014-03-26 | 2014-03-15 | 70020 | ENDOSCOPY CENTER | 2014-03-25 | USD | 7595.25 | Active | UNIVERSITY NEW MEXICO HOSPITAL
89541 | 1328888 | OLYMPUS AMERICA INC | EVIS EXERA CV-190 | EVIS EXERA CV-190 | CAMERAS/ VIDEO/ ENDOSCOPE | 1080302-0-CAP |  | 7402429 | 2014-03-26 | 2014-03-15 | 70020 | ENDOSCOPY CENTER | 2014-03-25 | USD | 24700 | Active | UNIVERSITY NEW MEXICO HOSPITAL
89535 | 1328886 | OLYMPUS AMERICA INC | OEV-261H | OEV-261H | MONITORS/ VIDEO | 1080302-0-CAP |  | 7358729 | 2014-03-26 | 2014-03-15 | 15005 | OPERATING ROOM - BBRP | 2014-03-25 | USD | 7595.25 | Active | UNIVERSITY NEW MEXICO HOSPITAL
89533 | 1328883 | OLYMPUS AMERICA INC | EVIS EXERA CV-190 | EVIS EXERA CV-190 | CAMERAS/ VIDEO/ ENDOSCOPE | 1080302-0-CAP |  | 7402423 | 2014-03-25 | 2014-03-15 | 70020 | ENDOSCOPY CENTER | 2014-03-25 | USD | 24700 | Active | UNIVERSITY NEW MEXICO HOSPITAL
89534 | 1328885 | OLYMPUS AMERICA INC | OEV-261H | OEV-261H | MONITORS/ VIDEO | 1080302-0-CAP |  | 7459399 | 2014-03-25 | 2014-03-15 | 70020 | ENDOSCOPY CENTER | 2014-03-25 | USD | 7595.25 | Active | UNIVERSITY NEW MEXICO HOSPITAL
89531 | 1328881 | OLYMPUS AMERICA INC | EVIS EXERA CV-190 | EVIS EXERA CV-190 | CAMERAS/ VIDEO/ ENDOSCOPE | 1080302-0-CAP |  | 7402421 | 2014-03-25 | 2014-03-15 | 70020 | ENDOSCOPY CENTER | 2014-03-25 | USD | 24700 | Active | UNIVERSITY NEW MEXICO HOSPITAL
83424 | 1328592 | MEDELA INC | Waterless Milk Warmer | 87115 | WARMING UNITS | REPAIR EXCHG FOR ACN# 84438 |  | 1426818 | 2017-02-15 | 2018-02-15 | 12455 | NEWBORN ICU | 2014-03-25 | USD |  | Active | UNIVERSITY NEW MEXICO HOSPITAL
89544 | 1328909 | OLYMPUS AMERICA INC | EVIS EXERA III CLV-190 | EVIS EXERA III CLV-190 | LIGHT SOURCES/ FIBEROPTIC | 1080302-0-CAP |  | 7451919 | 2016-10-01 | 2017-10-15 | 70020 | ENDOSCOPY CENTER | 2014-03-25 | USD | 14250 | Active | UNIVERSITY NEW MEXICO HOSPITAL
89542 | 1328889 | OLYMPUS AMERICA INC | EVIS EXERA III CLV-190 | EVIS EXERA III CLV-190 | LIGHT SOURCES/ FIBEROPTIC | 1080302-0-CAP |  | 7451922 | 2016-10-01 | 2017-10-15 | 70020 | ENDOSCOPY CENTER | 2014-03-25 | USD | 14250 | Active | UNIVERSITY NEW MEXICO HOSPITAL
89532 | 1328884 | OLYMPUS AMERICA INC | EVIS EXERA III CLV-190 | EVIS EXERA III CLV-190 | LIGHT SOURCES/ FIBEROPTIC | 1080302-0-CAP |  | 7451902 | 2016-10-01 | 2017-10-15 | 70020 | ENDOSCOPY CENTER | 2014-03-25 | USD | 14250 | Active | UNIVERSITY NEW MEXICO HOSPITAL
89530 | 1328882 | OLYMPUS AMERICA INC | EVIS EXERA III CLV-190 | EVIS EXERA III CLV-190 | LIGHT SOURCES/ FIBEROPTIC | 1080302-0-CAP |  | 7452024 | 2016-10-26 | 2017-10-15 | 70020 | ENDOSCOPY CENTER | 2014-03-25 | USD | 14250 | Active | UNIVERSITY NEW MEXICO HOSPITAL
89506 | 1328878 | PRECISION MEDICAL INC | PM3400 | PM3400 | REGULATORS/ SUCTION | FOUND |  | 004545 |  | 2014-03-15 | 12455 | NEWBORN ICU | 2014-03-20 | USD | 0 | Active | UNIVERSITY NEW MEXICO HOSPITAL
89507 | 1328879 | GE HEALTHCARE | CARESCAPE(V100) | CARESCAPE(V100) | MONITORING SYSTEMS/ PHYSIOLOGIC | 2000497 |  | SH614110172SA | 2017-02-07 | 2018-02-15 | 12455 | NEWBORN ICU | 2014-03-20 | USD | 3287.58 | Active | UNIVERSITY NEW MEXICO HOSPITAL
89508 | 1328880 | GE HEALTHCARE | CARESCAPE(V100) | CARESCAPE(V100) | MONITORING SYSTEMS/ PHYSIOLOGIC | 2000497 |  | SH614110175SA | 2017-02-07 | 2018-02-15 | 12455 | NEWBORN ICU | 2014-03-20 | USD | 3287.58 | Active | UNIVERSITY NEW MEXICO HOSPITAL
89481 | 1328848 | EXERGEN CORP | TAT-5000 | TAT-5000 | THERMOMETERS/ ELECTRONIC/ INFRARED | REPL ACN 82853 |  | A354418 |  | 2014-03-15 | 12350 | CRC/CTC (5-E) | 2014-03-20 | USD |  | Active | UNIVERSITY NEW MEXICO HOSPITAL
89483 | 1328850 | EXERGEN CORP | TAT-5000 | TAT-5000 | THERMOMETERS/ ELECTRONIC/ INFRARED | REPL ACN 73370 |  | A391603 |  | 2014-03-15 | 12410 | PEDIATRIC SPECIALTY CARE | 2014-03-20 | USD |  | Active | UNIVERSITY NEW MEXICO HOSPITAL
89484 | 1328851 | EXERGEN CORP | TAT-5000 | TAT-5000 | THERMOMETERS/ ELECTRONIC/ INFRARED | REPL ACN# 67964 |  | A317775 |  | 2014-03-15 | 12120 | MEDICAL/CARDIAC ICU | 2014-03-20 | USD |  | Active | UNIVERSITY NEW MEXICO HOSPITAL
89485 | 1328852 | EXERGEN CORP | TAT-5000 | TAT-5000 | THERMOMETERS/ ELECTRONIC/ INFRARED | REPL ACN# 67959 |  | A397982 |  | 2014-03-15 | 12110 | NEUROSCIENCE ICU | 2014-03-20 | USD |  | Active | UNIVERSITY NEW MEXICO HOSPITAL
89509 | 1328853 | EXERGEN CORP | TAT-5000 | TAT-5000 | THERMOMETERS/ ELECTRONIC/ INFRARED | REPl ACN# 68871 |  | A388095 |  | 2014-03-15 | 12110 | NEUROSCIENCE ICU | 2014-03-20 | USD | 0 | Active | UNIVERSITY NEW MEXICO HOSPITAL
89510 | 1328854 | EXERGEN CORP | TAT-5000 | TAT-5000 | THERMOMETERS/ ELECTRONIC/ INFRARED | REPL ACN# 73354 |  | A391735 |  | 2014-03-15 | 12410 | PEDIATRIC SPECIALTY CARE | 2014-03-20 | USD |  | Active | UNIVERSITY NEW MEXICO HOSPITAL
89487 | 1328859 | HILL-ROM INC | SURETEMP PLUS | SURETEMP PLUS | THERMOMETERS/ ELECTRONIC | 2000485 |  | 14100720 |  | 2014-03-15 | 12455 | NEWBORN ICU | 2014-03-18 | USD | 215.64 | Active | UNIVERSITY NEW MEXICO HOSPITAL
80326 | 1096476 | PARKS MEDICAL ELECTRONICS INC | 811-BTS | 811-BTS | BLOOD-FLOW DETECTORS/ ULTRASONIC | FOUND NOT IN SYSTEM |  | 811B-700003530 |  | 2014-03-15 | 95700 | CLINICAL ENGINEERING | 2014-03-18 | USD |  | Active | UNIVERSITY NEW MEXICO HOSPITAL
89486 | 1328858 | HILL-ROM INC | SURETEMP PLUS | SURETEMP PLUS | THERMOMETERS/ ELECTRONIC | 2000485 |  | 14093550 |  | 2014-03-15 | 12455 | NEWBORN ICU | 2014-03-18 | USD | 215.64 | Active | UNIVERSITY NEW MEXICO HOSPITAL
89489 | 1328861 | HILL-ROM INC | SURETEMP PLUS | SURETEMP PLUS | THERMOMETERS/ ELECTRONIC | 2000485 |  | 14092649 |  | 2014-03-15 | 12455 | NEWBORN ICU | 2014-03-18 | USD | 215.64 | Active | UNIVERSITY NEW MEXICO HOSPITAL
89490 | 1328862 | HILL-ROM INC | SURETEMP PLUS | SURETEMP PLUS | THERMOMETERS/ ELECTRONIC | 2000485 |  | 14092651 |  | 2014-03-15 | 12455 | NEWBORN ICU | 2014-03-18 | USD | 215.64 | Active | UNIVERSITY NEW MEXICO HOSPITAL
89491 | 1328863 | HILL-ROM INC | SURETEMP PLUS | SURETEMP PLUS | THERMOMETERS/ ELECTRONIC | 2000485 |  | 14093619 |  | 2014-03-15 | 12455 | NEWBORN ICU | 2014-03-18 | USD | 215.64 | Active | UNIVERSITY NEW MEXICO HOSPITAL
89492 | 1328864 | HILL-ROM INC | SURETEMP PLUS | SURETEMP PLUS | THERMOMETERS/ ELECTRONIC | 2000485 |  | 14092647 |  | 2014-03-15 | 12455 | NEWBORN ICU | 2014-03-18 | USD | 215.64 | Active | UNIVERSITY NEW MEXICO HOSPITAL
89488 | 1328860 | HILL-ROM INC | SURETEMP PLUS | SURETEMP PLUS | THERMOMETERS/ ELECTRONIC | 2000485 |  | unk |  | 2014-03-15 | 12455 | NEWBORN ICU | 2014-03-18 | USD | 215.64 | Active | UNIVERSITY NEW MEXICO HOSPITAL
89493 | 1328865 | HILL-ROM INC | SURETEMP PLUS | SURETEMP PLUS | THERMOMETERS/ ELECTRONIC | 2000485 |  | 14092644 |  | 2014-03-15 | 12455 | NEWBORN ICU | 2014-03-18 | USD | 215.64 | Active | UNIVERSITY NEW MEXICO HOSPITAL
89494 | 1328866 | HILL-ROM INC | SURETEMP PLUS | SURETEMP PLUS | THERMOMETERS/ ELECTRONIC | 2000485 |  | 14100723 |  | 2014-03-15 | 12455 | NEWBORN ICU | 2014-03-18 | USD | 215.64 | Active | UNIVERSITY NEW MEXICO HOSPITAL
89495 | 1328867 | HILL-ROM INC | SURETEMP PLUS | SURETEMP PLUS | THERMOMETERS/ ELECTRONIC | 2000485 |  | 14100717 |  | 2014-03-15 | 12455 | NEWBORN ICU | 2014-03-18 | USD | 215.64 | Active | UNIVERSITY NEW MEXICO HOSPITAL
89496 | 1328868 | HILL-ROM INC | SURETEMP PLUS | SURETEMP PLUS | THERMOMETERS/ ELECTRONIC | 2000485 |  | 14093557 |  | 2014-03-15 | 12455 | NEWBORN ICU | 2014-03-18 | USD | 215.64 | Active | UNIVERSITY NEW MEXICO HOSPITAL
89497 | 1328869 | HILL-ROM INC | SURETEMP PLUS | SURETEMP PLUS | THERMOMETERS/ ELECTRONIC | 2000485 |  | 14100724 |  | 2014-03-15 | 12455 | NEWBORN ICU | 2014-03-18 | USD | 215.64 | Active | UNIVERSITY NEW MEXICO HOSPITAL
89498 | 1328870 | HILL-ROM INC | SURETEMP PLUS | SURETEMP PLUS | THERMOMETERS/ ELECTRONIC | 2000485 |  | 14100721 |  | 2014-03-15 | 12455 | NEWBORN ICU | 2014-03-18 | USD | 215.64 | Active | UNIVERSITY NEW MEXICO HOSPITAL
89499 | 1328871 | HILL-ROM INC | SURETEMP PLUS | SURETEMP PLUS | THERMOMETERS/ ELECTRONIC | 2000485 |  | 14100722 |  | 2014-03-15 | 12455 | NEWBORN ICU | 2014-03-18 | USD | 215.64 | Active | UNIVERSITY NEW MEXICO HOSPITAL
89500 | 1328872 | HILL-ROM INC | SURETEMP PLUS | SURETEMP PLUS | THERMOMETERS/ ELECTRONIC | 2000485 |  | 14092645 |  | 2014-03-15 | 12415 | INTERMEDIATE CARE NURSERY | 2014-03-18 | USD | 215.64 | Active | UNIVERSITY NEW MEXICO HOSPITAL
89501 | 1328873 | HILL-ROM INC | SURETEMP PLUS | SURETEMP PLUS | THERMOMETERS/ ELECTRONIC | 2000485 |  | 14092486 |  | 2014-03-15 | 12455 | NEWBORN ICU | 2014-03-18 | USD | 215.64 | Active | UNIVERSITY NEW MEXICO HOSPITAL
89502 | 1328874 | HILL-ROM INC | SURETEMP PLUS | SURETEMP PLUS | THERMOMETERS/ ELECTRONIC | 2000485 |  | 14100726 |  | 2014-03-15 | 12455 | NEWBORN ICU | 2014-03-18 | USD | 215.64 | Active | UNIVERSITY NEW MEXICO HOSPITAL
89503 | 1328875 | HILL-ROM INC | SURETEMP PLUS | SURETEMP PLUS | THERMOMETERS/ ELECTRONIC | 2000485 |  | 14100718 |  | 2014-03-15 | 12455 | NEWBORN ICU | 2014-03-18 | USD | 215.64 | Active | UNIVERSITY NEW MEXICO HOSPITAL
89504 | 1328876 | HILL-ROM INC | SURETEMP PLUS | SURETEMP PLUS | THERMOMETERS/ ELECTRONIC | 2000485 |  | 14093626 |  | 2014-03-15 | 12455 | NEWBORN ICU | 2014-03-18 | USD | 215.64 | Active | UNIVERSITY NEW MEXICO HOSPITAL
89505 | 1328877 | HILL-ROM INC | SURETEMP PLUS | SURETEMP PLUS | THERMOMETERS/ ELECTRONIC | 2000485 |  | 14092655 |  | 2014-03-15 | 12455 | NEWBORN ICU | 2014-03-18 | USD | 215.64 | Active | UNIVERSITY NEW MEXICO HOSPITAL
| 1084634 | ASHCROFT INC | 2084 | 2084 | PRESSURE METERS/ DIGITAL |  |  | NSN | 2017-03-22 | 2017-03-15 | 95700 | CLINICAL ENGINEERING | 2014-03-18 | USD |  | Active | UNIVERSITY NEW MEXICO HOSPITAL
| 1162747 | FLUKE BIOMEDICAL CORP | 80TK | 80TK | THERMOMETERS/ ELECTRONIC/ THERMISTOR/THERMOCOUPLE/ |  |  | 21430013 | 2016-03-15 | 2017-03-15 | 95700 | CLINICAL ENGINEERING | 2014-03-18 | USD | 0.01 | Active | UNIVERSITY NEW MEXICO HOSPITAL
89267 | 1328604 | OLYMPUS AMERICA INC | PCF-H180AL | PCF-H180AL | COLONOSCOPES | 1084521 |  | 2302122 |  | 2014-03-15 | 70020 | ENDOSCOPY CENTER | 2014-03-14 | USD | 34137.81 | Active | UNIVERSITY NEW MEXICO HOSPITAL
89268 | 1328605 | OLYMPUS AMERICA INC | PCF-H180AL | PCF-H180AL | COLONOSCOPES | 1084521 |  | 2302111 |  | 2014-03-15 | 70020 | ENDOSCOPY CENTER | 2014-03-14 | USD | 34137.81 | Active | UNIVERSITY NEW MEXICO HOSPITAL
89269 | 1328606 | OLYMPUS AMERICA INC | PCF-H180AL | PCF-H180AL | COLONOSCOPES | 1084521 |  | 2302119 |  | 2014-03-15 | 70020 | ENDOSCOPY CENTER | 2014-03-14 | USD | 34137.82 | Active | UNIVERSITY NEW MEXICO HOSPITAL
89266 | 1328603 | OLYMPUS AMERICA INC | PCF-H180AL | PCF-H180AL | COLONOSCOPES | 1084521 |  | 2302099 |  | 2014-03-15 | 70020 | ENDOSCOPY CENTER | 2014-03-14 | USD | 34137.81 | Active | UNIVERSITY NEW MEXICO HOSPITAL
89272 | 1328609 | OLYMPUS AMERICA INC | GIF-XP180N | GIF-XP180N | GASTROSCOPES | 1080303 |  | 2301566 |  | 2014-03-15 | 70020 | ENDOSCOPY CENTER | 2014-03-14 | USD | 28435.11 | Active | UNIVERSITY NEW MEXICO HOSPITAL
89271 | 1328608 | OLYMPUS AMERICA INC | GIF-XP180N | GIF-XP180N | GASTROSCOPES | 1080303 |  | 2301524 |  | 2014-03-15 | 70020 | ENDOSCOPY CENTER | 2014-03-14 | USD | 28435.11 | Active | UNIVERSITY NEW MEXICO HOSPITAL
89270 | 1328607 | OLYMPUS AMERICA INC | GIF-XP180N | GIF-XP180N | GASTROSCOPES | 1080303 |  | 2301567 |  | 2014-03-15 | 70020 | ENDOSCOPY CENTER | 2014-03-14 | USD | 28435.11 | Active | UNIVERSITY NEW MEXICO HOSPITAL
89462 | 1328836 | TYCO HEALTHCARE GROUP | GENIUS II | GENIUS II | THERMOMETERS/ ELECTRONIC/ INFRARED/ EAR | REPL ACN 70562 |  | N13581657 |  | 2014-03-15 | 34110 | WOMEN'S HEALTH CENTER | 2014-03-13 | USD |  | Active | UNIVERSITY NEW MEXICO HOSPITAL
89472 | 1328839 | VITAL SIGNS INC | ENFLOW WARMER | 100 | WARMING UNITS/ BLOOD/SOLUTION | REPL ACN 83566 |  | 31010001 | 2017-06-05 | 2018-06-15 | 15055 | ANESTHESIA | 2014-03-13 | USD | 0 | Active | UNIVERSITY NEW MEXICO HOSPITAL
89473 | 1328840 | VITAL SIGNS INC | ENFLOW WARMER | 100 | WARMING UNITS/ BLOOD/SOLUTION | REPL ACN 83582 |  | 31010983 | 2015-06-17 | 2016-06-15 | 15055 | ANESTHESIA | 2014-03-13 | USD | 0 | Active | UNIVERSITY NEW MEXICO HOSPITAL
84809 | 1328969 | GIVEN IMAGING INC | BRAVO | FGS-0450 | PH METERS | 1051736-0-CAP |  | 2014-01 BR2-0001091 | 2016-10-28 | 2017-10-15 | 70010 | DIGESTIVE DISEASE PROCEDURES | 2014-03-13 | USD | 8640 | Active | UNIVERSITY NEW MEXICO HOSPITAL
89461 | 1328835 | COVIDIEN | CAPNOSTREAM 20 | CAPNOSTREAM 20 | MONITOR/BEDSIDE/RESPIRATION/EXHALED CARBON DIOXIDE | 1081940 |  | B438137604 | 2016-10-01 | 2017-10-15 | 71030 | HEART STATION | 2014-03-12 | USD | 3950 | Active | UNIVERSITY NEW MEXICO HOSPITAL
89460 | 1328834 | COVIDIEN | CAPNOSTREAM 20 | CAPNOSTREAM 20 | MONITOR/BEDSIDE/RESPIRATION/EXHALED CARBON DIOXIDE | 1085096 |  | B437137432 | 2016-10-01 | 2017-10-15 | 71060 | VASCULAR LAB | 2014-03-12 | USD | 3950 | Reactivated | UNIVERSITY NEW MEXICO HOSPITAL
89459 | 1328817 | NELLCOR INC | N-65 | N-65 | OXIMETERS/ PULSE | FOUND |  | G09803533 | 2016-09-01 | 2017-09-15 | 12320 | GENERAL MEDICINE (5-W) | 2014-03-12 | USD |  | Reactivated | UNIVERSITY NEW MEXICO HOSPITAL
89458 | 1328816 | SMITHS MEDICAL PM INC | BCI 3301 | BCI 3301 | OXIMETERS/ PULSE | 1083374 |  | BB14020078 | 2016-09-21 | 2017-09-15 | 70020 | ENDOSCOPY CENTER | 2014-03-11 | USD | 663.39 | Active | UNIVERSITY NEW MEXICO HOSPITAL
89457 | 1328815 | SMITHS MEDICAL PM INC | BCI 3301 | BCI 3301 | OXIMETERS/ PULSE | 1083374 |  | BB14020077 | 2016-09-26 | 2017-09-15 | 34350 | MEDICINE CLINIC | 2014-03-11 | USD | 663.39 | Reactivated | UNIVERSITY NEW MEXICO HOSPITAL
89456 | 1328814 | EXERGEN CORP | TAT-5000 | TAT-5000 | THERMOMETERS/ ELECTRONIC/ INFRARED | 1075919 |  | A373367 |  | 2014-03-15 | 15040 | PACU (RECOVERY ROOM 1) | 2014-03-11 | USD | 375 | Active | UNIVERSITY NEW MEXICO HOSPITAL
89455 | 1328813 | EXERGEN CORP | TAT-5000 | TAT-5000 | THERMOMETERS/ ELECTRONIC/ INFRARED | 1075919 |  | A373362 |  | 2014-03-15 | 15040 | PACU (RECOVERY ROOM 1) | 2014-03-11 | USD | 375 | Active | UNIVERSITY NEW MEXICO HOSPITAL
89454 | 1328812 | EXERGEN CORP | TAT-5000 | TAT-5000 | THERMOMETERS/ ELECTRONIC/ INFRARED | 1075919 |  | A373392 |  | 2014-03-15 | 15040 | PACU (RECOVERY ROOM 1) | 2014-03-11 | USD | 375 | Active | UNIVERSITY NEW MEXICO HOSPITAL
89470 | 1328833 | SMITH & NEPHEW INC | VULCAN | VULCAN | ELECTROSURGICAL UNITS | FOUND |  | ZL 4467 | 2017-06-20 | 2018-06-15 | 15000 | OPERATING ROOM | 2014-03-07 | USD |  | Active | UNIVERSITY NEW MEXICO HOSPITAL
89467 | 1328830 | EXERGEN CORP | TAT-5000 | TAT-5000 | THERMOMETERS/ ELECTRONIC/ INFRARED | 1081942 |  | A379270 |  | 2014-03-15 | 12340 | SURGICAL SPECIALITY UNIT (4-S) | 2014-03-07 | USD | 360 | Active | UNIVERSITY NEW MEXICO HOSPITAL
89468 | 1328831 | EXERGEN CORP | TAT-5000 | TAT-5000 | THERMOMETERS/ ELECTRONIC/ INFRARED | 1083367 |  | A391543 |  | 2014-03-15 | 34355 | DOIM-OUTPATIENT TREATMENT CTR | 2014-03-07 | USD | 316 | Active | UNIVERSITY NEW MEXICO HOSPITAL
89469 | 1328832 | ARTHREX INC | DUALWAVE | AR-6480 | IRRIGATION/DISTENTION SYSTEMS/ ARTHROSCOPIC | 1079809 |  | NX5108SL | 2017-06-20 | 2018-06-15 | 15000 | OPERATING ROOM | 2014-03-07 | USD | 0 | Active | UNIVERSITY NEW MEXICO HOSPITAL
89465 | 1328828 | EXERGEN CORP | TAT-5000 | TAT-5000 | THERMOMETERS/ ELECTRONIC/ INFRARED | 1083366 |  | A391101 |  | 2014-03-15 | 32025 | FAMILY PRACTICE CLINIC | 2014-03-06 | USD | 316 | Active | UNIVERSITY NEW MEXICO HOSPITAL
89466 | 1328829 | EXERGEN CORP | TAT-5000 | TAT-5000 | THERMOMETERS/ ELECTRONIC/ INFRARED | 1083366 |  | A392280 |  | 2014-03-15 | 32040 | NE HEIGHTS CLINIC | 2014-03-06 | USD | 316 | Active | UNIVERSITY NEW MEXICO HOSPITAL
27097 | 1141660 | OLYMPUS AMERICA INC | CH-2 | CH-2 | MICROSCOPES | FOUND |  | 250077 | 2016-10-26 | 2017-10-15 | 32050 | WESTSIDE FAMILY & SENIOR HLTH | 2014-03-06 | USD |  | Active | UNIVERSITY NEW MEXICO HOSPITAL
89464 | 1328819 | B BRAUN MEDICAL INC | SPACE STATION | 8713140U | RACKS/ MODULE | WARRANTY REPLACEMENT |  | 32886 | 2016-03-11 | 2018-03-15 | 95700 | CLINICAL ENGINEERING | 2014-03-04 | USD |  | Active | UNIVERSITY NEW MEXICO HOSPITAL
89075 | 1199456 | TYCO HEALTHCARE GROUP | GENIUS II | GENIUS II | THERMOMETERS/ ELECTRONIC/ INFRARED/ EAR | 1083241 |  | N13575352 |  | 2014-03-15 | 21035 | URGENT CARE CENTER | 2014-03-03 | USD | 225 | Active | UNIVERSITY NEW MEXICO HOSPITAL
89076 | 1199457 | TYCO HEALTHCARE GROUP | GENIUS II | GENIUS II | THERMOMETERS/ ELECTRONIC/ INFRARED/ EAR | 1083241 |  | N13577017 |  | 2014-03-15 | 21035 | URGENT CARE CENTER | 2014-03-03 | USD | 225 | Active | UNIVERSITY NEW MEXICO HOSPITAL
89077 | 1199458 | TYCO HEALTHCARE GROUP | GENIUS II | GENIUS II | THERMOMETERS/ ELECTRONIC/ INFRARED/ EAR | 1083241 |  | N13576836 |  | 2014-03-15 | 21035 | URGENT CARE CENTER | 2014-03-03 | USD | 225 | Active | UNIVERSITY NEW MEXICO HOSPITAL
89078 | 1328818 | TYCO HEALTHCARE GROUP | GENIUS II | GENIUS II | THERMOMETERS/ ELECTRONIC/ INFRARED/ EAR | 1083241 |  | N13575222 |  | 2014-03-15 | 21035 | URGENT CARE CENTER | 2014-03-03 | USD | 225 | Active | UNIVERSITY NEW MEXICO HOSPITAL
89101.2 | 1329498 - VERIFY | TYCO HEALTHCARE GROUP | GENIUS II | GENIUS II | THERMOMETERS/ ELECTRONIC/ INFRARED/ EAR | 2000470 |  | N13554638 |  | 2014-03-15 | 34110 | WOMEN'S HEALTH CENTER | 2014-03-03 | USD | 242.26 | Active | UNIVERSITY NEW MEXICO HOSPITAL
89100 | 1328810 | TYCO HEALTHCARE GROUP | GENIUS II | GENIUS II | THERMOMETERS/ ELECTRONIC/ INFRARED/ EAR | 2000470 |  | N13554730 |  | 2014-03-15 | 34110 | WOMEN'S HEALTH CENTER | 2014-03-03 | USD | 242.26 | Active | UNIVERSITY NEW MEXICO HOSPITAL
89099 | 1328809 | TYCO HEALTHCARE GROUP | GENIUS II | GENIUS II | THERMOMETERS/ ELECTRONIC/ INFRARED/ EAR | 2000470 |  | N13554654 |  | 2014-03-15 | 34110 | WOMEN'S HEALTH CENTER | 2014-03-03 | USD | 242.26 | Active | UNIVERSITY NEW MEXICO HOSPITAL
76364 | 1163881 | B BRAUN MEDICAL INC | SPACE STATION | 8713140U | RACKS/ MODULE | FOUND |  | 07087 | 2017-03-16 | 2018-03-15 | 95700 | CLINICAL ENGINEERING | 2014-03-03 | USD |  | Active | UNIVERSITY NEW MEXICO HOSPITAL
89098 | 1328808 | NICOLET VASCULAR INC | ELITE 100 | ELITE 100 | BLOOD-FLOW DETECTORS/ ULTRASONIC | 2000469 |  | EAN1546 |  | 2014-03-15 | 34110 | WOMEN'S HEALTH CENTER | 2014-03-03 | USD | 582.75 | Active | UNIVERSITY NEW MEXICO HOSPITAL
89097 | 1199476 | NICOLET VASCULAR INC | ELITE 100 | ELITE 100 | BLOOD-FLOW DETECTORS/ ULTRASONIC | 2000469 |  | EAN1549 |  | 2014-03-15 | 34110 | WOMEN'S HEALTH CENTER | 2014-03-03 | USD | 582.75 | Active | UNIVERSITY NEW MEXICO HOSPITAL
89096 | 1199475 | FISHER & PAYKEL HEALTHCARE INC | MR850JHU | MR850JHU | HUMIDIFIERS/ HEATED | 1078822 |  | 130201168308 | 2016-09-06 | 2017-09-15 | 71510 | PULMONARY SERVICES | 2014-02-28 | USD | 924.17 | Active | UNIVERSITY NEW MEXICO HOSPITAL
89095 | 1199474 | FISHER & PAYKEL HEALTHCARE INC | MR850JHU | MR850JHU | HUMIDIFIERS/ HEATED | 1078822 |  | 130201168277 | 2015-09-18 | 2016-09-15 | 95700 | CLINICAL ENGINEERING | 2014-02-28 | USD | 924.17 | Active | UNIVERSITY NEW MEXICO HOSPITAL
89094 | 1199473 | FISHER & PAYKEL HEALTHCARE INC | MR850JHU | MR850JHU | HUMIDIFIERS/ HEATED | 1077460 |  | 130701185142 | 2016-09-01 | 2017-09-15 | 71510 | PULMONARY SERVICES | 2014-02-28 | USD | 924.17 | Active | UNIVERSITY NEW MEXICO HOSPITAL
89093 | 1199472 | FISHER & PAYKEL HEALTHCARE INC | MR850JHU | MR850JHU | HUMIDIFIERS/ HEATED | 1077460 |  | 130618183231 | 2016-09-07 | 2017-09-15 | 71510 | PULMONARY SERVICES | 2014-02-28 | USD | 924.17 | Active | UNIVERSITY NEW MEXICO HOSPITAL
89092 | 1199471 | FISHER & PAYKEL HEALTHCARE INC | MR850JHU | MR850JHU | HUMIDIFIERS/ HEATED | 1077460 |  | 130618183227 | 2016-09-08 | 2017-09-15 | 71510 | PULMONARY SERVICES | 2014-02-28 | USD | 924.17 | Active | UNIVERSITY NEW MEXICO HOSPITAL
89403 | 1328799 | KOVEN TECHNOLOGY INC | MINIDOPPLER ES-100X | MINIDOPPLER ES-100X | BLOOD-FLOW DETECTORS/ ULTRASONIC | 2000489 |  | R13120016 |  | 2014-02-15 | 12460 | PEDIATRIC ICU | 2014-02-28 | USD | 1483 | Active | UNIVERSITY NEW MEXICO HOSPITAL
89444 | 1328771 | RELIANCE MEDICAL PRODUCTS INC | 7800 | 7800 | EXAMINATION/ TREATMENT STANDS/ OPHTHALMIC |  |  | 780002E1213074 | 2016-12-01 | 2017-12-15 | 34620 | OPHTHALMOLOGY OFF SITE CLINIC | 2014-02-27 | USD |  | Active | UNIVERSITY NEW MEXICO HOSPITAL
89443 | 1328770 | RELIANCE MEDICAL PRODUCTS INC | FX 920 | FX 920 | CHAIRS/ EXAMINATION/ TREATMENT/ OPHTHALMOLOGY |  |  | 092052C0214037 |  | 2014-02-15 | 34620 | OPHTHALMOLOGY OFF SITE CLINIC | 2014-02-27 | USD |  | Active | UNIVERSITY NEW MEXICO HOSPITAL
89440 | 1328768 | RELIANCE MEDICAL PRODUCTS INC | 7800 | 7800 | EXAMINATION/ TREATMENT STANDS/ OPHTHALMIC |  |  | 780002E1213101 | 2016-12-01 | 2017-12-15 | 34620 | OPHTHALMOLOGY OFF SITE CLINIC | 2014-02-27 | USD |  | Active | UNIVERSITY NEW MEXICO HOSPITAL
89438 | 1328766 | RELIANCE MEDICAL PRODUCTS INC | FX 920 | FX 920 | CHAIRS/ EXAMINATION/ TREATMENT/ OPHTHALMOLOGY |  |  | 092052C0214027 |  | 2014-02-15 | 34620 | OPHTHALMOLOGY OFF SITE CLINIC | 2014-02-27 | USD |  | Active | UNIVERSITY NEW MEXICO HOSPITAL
89421 | 1328749 | RELIANCE MEDICAL PRODUCTS INC | 7800 | 7800 | EXAMINATION/ TREATMENT STANDS/ OPHTHALMIC |  |  | 780002E1213106 | 2016-12-01 | 2017-12-15 | 34620 | OPHTHALMOLOGY OFF SITE CLINIC | 2014-02-27 | USD |  | Active | UNIVERSITY NEW MEXICO HOSPITAL
89422 | 1328750 | RELIANCE MEDICAL PRODUCTS INC | FX 920 | FX 920 | CHAIRS/ EXAMINATION/ TREATMENT/ OPHTHALMOLOGY |  |  | 092052C0214036 |  | 2014-02-15 | 34620 | OPHTHALMOLOGY OFF SITE CLINIC | 2014-02-27 | USD |  | Active | UNIVERSITY NEW MEXICO HOSPITAL
89420 | 1328748 | RELIANCE MEDICAL PRODUCTS INC | 7800 | 7800 | EXAMINATION/ TREATMENT STANDS/ OPHTHALMIC |  |  | 780002E1213105 | 2016-12-01 | 2017-12-15 | 34620 | OPHTHALMOLOGY OFF SITE CLINIC | 2014-02-27 | USD |  | Active | UNIVERSITY NEW MEXICO HOSPITAL
89376 | 1328798 | RELIANCE MEDICAL PRODUCTS INC | FX 920 | FX 920 | CHAIRS/ EXAMINATION/ TREATMENT/ OPHTHALMOLOGY |  |  | 092052C0214023 |  | 2014-02-15 | 34620 | OPHTHALMOLOGY OFF SITE CLINIC | 2014-02-27 | USD |  | Active | UNIVERSITY NEW MEXICO HOSPITAL
89427 | 1328755 | RELIANCE MEDICAL PRODUCTS INC | 7800 | 7800 | EXAMINATION/ TREATMENT STANDS/ OPHTHALMIC |  |  | 780002E1213104 | 2016-12-01 | 2017-12-15 | 34620 | OPHTHALMOLOGY OFF SITE CLINIC | 2014-02-27 | USD |  | Active | UNIVERSITY NEW MEXICO HOSPITAL
89400 | 1328743 | RELIANCE MEDICAL PRODUCTS INC | FX 920 | FX 920 | CHAIRS/ EXAMINATION/ TREATMENT/ OPHTHALMOLOGY |  |  | 092052C0214008 |  | 2014-02-15 | 34620 | OPHTHALMOLOGY OFF SITE CLINIC | 2014-02-27 | USD |  | Active | UNIVERSITY NEW MEXICO HOSPITAL
89432 | 1328760 | RELIANCE MEDICAL PRODUCTS INC | 7800 | 7800 | EXAMINATION/ TREATMENT STANDS/ OPHTHALMIC |  |  | 780002E1213082 | 2016-12-01 | 2017-12-15 | 34620 | OPHTHALMOLOGY OFF SITE CLINIC | 2014-02-27 | USD |  | Active | UNIVERSITY NEW MEXICO HOSPITAL
89431 | 1328759 | RELIANCE MEDICAL PRODUCTS INC | FX 920 | FX 920 | CHAIRS/ EXAMINATION/ TREATMENT/ OPHTHALMOLOGY |  |  | 092052C0214033 |  | 2014-02-15 | 34620 | OPHTHALMOLOGY OFF SITE CLINIC | 2014-02-27 | USD |  | Active | UNIVERSITY NEW MEXICO HOSPITAL
89433 | 1328761 | RELIANCE MEDICAL PRODUCTS INC | 7800 | 7800 | EXAMINATION/ TREATMENT STANDS/ OPHTHALMIC |  |  | 78002E1213121 | 2016-12-01 | 2017-12-15 | 34620 | OPHTHALMOLOGY OFF SITE CLINIC | 2014-02-27 | USD |  | Active | UNIVERSITY NEW MEXICO HOSPITAL
89435 | 1328763 | RELIANCE MEDICAL PRODUCTS INC | FX 920 | FX 920 | CHAIRS/ EXAMINATION/ TREATMENT/ OPHTHALMOLOGY |  |  | 092052C0214018 |  | 2014-02-15 | 34620 | OPHTHALMOLOGY OFF SITE CLINIC | 2014-02-27 | USD |  | Active | UNIVERSITY NEW MEXICO HOSPITAL
89411 | 1328782 | TYCO HEALTHCARE GROUP | GENIUS II | GENIUS II | THERMOMETERS/ ELECTRONIC/ INFRARED/ EAR |  |  | N12593016 |  | 2014-02-15 | 34620 | OPHTHALMOLOGY OFF SITE CLINIC | 2014-02-27 | USD |  | Active | UNIVERSITY NEW MEXICO HOSPITAL
89410 | 1328781 | REICHERT INC | 11625B | 11625B | PHOROMETERS |  |  | 58711-0114 |  | 2014-02-15 | 34620 | OPHTHALMOLOGY OFF SITE CLINIC | 2014-02-27 | USD |  | Active | UNIVERSITY NEW MEXICO HOSPITAL
89445 | 1328772 | HAAG-STREIT SERVICE INC | BM 900 | BM 900 | SLIT LAMPS |  |  | unk |  | 2014-02-15 | 34620 | OPHTHALMOLOGY OFF SITE CLINIC | 2014-02-27 | USD |  | Active | UNIVERSITY NEW MEXICO HOSPITAL
89409 | 1328780 | REICHERT INC | 11625B | 11625B | PHOROMETERS |  |  | 58707-0114 |  | 2014-02-15 | 34620 | OPHTHALMOLOGY OFF SITE CLINIC | 2014-02-27 | USD |  | Active | UNIVERSITY NEW MEXICO HOSPITAL
89437 | 1328765 | HAAG-STREIT SERVICE INC | BM 900 | BM 900 | SLIT LAMPS |  |  | 01702 |  | 2014-02-15 | 34620 | OPHTHALMOLOGY OFF SITE CLINIC | 2014-02-27 | USD |  | Active | UNIVERSITY NEW MEXICO HOSPITAL
91208 | 1040935 | GE HEALTHCARE | VOLUSON E8 | 555172 | SCANNING SYSTEMS/ULTRASONIC/DIAGNOSTIC (DI) | 1124335-0-CAP |  | K8E22941 |  | 2016-02-15 | 34115 | WOMEN'S ULTRASOUND CLINIC | 2014-02-27 | USD | 113075 | Active | UNIVERSITY NEW MEXICO HOSPITAL
89423 | 1328751 | HAAG-STREIT SERVICE INC | BM 900 | BM 900 | SLIT LAMPS |  |  | 01703 |  | 2014-02-15 | 34620 | OPHTHALMOLOGY OFF SITE CLINIC | 2014-02-27 | USD |  | Active | UNIVERSITY NEW MEXICO HOSPITAL
91206 | 1040936 | GE HEALTHCARE | VOLUSON E8 | 555172 | SCANNING SYSTEMS/ULTRASONIC/DIAGNOSTIC (DI) | 1124335-0-CAP |  | K8E23445 |  | 2016-02-15 | 34115 | WOMEN'S ULTRASOUND CLINIC | 2014-02-27 | USD | 113075 | Active | UNIVERSITY NEW MEXICO HOSPITAL
89425 | 1328753 | HAAG-STREIT SERVICE INC | BM 900 | BM 900 | SLIT LAMPS |  |  | 01704 |  | 2014-02-15 | 34620 | OPHTHALMOLOGY OFF SITE CLINIC | 2014-02-27 | USD |  | Active | UNIVERSITY NEW MEXICO HOSPITAL
91207 | 1040937 | GE HEALTHCARE | VOLUSON E8 | 555172 | SCANNING SYSTEMS/ULTRASONIC/DIAGNOSTIC (DI) | 1124335-0-CAP |  | K8E23114 |  | 2016-02-15 | 34115 | WOMEN'S ULTRASOUND CLINIC | 2014-02-27 | USD | 113075 | Active | UNIVERSITY NEW MEXICO HOSPITAL
89428 | 1328756 | HAAG-STREIT SERVICE INC | BM 900 | BM 900 | SLIT LAMPS |  |  | 01708 |  | 2014-02-15 | 34620 | OPHTHALMOLOGY OFF SITE CLINIC | 2014-02-27 | USD |  | Active | UNIVERSITY NEW MEXICO HOSPITAL
84592 | 1199020 | GE HEALTHCARE | VOLUSON E8 | 555172 | SCANNING SYSTEMS/ULTRASONIC/DIAGNOSTIC (DI) | 1079327-0-CAP |  | K8E21179 | 2015-02-27 | 2016-02-15 | 34115 | WOMEN'S ULTRASOUND CLINIC | 2014-02-27 | USD | 111228 | Active | UNIVERSITY NEW MEXICO HOSPITAL
89436 | 1328764 | HAAG-STREIT SERVICE INC | BM 900 | BM 900 | SLIT LAMPS |  |  | 01700 |  | 2014-02-15 | 34620 | OPHTHALMOLOGY OFF SITE CLINIC | 2014-02-27 | USD |  | Active | UNIVERSITY NEW MEXICO HOSPITAL
84591 | 1199019 | GE HEALTHCARE | VOLUSON E8 | 555172 | SCANNING SYSTEMS/ULTRASONIC/DIAGNOSTIC (DI) | 1079327-0-CAP |  | K8E20766 | 2015-02-27 | 2016-02-15 | 34115 | WOMEN'S ULTRASOUND CLINIC | 2014-02-27 | USD | 111228 | Active | UNIVERSITY NEW MEXICO HOSPITAL
89430 | 1328758 | HAAG-STREIT CO | 900 | 900 | SLIT LAMPS |  |  | 24180 |  | 2014-02-15 | 34620 | OPHTHALMOLOGY OFF SITE CLINIC | 2014-02-27 | USD |  | Active | UNIVERSITY NEW MEXICO HOSPITAL
89412 | 1328783 | REICHERT INC | TONO-PEN AVIA | TONO-PEN AVIA | TONOMETERS |  |  | N/A | 2016-12-28 | 2017-12-15 | 34620 | OPHTHALMOLOGY OFF SITE CLINIC | 2014-02-27 | USD |  | Active | UNIVERSITY NEW MEXICO HOSPITAL
89442 | 1328769 | HEINE USA LTD | EN50 | EN50 | POWER SUPPLIES |  |  | 1100004267 | 2016-12-01 | 2017-12-15 | 34620 | OPHTHALMOLOGY OFF SITE CLINIC | 2014-02-27 | USD |  | Active | UNIVERSITY NEW MEXICO HOSPITAL
89439 | 1328767 | HEINE USA LTD | EN50 | EN50 | POWER SUPPLIES |  |  | 1100004251 | 2016-12-01 | 2017-12-15 | 34620 | OPHTHALMOLOGY OFF SITE CLINIC | 2014-02-27 | USD |  | Active | UNIVERSITY NEW MEXICO HOSPITAL
89424 | 1328752 | HEINE USA LTD | EN50 | EN50 | POWER SUPPLIES |  |  | 1100004192 | 2016-12-01 | 2017-12-15 | 34620 | OPHTHALMOLOGY OFF SITE CLINIC | 2014-02-27 | USD |  | Active | UNIVERSITY NEW MEXICO HOSPITAL
89426 | 1328754 | HEINE USA LTD | EN50 | EN50 | POWER SUPPLIES |  |  | 1100004266 | 2016-12-01 | 2017-12-15 | 34620 | OPHTHALMOLOGY OFF SITE CLINIC | 2014-02-27 | USD |  | Active | UNIVERSITY NEW MEXICO HOSPITAL
89429 | 1328757 | HEINE USA LTD | EN50 | EN50 | POWER SUPPLIES |  |  | 1100004238 | 2016-12-01 | 2017-12-15 | 34620 | OPHTHALMOLOGY OFF SITE CLINIC | 2014-02-27 | USD |  | Active | UNIVERSITY NEW MEXICO HOSPITAL
89401 | 1328744 | HEINE USA LTD | EN50 | EN50 | POWER SUPPLIES |  |  | 1100004276 | 2016-12-01 | 2017-12-15 | 34620 | OPHTHALMOLOGY OFF SITE CLINIC | 2014-02-27 | USD |  | Active | UNIVERSITY NEW MEXICO HOSPITAL
89434 | 1328762 | HEINE USA LTD | EN50 | EN50 | POWER SUPPLIES |  |  | 1100004198 | 2016-12-01 | 2017-12-15 | 34620 | OPHTHALMOLOGY OFF SITE CLINIC | 2014-02-27 | USD |  | Active | UNIVERSITY NEW MEXICO HOSPITAL
89449 | 1328776 | REICHERT INC | 11635B | 11635B | PHOROMETERS |  |  | 63335-0114 |  | 2014-02-15 | 34620 | OPHTHALMOLOGY OFF SITE CLINIC | 2014-02-27 | USD |  | Active | UNIVERSITY NEW MEXICO HOSPITAL
89450 | 1328777 | REICHERT INC | 11635B | 11635B | PHOROMETERS |  |  | 63343-0114 |  | 2014-02-15 | 34620 | OPHTHALMOLOGY OFF SITE CLINIC | 2014-02-27 | USD |  | Active | UNIVERSITY NEW MEXICO HOSPITAL
89451 | 1328778 | REICHERT INC | 11635B | 11635B | PHOROMETERS |  |  | 63279-1213 |  | 2014-02-15 | 34620 | OPHTHALMOLOGY OFF SITE CLINIC | 2014-02-27 | USD |  | Active | UNIVERSITY NEW MEXICO HOSPITAL
89448 | 1328775 | REICHERT INC | 11635B | 11635B | PHOROMETERS |  |  | 63344-0114 |  | 2014-02-15 | 34620 | OPHTHALMOLOGY OFF SITE CLINIC | 2014-02-27 | USD |  | Active | UNIVERSITY NEW MEXICO HOSPITAL
89452 | 1328779 | REICHERT INC | 11635B | 11635B | PHOROMETERS |  |  | 63320-0114 |  | 2014-02-15 | 34620 | OPHTHALMOLOGY OFF SITE CLINIC | 2014-02-27 | USD |  | Active | UNIVERSITY NEW MEXICO HOSPITAL
89447 | 1328774 | TOPCON CORPORATION | KR-8000 | KR-8000 | KERATOMETERS |  |  | 4750199 | 2016-12-01 | 2017-12-15 | 34620 | OPHTHALMOLOGY OFF SITE CLINIC | 2014-02-27 | USD |  | Active | UNIVERSITY NEW MEXICO HOSPITAL
89399 | 1328742 | MEDELA INC | VARIO 18 | VARIO 18 | ASPIRATORS | 1051736-0-CAP |  | 1376606 | 2016-10-01 | 2017-10-15 | 70020 | ENDOSCOPY CENTER | 2014-02-26 | USD | 1140 | Active | UNIVERSITY NEW MEXICO HOSPITAL
89398 | 1328741 | EXERGEN CORP | TAT-5000 | TAT-5000 | THERMOMETERS/ ELECTRONIC/ INFRARED | 1082174 |  | A383001 |  | 2014-02-15 | 12360 | NEUROSCIENCE | 2014-02-25 | USD | 368.23 | Active | UNIVERSITY NEW MEXICO HOSPITAL
89397 | 1328740 | EXERGEN CORP | TAT-5000 | TAT-5000 | THERMOMETERS/ ELECTRONIC/ INFRARED | 1082174 |  | A382988 |  | 2014-02-15 | 12360 | NEUROSCIENCE | 2014-02-25 | USD | 368.23 | Active | UNIVERSITY NEW MEXICO HOSPITAL
89396 | 1328739 | EXERGEN CORP | TAT-5000 | TAT-5000 | THERMOMETERS/ ELECTRONIC/ INFRARED | 1082174 |  | A382991 |  | 2014-02-15 | 12360 | NEUROSCIENCE | 2014-02-25 | USD | 368.23 | Active | UNIVERSITY NEW MEXICO HOSPITAL
89395 | 1328738 | EXERGEN CORP | TAT-5000 | TAT-5000 | THERMOMETERS/ ELECTRONIC/ INFRARED | 1082174 |  | A383016 |  | 2014-02-15 | 12360 | NEUROSCIENCE | 2014-02-25 | USD | 368.23 | Active | UNIVERSITY NEW MEXICO HOSPITAL
89393 | 1328736 | EXERGEN CORP | TAT-5000 | TAT-5000 | THERMOMETERS/ ELECTRONIC/ INFRARED | 1082174 |  | A382977 |  | 2014-02-15 | 12360 | NEUROSCIENCE | 2014-02-25 | USD | 368.23 | Active | UNIVERSITY NEW MEXICO HOSPITAL
89392 | 1328734 | EXERGEN CORP | TAT-5000 | TAT-5000 | THERMOMETERS/ ELECTRONIC/ INFRARED | 1082174 |  | A382995 |  | 2014-02-15 | 12360 | NEUROSCIENCE | 2014-02-25 | USD | 368.23 | Active | UNIVERSITY NEW MEXICO HOSPITAL
89390 | 1328733 | EXERGEN CORP | TAT-5000 | TAT-5000 | THERMOMETERS/ ELECTRONIC/ INFRARED | 1082174 |  | A383012 |  | 2014-02-15 | 12360 | NEUROSCIENCE | 2014-02-25 | USD | 368.23 | Active | UNIVERSITY NEW MEXICO HOSPITAL
89389 | 1328732 | EXERGEN CORP | TAT-5000 | TAT-5000 | THERMOMETERS/ ELECTRONIC/ INFRARED | 1082174 |  | A382981 |  | 2014-02-15 | 12360 | NEUROSCIENCE | 2014-02-25 | USD | 368.23 | Active | UNIVERSITY NEW MEXICO HOSPITAL
89387 | 1328730 | EXERGEN CORP | TAT-5000 | TAT-5000 | THERMOMETERS/ ELECTRONIC/ INFRARED | 1082174 |  | A382996 |  | 2014-02-15 | 12360 | NEUROSCIENCE | 2014-02-25 | USD | 368.23 | Active | UNIVERSITY NEW MEXICO HOSPITAL
89375 | 1328729 | EXERGEN CORP | TAT-5000 | TAT-5000 | THERMOMETERS/ ELECTRONIC/ INFRARED | 1082174 |  | A382956 |  | 2014-02-15 | 12360 | NEUROSCIENCE | 2014-02-25 | USD | 368.23 | Active | UNIVERSITY NEW MEXICO HOSPITAL
89374 | 1328728 | EXERGEN CORP | TAT-5000 | TAT-5000 | THERMOMETERS/ ELECTRONIC/ INFRARED | 1082174 |  | A382950 |  | 2014-02-15 | 12360 | NEUROSCIENCE | 2014-02-25 | USD | 368.23 | Active | UNIVERSITY NEW MEXICO HOSPITAL
89373 | 1328717 | EXERGEN CORP | TAT-5000 | TAT-5000 | THERMOMETERS/ ELECTRONIC/ INFRARED | 1081669 |  | A387841 |  | 2014-02-15 | 12360 | NEUROSCIENCE | 2014-02-25 | USD | 316 | Active | UNIVERSITY NEW MEXICO HOSPITAL
89372 | 1328716 | EXERGEN CORP | TAT-5000 | TAT-5000 | THERMOMETERS/ ELECTRONIC/ INFRARED | 1081669 |  | A387839 |  | 2014-02-15 | 12360 | NEUROSCIENCE | 2014-02-25 | USD | 316 | Active | UNIVERSITY NEW MEXICO HOSPITAL
89371 | 1328715 | EXERGEN CORP | TAT-5000 | TAT-5000 | THERMOMETERS/ ELECTRONIC/ INFRARED | 1081669 |  | A386613 |  | 2014-02-15 | 12360 | NEUROSCIENCE | 2014-02-25 | USD | 316 | Active | UNIVERSITY NEW MEXICO HOSPITAL
89370 | 1328714 | EXERGEN CORP | TAT-5000 | TAT-5000 | THERMOMETERS/ ELECTRONIC/ INFRARED | 1081669 |  | A393249 |  | 2014-02-15 | 12360 | NEUROSCIENCE | 2014-02-25 | USD | 316 | Active | UNIVERSITY NEW MEXICO HOSPITAL
89369 | 1328713 | EXERGEN CORP | TAT-5000 | TAT-5000 | THERMOMETERS/ ELECTRONIC/ INFRARED | 1081669 |  | A386346 |  | 2014-02-15 | 12360 | NEUROSCIENCE | 2014-02-25 | USD | 316 | Active | UNIVERSITY NEW MEXICO HOSPITAL
89368 | 1328712 | EXERGEN CORP | TAT-5000 | TAT-5000 | THERMOMETERS/ ELECTRONIC/ INFRARED | 1081669 |  | A385746 |  | 2014-02-15 | 12360 | NEUROSCIENCE | 2014-02-25 | USD | 316 | Active | UNIVERSITY NEW MEXICO HOSPITAL
83240 | 1162609 | EPPENDORF NORTH AMERICA INC | 5702R | 5702R | CENTRIFUGES/ TABLETOP/ LOW-SPEED/ REFRIGERATED | FOUND |  | 5703BM111298 | 2017-01-31 | 2017-07-15 | 9025 | CLINICAL AND TRANSLATIONAL SCIENCE CENTER (07) | 2014-02-24 | USD |  | Reactivated | UNIVERSITY NEW MEXICO HOSPITAL
89367 | 1328711 | COOK VASCULAR INC A COOK GROUP CO | DP-M350 | DP-M350 | BLOOD-FLOW DETECTORS/ ULTRASONIC | 1081612 |  | N117197 | 2014-02-21 | 2014-02-15 | 15000 | OPERATING ROOM | 2014-02-21 | USD | 3950 | Active | UNIVERSITY NEW MEXICO HOSPITAL
89366 | 1328710 | KIMBERLY-CLARK | Arctic Sun | 100 | WARMING UNITS/ PATIENT/ CIRCULATING-FLUID | Repair exchange for ACN# 84712 |  | 2122 | 2017-06-15 | 2018-06-15 | 15000 | OPERATING ROOM | 2014-02-20 | USD |  | Active | UNIVERSITY NEW MEXICO HOSPITAL
89361 | 1328698 | EXERGEN CORP | TAT-5000 | TAT-5000 | THERMOMETERS/ ELECTRONIC/ INFRARED | 1080965 |  | A393858 | 2014-02-19 | 2014-02-15 | 34020 | DIABETES COMPREHENSV CARE CTR | 2014-02-19 | USD | 316 | Active | UNIVERSITY NEW MEXICO HOSPITAL
89360 | 1328701 | EXERGEN CORP | TAT-5000 | TAT-5000 | THERMOMETERS/ ELECTRONIC/ INFRARED | 1080979 |  | A393587 | 2014-02-19 | 2014-02-15 | 34355 | DOIM-OUTPATIENT TREATMENT CTR | 2014-02-19 | USD | 316 | Active | UNIVERSITY NEW MEXICO HOSPITAL
89359 | 1328702 | MEDTRONIC INC | OXIMAX | N-85 | OXIMETERS/ PULSE | 1079478 |  | 97532107 | 2016-09-27 | 2017-09-15 | 12320 | GENERAL MEDICINE (5-W) | 2014-02-18 | USD | 4868.25 | Active | UNIVERSITY NEW MEXICO HOSPITAL
89354 | 1328787 | PHILIPS HEALTHCARE | FM-2 | FM-2 | MONITORS/ BEDSIDE/ FETAL | 1080772 |  | US11801639 | 2016-12-01 | 2017-12-15 | 70060 | FIXED WING TRANSPORT | 2014-02-18 | USD | 2595 | Active | UNIVERSITY NEW MEXICO HOSPITAL
89358 | 1328703 | EXERGEN CORP | TAT-5000 | TAT-5000 | THERMOMETERS/ ELECTRONIC/ INFRARED | 1082123 |  | 393250 |  | 2014-02-15 | 21035 | URGENT CARE CENTER | 2014-02-18 | USD | 316 | Active | UNIVERSITY NEW MEXICO HOSPITAL
89355 | 1328706 | EXERGEN CORP | TAT-5000 | TAT-5000 | THERMOMETERS/ ELECTRONIC/ INFRARED | 1082123 |  | 393251 |  | 2014-02-15 | 21035 | URGENT CARE CENTER | 2014-02-18 | USD | 316 | Active | UNIVERSITY NEW MEXICO HOSPITAL
89356 | 1328705 | EXERGEN CORP | TAT-5000 | TAT-5000 | THERMOMETERS/ ELECTRONIC/ INFRARED | 1082123 |  | 393213 |  | 2014-02-15 | 21035 | URGENT CARE CENTER | 2014-02-18 | USD | 316 | Active | UNIVERSITY NEW MEXICO HOSPITAL
89357 | 1328704 | EXERGEN CORP | TAT-5000 | TAT-5000 | THERMOMETERS/ ELECTRONIC/ INFRARED | 1082123 |  | 393233 |  | 2014-02-15 | 21035 | URGENT CARE CENTER | 2014-02-18 | USD | 316 | Active | UNIVERSITY NEW MEXICO HOSPITAL
89363 | 1328699 | OLYMPUS AMERICA INC | EVIS EXERA III CLV-190 | EVIS EXERA III CLV-190 | LIGHT SOURCES/ FIBEROPTIC | 1081922-0-CAP |  | 7350997 | 2016-10-14 | 2017-10-15 | 70020 | ENDOSCOPY CENTER | 2014-02-14 | USD | 14250 | Active | UNIVERSITY NEW MEXICO HOSPITAL
89362 | 1328709 | OLYMPUS AMERICA INC | OEV-261H | OEV-261H | MONITORS/ VIDEO | 1081922-0-CAP |  | 7357811 | 2014-02-20 | 2014-02-15 | 70020 | ENDOSCOPY CENTER | 2014-02-14 | USD | 7595.25 | Active | UNIVERSITY NEW MEXICO HOSPITAL
84596 | 1329238 | SONOSITE INC | M-OB/GYN OFFICE | M-OB/GYN OFFICE | SCANNING SYSTEMS/ ULTRASONIC/ PORTABLE | 500073 |  | WK2BY0 | 2016-08-24 | 2016-08-15 | 34035 | UNMMG - REPRODUCTIVE HEALTH | 2014-02-14 | USD | 28589.13 | Active | UNIVERSITY NEW MEXICO HOSPITAL
83749 | 1199026 | SONOSITE INC | M-OB/GYN OFFICE | M-OB/GYN OFFICE | SCANNING SYSTEMS/ ULTRASONIC/ PORTABLE | 500073 |  | WK29HC | 2014-08-04 | 2014-08-15 | 34035 | UNMMG - REPRODUCTIVE HEALTH | 2014-02-14 | USD | 28589.13 | Active | UNIVERSITY NEW MEXICO HOSPITAL
84599 | 1199023 | SONOSITE INC | M-OB/GYN OFFICE | M-OB/GYN OFFICE | SCANNING SYSTEMS/ ULTRASONIC/ PORTABLE | 500073 |  | WK25TC | 2016-08-24 | 2016-08-15 | 34035 | UNMMG - REPRODUCTIVE HEALTH | 2014-02-14 | USD | 28589.13 | Active | UNIVERSITY NEW MEXICO HOSPITAL
89362 | 1328708 | OLYMPUS AMERICA INC | EVIS EXERA CV-190 | EVIS EXERA CV-190 | CAMERAS/ VIDEO/ ENDOSCOPE | 1081922-0-CAP |  | 21319661 | 2014-10-28 | 2014-10-15 | 70020 | ENDOSCOPY CENTER | 2014-02-14 | USD | 1563.64 | Active | UNIVERSITY NEW MEXICO HOSPITAL
89362 | 1328700 | OLYMPUS AMERICA INC | EVIS EXERA CV-190 | EVIS EXERA CV-190 | CAMERAS/ VIDEO/ ENDOSCOPE | 1081922-0-CAP |  | 7401884 | 2014-02-20 | 2014-02-15 | 70020 | ENDOSCOPY CENTER | 2014-02-14 | USD | 24700 | Active | UNIVERSITY NEW MEXICO HOSPITAL
83247 | 1162616 | OLYMPUS AMERICA INC | ESG-100 | ESG-100 | ELECTROSURGICAL UNITS/ MONOPOLAR/ BIPOLAR | 1081922-0-CAP |  | 13190P5-00001 | 2017-04-26 | 2017-10-15 | 70020 | ENDOSCOPY CENTER | 2014-02-14 | USD | 13187 | Reactivated | UNIVERSITY NEW MEXICO HOSPITAL
83246 | 1162615 | CHATTANOOGA GROUP INC | ADAPTA SUMMIT 7 | ADAPTA 3321 | TABLES/ EXAMINATION/TREATMENT | 1072959 |  | C-1-T-1509 |  | 2014-02-15 | 76015 | REHABILITATION OUTPATIENT 1025 | 2014-02-14 | USD | 2220.02 | Active | UNIVERSITY NEW MEXICO HOSPITAL
89204 | 1328602 | NATUS MEDICAL INC | NEOBLUE | NEOBLUE | PHOTOTHERAPY UNITS/ VISIBLE LIGHT/ HYPERBILIRUBINE | 2000456 |  | 4613002545 | 2017-02-03 | 2017-08-15 | 12455 | NEWBORN ICU | 2014-02-14 | USD | 3075.5 | Reactivated | UNIVERSITY NEW MEXICO HOSPITAL
89203 | 1328601 | NATUS MEDICAL INC | NEOBLUE | NEOBLUE | PHOTOTHERAPY UNITS/ VISIBLE LIGHT/ HYPERBILIRUBINE | 2000456 |  | 4613002544 | 2017-02-14 | 2017-08-15 | 12455 | NEWBORN ICU | 2014-02-14 | USD | 3075.5 | Active | UNIVERSITY NEW MEXICO HOSPITAL
89202 | 1328600 | NATUS MEDICAL INC | NEOBLUE | NEOBLUE | PHOTOTHERAPY UNITS/ VISIBLE LIGHT/ HYPERBILIRUBINE | 2000456 |  | 4613002480 | 2017-02-14 | 2017-08-15 | 12455 | NEWBORN ICU | 2014-02-14 | USD | 3075.5 | Active | UNIVERSITY NEW MEXICO HOSPITAL
89201 | 1328599 | NATUS MEDICAL INC | NEOBLUE | NEOBLUE | PHOTOTHERAPY UNITS/ VISIBLE LIGHT/ HYPERBILIRUBINE | 2000456 |  | 4613002546 | 2017-02-28 | 2017-08-15 | 12455 | NEWBORN ICU | 2014-02-14 | USD | 3075.5 | Active | UNIVERSITY NEW MEXICO HOSPITAL
89200 | 1328598 | NATUS MEDICAL INC | NEOBLUE | NEOBLUE | PHOTOTHERAPY UNITS/ VISIBLE LIGHT/ HYPERBILIRUBINE | 2000456 |  | 4613002543 | 2017-02-03 | 2017-08-15 | 12455 | NEWBORN ICU | 2014-02-14 | USD | 3075.5 | Active | UNIVERSITY NEW MEXICO HOSPITAL
83244 | 1162613 | PARI RESPIRATORY EQUIPMENT INC | VIOS | 310B0000 | COMPRESSORS | FOUND |  | AD13E16090 | 2016-07-26 | 2017-07-15 | 21035 | URGENT CARE CENTER | 2014-02-12 | USD |  | Active | UNIVERSITY NEW MEXICO HOSPITAL
83243 | 1162612 | PARI RESPIRATORY EQUIPMENT INC | VIOS | 310B0000 | COMPRESSORS | FOUND |  | AD13E16093 | 2016-07-26 | 2017-07-15 | 21035 | URGENT CARE CENTER | 2014-02-12 | USD |  | Active | UNIVERSITY NEW MEXICO HOSPITAL
83242 | 1162611 | PARI RESPIRATORY EQUIPMENT INC | VIOS | 310B0000 | COMPRESSORS | FOUND |  | AD13E16091 | 2016-07-27 | 2017-07-15 | 21035 | URGENT CARE CENTER | 2014-02-12 | USD |  | Active | UNIVERSITY NEW MEXICO HOSPITAL
83245 | 1162614 | PARI RESPIRATORY EQUIPMENT INC | VIOS | 310B0000 | COMPRESSORS | FOUND |  | AD13E16092 | 2016-07-26 | 2017-07-15 | 21035 | URGENT CARE CENTER | 2014-02-12 | USD |  | Active | UNIVERSITY NEW MEXICO HOSPITAL
83241 | 1162610 | MIZUHO OSI | proAXIS | 6988 | TABLES/ OPERATING/ SPINAL | 1071371-0-CAP |  | 166 | 2017-06-09 | 2017-12-15 | 15000 | OPERATING ROOM | 2014-02-12 | USD | 138954.09 | Active | UNIVERSITY NEW MEXICO HOSPITAL
89194 | 1328591 | COVIDIEN | CAPNOSTREAM 20 | CAPNOSTREAM 20 | MONITOR/BEDSIDE/RESPIRATION/EXHALED CARBON DIOXIDE | 1080187 |  | B434137186 | 2016-10-27 | 2017-10-15 | 71030 | HEART STATION | 2014-02-06 | USD | 3950 | Active | UNIVERSITY NEW MEXICO HOSPITAL
89193 | 1328590 | ARTHREX INC | DUALWAVE | AR-6480 | IRRIGATION/DISTENTION SYSTEMS/ ARTHROSCOPIC | 1080017-0-BILO |  | NX5109SL | 2016-10-18 | 2017-10-15 | 15005 | OPERATING ROOM - BBRP | 2014-02-06 | USD | 0 | Active | UNIVERSITY NEW MEXICO HOSPITAL
89192 | 1328589 | MEDELA INC | SYMPHONY | SYMPHONY | PUMPS/ BREAST | 1078609 |  | 1413403 | 2017-05-25 | 2018-05-15 | 12130 | TRAUMA/SURGICAL ICU | 2014-02-06 | USD | 1311.37 | Active | UNIVERSITY NEW MEXICO HOSPITAL
89191 | 1328587 | EXERGEN CORP | TAT-5000 | TAT-5000 | THERMOMETERS/ ELECTRONIC/ INFRARED | 1079847 |  | A375771 | 2014-02-05 | 2014-02-15 | 30075 | SENIOR HEALTH CENTER | 2014-02-05 | USD | 316 | Active | UNIVERSITY NEW MEXICO HOSPITAL
89190 | 1328588 | EXERGEN CORP | TAT-5000 | TAT-5000 | THERMOMETERS/ ELECTRONIC/ INFRARED | 1079847 |  | A378544 | 2014-02-05 | 2014-02-15 | 30075 | SENIOR HEALTH CENTER | 2014-02-05 | USD | 316 | Active | UNIVERSITY NEW MEXICO HOSPITAL
89091 | 1199470 | DRAEGER MEDICAL INC | VAPOR 2000 ISOFLURANE | VAPOR 2000 | ANESTHESIA UNIT VAPORIZERS | 1050327-0-CAP |  | ASEE-1280 | 2017-01-05 | 2018-01-15 | 15055 | ANESTHESIA | 2014-02-04 | USD | 3900.87 | Active | UNIVERSITY NEW MEXICO HOSPITAL
89090 | 1199469 | DRAEGER MEDICAL INC | FABIUS MRI | 8607300-11 | ANESTHESIA UNITS | 1050327-0-CAP |  | ASEF-0020 | 2017-02-14 | 2017-08-15 | 15055 | ANESTHESIA | 2014-02-04 | USD | 72463.35 | Active | UNIVERSITY NEW MEXICO HOSPITAL
89189 | 1328586 | EPPENDORF NORTH AMERICA INC | 5424 | 5424 | CENTRIFUGES/ TABLETOP | 1080711 |  | 5424CP355597 | 2017-07-11 | 2018-01-15 | 12110 | NEUROSCIENCE ICU | 2014-01-31 | USD |  | Active | UNIVERSITY NEW MEXICO HOSPITAL
89188 | 1328585 | METTLER TOLEDO INC | NEW CLASSIC MF | MS3001S | WEIGHTS/ BALANCE/ PRECISION | 1080710 |  | B346966118 | 2014-01-31 | 2014-01-15 | 12110 | NEUROSCIENCE ICU | 2014-01-31 | USD |  | Active | UNIVERSITY NEW MEXICO HOSPITAL
89187 | 1328584 | SUMMIT MEDICAL INC | FS22L | FS22L | FREEZERS | 1080712 |  | A130500146 | 2017-01-31 | 2018-01-15 | 12110 | NEUROSCIENCE ICU | 2014-01-31 | USD |  | Active | UNIVERSITY NEW MEXICO HOSPITAL
89173 | 1328570 | GE HEALTHCARE | CARESCAPE(V100) | CARESCAPE(V100) | MONITORING SYSTEMS/ PHYSIOLOGIC | 1077840 |  | SH613520203SA | 2016-12-01 | 2017-12-15 | 34530 | ORTHOPAEDICS FACULTY CLINIC | 2014-01-28 | USD | 3252.87 | Active | UNIVERSITY NEW MEXICO HOSPITAL
89176 | 1328573 | EXERGEN CORP | TAT-5000 | TAT-5000 | THERMOMETERS/ ELECTRONIC/ INFRARED | 2000460 |  | A371568 | 2014-01-28 | 2014-01-15 | 30030 | CTH OUTPATIENT CLINIC | 2014-01-28 | USD | 316 | Active | UNIVERSITY NEW MEXICO HOSPITAL
89177 | 1328574 | EXERGEN CORP | TAT-5000 | TAT-5000 | THERMOMETERS/ ELECTRONIC/ INFRARED | 2000460 |  | A371527 | 2014-01-28 | 2014-01-15 | 30030 | CTH OUTPATIENT CLINIC | 2014-01-28 | USD | 316 | Active | UNIVERSITY NEW MEXICO HOSPITAL
89174 | 1328571 | EXERGEN CORP | TAT-5000 | TAT-5000 | THERMOMETERS/ ELECTRONIC/ INFRARED | 2000460 |  | A337059 | 2014-01-28 | 2014-01-15 | 30030 | CTH OUTPATIENT CLINIC | 2014-01-28 | USD | 316 | Active | UNIVERSITY NEW MEXICO HOSPITAL
89175 | 1328572 | EXERGEN CORP | TAT-5000 | TAT-5000 | THERMOMETERS/ ELECTRONIC/ INFRARED | 2000460 |  | A348566 | 2014-01-28 | 2014-01-15 | 30030 | CTH OUTPATIENT CLINIC | 2014-01-28 | USD | 316 | Active | UNIVERSITY NEW MEXICO HOSPITAL
55073 | ACN 55073 | PHILIPS HEALTHCARE | PROLIANT ML | PROLIANT ML | SERVERS | FOUND |  | SB007400405GA | 2014-01-28 | 2014-01-15 | 71040 | CARDIAC CATH LAB | 2014-01-28 | USD |  | Active | UNIVERSITY NEW MEXICO HOSPITAL
89181 | 1328578 | MEDQUIP INC | MedNeb | MQ5600 | NEBULIZERS | 1074077 |  | 5600091307743 | 2016-10-06 | 2017-10-15 | 30115 | SE HEIGHTS CLINIC-SAN PABLO | 2014-01-28 | USD | 56.36 | Active | UNIVERSITY NEW MEXICO HOSPITAL
89182 | 1328579 | MEDQUIP INC | MedNeb | MQ5600 | NEBULIZERS | 1074077 |  | 5600091307744 | 2016-10-06 | 2017-10-15 | 30115 | SE HEIGHTS CLINIC-SAN PABLO | 2014-01-28 | USD | 56.36 | Active | UNIVERSITY NEW MEXICO HOSPITAL
89183 | 1328580 | MEDQUIP INC | MedNeb | MQ5600 | NEBULIZERS | 1074077 |  | 5600091307745 | 2016-10-06 | 2017-10-15 | 30115 | SE HEIGHTS CLINIC-SAN PABLO | 2014-01-28 | USD | 56.36 | Active | UNIVERSITY NEW MEXICO HOSPITAL
89184 | 1328581 | MEDQUIP INC | MedNeb | MQ5600 | NEBULIZERS | 1074077 |  | 5600091307746 | 2016-10-06 | 2017-10-15 | 30115 | SE HEIGHTS CLINIC-SAN PABLO | 2014-01-28 | USD | 56.36 | Active | UNIVERSITY NEW MEXICO HOSPITAL
89172 | 1328569 | EXERGEN CORP | TAT-5000 | TAT-5000 | THERMOMETERS/ ELECTRONIC/ INFRARED | 1078731 |  | A373068 | 2014-01-27 | 2014-01-15 | 32050 | WESTSIDE FAMILY & SENIOR HLTH | 2014-01-27 | USD | 316 | Active | UNIVERSITY NEW MEXICO HOSPITAL
89171 | 1328568 | EXERGEN CORP | TAT-5000 | TAT-5000 | THERMOMETERS/ ELECTRONIC/ INFRARED | 1078731 |  | A373251 | 2014-01-27 | 2014-01-15 | 32050 | WESTSIDE FAMILY & SENIOR HLTH | 2014-01-27 | USD | 316 | Active | UNIVERSITY NEW MEXICO HOSPITAL
89170 | 1328567 | EXERGEN CORP | TAT-5000 | TAT-5000 | THERMOMETERS/ ELECTRONIC/ INFRARED | 1078731 |  | A373264 | 2014-01-27 | 2014-01-15 | 32050 | WESTSIDE FAMILY & SENIOR HLTH | 2014-01-27 | USD | 316 | Active | UNIVERSITY NEW MEXICO HOSPITAL
89169 | 1328566 | EXERGEN CORP | TAT-5000 | TAT-5000 | THERMOMETERS/ ELECTRONIC/ INFRARED | 1078731 |  | A373056 | 2014-01-27 | 2014-01-15 | 32050 | WESTSIDE FAMILY & SENIOR HLTH | 2014-01-27 | USD | 316 | Active | UNIVERSITY NEW MEXICO HOSPITAL
89168 | 1328565 | FISHER & PAYKEL HEALTHCARE INC | RD900AEU / NEOPUFF | RD900AEU / NEOPUFF | RESUSCITATORS | 2000437 |  | 131002003704 | 2017-02-01 | 2018-02-15 | 12415 | INTERMEDIATE CARE NURSERY | 2014-01-27 | USD | 988.3 | Active | UNIVERSITY NEW MEXICO HOSPITAL
89167 | 1328564 | FISHER & PAYKEL HEALTHCARE INC | RD900AEU / NEOPUFF | RD900AEU / NEOPUFF | RESUSCITATORS | 2000437 |  | 130815002853 | 2017-02-27 | 2018-02-15 | 12455 | NEWBORN ICU | 2014-01-27 | USD | 988.3 | Active | UNIVERSITY NEW MEXICO HOSPITAL
89166 | 1328553 | FISHER & PAYKEL HEALTHCARE INC | RD900AEU / NEOPUFF | RD900AEU / NEOPUFF | RESUSCITATORS | 2000437 |  | 131003003716 | 2017-02-16 | 2018-02-15 | 12455 | NEWBORN ICU | 2014-01-27 | USD | 988.3 | Active | UNIVERSITY NEW MEXICO HOSPITAL
89165 | 1328554 | FISHER & PAYKEL HEALTHCARE INC | RD900AEU / NEOPUFF | RD900AEU / NEOPUFF | RESUSCITATORS | 2000437 |  | 130819002899 | 2017-02-14 | 2018-02-15 | 12455 | NEWBORN ICU | 2014-01-27 | USD | 988.3 | Active | UNIVERSITY NEW MEXICO HOSPITAL
89164 | 1328557 | FISHER & PAYKEL HEALTHCARE INC | RD900AEU / NEOPUFF | RD900AEU / NEOPUFF | RESUSCITATORS | 2000437 |  | 130815002855 | 2017-02-14 | 2018-02-15 | 12455 | NEWBORN ICU | 2014-01-27 | USD | 988.3 | Active | UNIVERSITY NEW MEXICO HOSPITAL
89163 | 1328563 | FISHER & PAYKEL HEALTHCARE INC | RD900AEU / NEOPUFF | RD900AEU / NEOPUFF | RESUSCITATORS | 2000437 |  | 131016003894 | 2017-02-10 | 2018-02-15 | 12455 | NEWBORN ICU | 2014-01-27 | USD | 988.3 | Active | UNIVERSITY NEW MEXICO HOSPITAL
89162 | 1328561 | FISHER & PAYKEL HEALTHCARE INC | RD900AEU / NEOPUFF | RD900AEU / NEOPUFF | RESUSCITATORS | 2000437 |  | 131003003715 | 2017-02-23 | 2018-02-15 | 12455 | NEWBORN ICU | 2014-01-27 | USD | 988.3 | Active | UNIVERSITY NEW MEXICO HOSPITAL
89161 | 1328562 | FISHER & PAYKEL HEALTHCARE INC | RD900AEU / NEOPUFF | RD900AEU / NEOPUFF | RESUSCITATORS | 2000437 |  | 131017003914 | 2017-02-16 | 2018-02-15 | 12455 | NEWBORN ICU | 2014-01-27 | USD | 988.3 | Active | UNIVERSITY NEW MEXICO HOSPITAL
89160 | 1328560 | FISHER & PAYKEL HEALTHCARE INC | RD900AEU / NEOPUFF | RD900AEU / NEOPUFF | RESUSCITATORS | 2000437 |  | 131003003719 | 2017-02-16 | 2018-02-15 | 12455 | NEWBORN ICU | 2014-01-27 | USD | 988.3 | Active | UNIVERSITY NEW MEXICO HOSPITAL
89159 | 1328559 | FISHER & PAYKEL HEALTHCARE INC | RD900AEU / NEOPUFF | RD900AEU / NEOPUFF | RESUSCITATORS | 2000437 |  | 130815002851 | 2017-02-02 | 2018-02-15 | 12455 | NEWBORN ICU | 2014-01-27 | USD | 988.3 | Active | UNIVERSITY NEW MEXICO HOSPITAL
89158 | 1328558 | FISHER & PAYKEL HEALTHCARE INC | RD900AEU / NEOPUFF | RD900AEU / NEOPUFF | RESUSCITATORS | 2000437 |  | 131016003893 | 2017-02-02 | 2018-02-15 | 12455 | NEWBORN ICU | 2014-01-27 | USD | 988.3 | Active | UNIVERSITY NEW MEXICO HOSPITAL
89157 | 1328556 | FISHER & PAYKEL HEALTHCARE INC | RD900AEU / NEOPUFF | RD900AEU / NEOPUFF | RESUSCITATORS | 2000437 |  | 131016003900 | 2017-02-23 | 2018-02-15 | 12455 | NEWBORN ICU | 2014-01-27 | USD | 988.3 | Active | UNIVERSITY NEW MEXICO HOSPITAL
89154 | 1328552 | FISHER & PAYKEL HEALTHCARE INC | RD900AEU / NEOPUFF | RD900AEU / NEOPUFF | RESUSCITATORS | 2000437 |  | 130815002858 | 2017-02-14 | 2018-02-15 | 12455 | NEWBORN ICU | 2014-01-27 | USD | 988.3 | Active | UNIVERSITY NEW MEXICO HOSPITAL
89153 | 1328550 | FISHER & PAYKEL HEALTHCARE INC | RD900AEU / NEOPUFF | RD900AEU / NEOPUFF | RESUSCITATORS | 2000437 |  | 131003003717 | 2017-02-02 | 2018-02-15 | 12455 | NEWBORN ICU | 2014-01-27 | USD | 988.3 | Active | UNIVERSITY NEW MEXICO HOSPITAL
89152 | 1328549 | FISHER & PAYKEL HEALTHCARE INC | RD900AEU / NEOPUFF | RD900AEU / NEOPUFF | RESUSCITATORS | 2000437 |  | 131017003912 | 2017-02-23 | 2018-02-15 | 12455 | NEWBORN ICU | 2014-01-27 | USD | 988.3 | Active | UNIVERSITY NEW MEXICO HOSPITAL
89150 | 1328547 | FISHER & PAYKEL HEALTHCARE INC | RD900AEU / NEOPUFF | RD900AEU / NEOPUFF | RESUSCITATORS | 2000437 |  | 131017003913 | 2017-02-09 | 2018-02-15 | 12455 | NEWBORN ICU | 2014-01-27 | USD | 988.3 | Active | UNIVERSITY NEW MEXICO HOSPITAL
89149 | 1328546 | FISHER & PAYKEL HEALTHCARE INC | RD900AEU / NEOPUFF | RD900AEU / NEOPUFF | RESUSCITATORS | 2000437 |  | 130726002838 | 2017-02-09 | 2018-02-15 | 12455 | NEWBORN ICU | 2014-01-27 | USD | 988.3 | Active | UNIVERSITY NEW MEXICO HOSPITAL
89148 | 1328545 | FISHER & PAYKEL HEALTHCARE INC | RD900AEU / NEOPUFF | RD900AEU / NEOPUFF | RESUSCITATORS | 2000437 |  | 130815002850 | 2017-02-24 | 2018-02-15 | 12455 | NEWBORN ICU | 2014-01-27 | USD | 988.3 | Active | UNIVERSITY NEW MEXICO HOSPITAL
89147 | 1328544 | FISHER & PAYKEL HEALTHCARE INC | RD900AEU / NEOPUFF | RD900AEU / NEOPUFF | RESUSCITATORS | 2000437 |  | 131016003890 | 2017-02-21 | 2018-02-15 | 12455 | NEWBORN ICU | 2014-01-27 | USD | 988.3 | Active | UNIVERSITY NEW MEXICO HOSPITAL
89145 | 1328542 | FISHER & PAYKEL HEALTHCARE INC | RD900AEU / NEOPUFF | RD900AEU / NEOPUFF | RESUSCITATORS | 2000437 |  | 131017003920 | 2017-02-28 | 2018-02-15 | 12455 | NEWBORN ICU | 2014-01-27 | USD | 988.3 | Active | UNIVERSITY NEW MEXICO HOSPITAL
89144 | 1328541 | FISHER & PAYKEL HEALTHCARE INC | RD900AEU / NEOPUFF | RD900AEU / NEOPUFF | RESUSCITATORS | 2000437 |  | 131018003945 | 2017-02-07 | 2018-02-15 | 12455 | NEWBORN ICU | 2014-01-27 | USD | 988.3 | Active | UNIVERSITY NEW MEXICO HOSPITAL
89143 | 1328540 | FISHER & PAYKEL HEALTHCARE INC | RD900AEU / NEOPUFF | RD900AEU / NEOPUFF | RESUSCITATORS | 2000437 |  | 131018003944 | 2017-02-23 | 2018-02-15 | 12415 | INTERMEDIATE CARE NURSERY | 2014-01-27 | USD | 988.3 | Active | UNIVERSITY NEW MEXICO HOSPITAL
89142 | 1328539 | FISHER & PAYKEL HEALTHCARE INC | RD900AEU / NEOPUFF | RD900AEU / NEOPUFF | RESUSCITATORS | 2000437 |  | 130726002839 | 2017-02-16 | 2018-02-15 | 12455 | NEWBORN ICU | 2014-01-27 | USD | 988.3 | Active | UNIVERSITY NEW MEXICO HOSPITAL
89156 | 1328555 | FISHER & PAYKEL HEALTHCARE INC | RD900AEU / NEOPUFF | RD900AEU / NEOPUFF | RESUSCITATORS | 2000437 |  | 130815002852 | 2017-03-10 | 2018-02-15 | 12455 | NEWBORN ICU | 2014-01-27 | USD | 988.3 | Active | UNIVERSITY NEW MEXICO HOSPITAL
89141 | 1238538 | FISHER & PAYKEL HEALTHCARE INC | RD900AEU / NEOPUFF | RD900AEU / NEOPUFF | RESUSCITATORS | 2000437 |  | 130726002834 | 2017-02-27 | 2018-02-15 | 12455 | NEWBORN ICU | 2014-01-27 | USD | 988.3 | Active | UNIVERSITY NEW MEXICO HOSPITAL
89140 | 1328537 | FISHER & PAYKEL HEALTHCARE INC | RD900AEU / NEOPUFF | RD900AEU / NEOPUFF | RESUSCITATORS | 2000437 |  | 131003003720 | 2017-02-09 | 2018-02-15 | 12455 | NEWBORN ICU | 2014-01-27 | USD | 988.3 | Active | UNIVERSITY NEW MEXICO HOSPITAL
89139 | 1328536 | FISHER & PAYKEL HEALTHCARE INC | RD900AEU / NEOPUFF | RD900AEU / NEOPUFF | RESUSCITATORS | 2000437 |  | 131017003922 | 2017-02-27 | 2018-02-15 | 12415 | INTERMEDIATE CARE NURSERY | 2014-01-27 | USD | 988.3 | Active | UNIVERSITY NEW MEXICO HOSPITAL
89138 | 1328535 | FISHER & PAYKEL HEALTHCARE INC | RD900AEU / NEOPUFF | RD900AEU / NEOPUFF | RESUSCITATORS | 2000437 |  | 130828003105 | 2017-02-13 | 2018-02-15 | 12455 | NEWBORN ICU | 2014-01-27 | USD | 988.3 | Active | UNIVERSITY NEW MEXICO HOSPITAL
89136 | 1328533 | FISHER & PAYKEL HEALTHCARE INC | RD900AEU / NEOPUFF | RD900AEU / NEOPUFF | RESUSCITATORS | 2000437 |  | 130722002750 | 2017-02-23 | 2018-02-15 | 12415 | INTERMEDIATE CARE NURSERY | 2014-01-27 | USD | 988.3 | Active | UNIVERSITY NEW MEXICO HOSPITAL
89155 | 1328551 | FISHER & PAYKEL HEALTHCARE INC | RD900AEU / NEOPUFF | RD900AEU / NEOPUFF | RESUSCITATORS | 2000437 |  | 131003003718 | 2017-02-25 | 2018-02-15 | 12455 | NEWBORN ICU | 2014-01-27 | USD | 988.3 | Active | UNIVERSITY NEW MEXICO HOSPITAL
89134 | 1328531 | FISHER & PAYKEL HEALTHCARE INC | RD900AEU / NEOPUFF | RD900AEU / NEOPUFF | RESUSCITATORS | 2000437 |  | 131017003918 | 2017-02-28 | 2018-02-15 | 12415 | INTERMEDIATE CARE NURSERY | 2014-01-27 | USD | 988.3 | Active | UNIVERSITY NEW MEXICO HOSPITAL
89132 | 1328529 | FISHER & PAYKEL HEALTHCARE INC | RD900AEU / NEOPUFF | RD900AEU / NEOPUFF | RESUSCITATORS | 2000437 |  | 131018003940 | 2017-02-09 | 2018-02-15 | 12455 | NEWBORN ICU | 2014-01-27 | USD | 988.3 | Active | UNIVERSITY NEW MEXICO HOSPITAL
89131 | 1328528 | FISHER & PAYKEL HEALTHCARE INC | RD900AEU / NEOPUFF | RD900AEU / NEOPUFF | RESUSCITATORS | 2000437 |  | 130828003103 | 2017-02-28 | 2018-02-15 | 12455 | NEWBORN ICU | 2014-01-27 | USD | 988.3 | Active | UNIVERSITY NEW MEXICO HOSPITAL
89130 | 1328527 | FISHER & PAYKEL HEALTHCARE INC | RD900AEU / NEOPUFF | RD900AEU / NEOPUFF | RESUSCITATORS | 2000437 |  | 131002003687 | 2017-02-27 | 2018-02-15 | 12455 | NEWBORN ICU | 2014-01-27 | USD | 988.3 | Active | UNIVERSITY NEW MEXICO HOSPITAL
89129 | 1328526 | FISHER & PAYKEL HEALTHCARE INC | RD900AEU / NEOPUFF | RD900AEU / NEOPUFF | RESUSCITATORS | 2000437 |  | 130828003106 | 2017-02-09 | 2018-02-15 | 12455 | NEWBORN ICU | 2014-01-27 | USD | 988.3 | Active | UNIVERSITY NEW MEXICO HOSPITAL
89128 | 1328525 | FISHER & PAYKEL HEALTHCARE INC | RD900AEU / NEOPUFF | RD900AEU / NEOPUFF | RESUSCITATORS | 2000437 |  | 130905003253 | 2017-02-06 | 2018-02-15 | 12455 | NEWBORN ICU | 2014-01-27 | USD | 988.3 | Active | UNIVERSITY NEW MEXICO HOSPITAL
89127 | 1328524 | FISHER & PAYKEL HEALTHCARE INC | RD900AEU / NEOPUFF | RD900AEU / NEOPUFF | RESUSCITATORS | 2000437 |  | 131018003941 | 2017-02-24 | 2018-02-15 | 12415 | INTERMEDIATE CARE NURSERY | 2014-01-27 | USD | 988.3 | Active | UNIVERSITY NEW MEXICO HOSPITAL
89146 | 1328543 | FISHER & PAYKEL HEALTHCARE INC | RD900AEU / NEOPUFF | RD900AEU / NEOPUFF | RESUSCITATORS | 2000437 |  | 131018003938 | 2017-02-16 | 2018-02-15 | 12455 | NEWBORN ICU | 2014-01-27 | USD | 988.3 | Active | UNIVERSITY NEW MEXICO HOSPITAL
89126 | 1328523 | FISHER & PAYKEL HEALTHCARE INC | RD900AEU / NEOPUFF | RD900AEU / NEOPUFF | RESUSCITATORS | 2000437 |  | 130828003091 | 2017-02-17 | 2018-02-15 | 12455 | NEWBORN ICU | 2014-01-27 | USD | 988.3 | Active | UNIVERSITY NEW MEXICO HOSPITAL
89125 | 1328522 | FISHER & PAYKEL HEALTHCARE INC | RD900AEU / NEOPUFF | RD900AEU / NEOPUFF | RESUSCITATORS | 2000437 |  | 130905003257 | 2017-02-28 | 2018-02-15 | 12415 | INTERMEDIATE CARE NURSERY | 2014-01-27 | USD | 988.3 | Active | UNIVERSITY NEW MEXICO HOSPITAL
89133 | 1328530 | FISHER & PAYKEL HEALTHCARE INC | RD900AEU / NEOPUFF | RD900AEU / NEOPUFF | RESUSCITATORS | 2000437 |  | 131018003939 | 2017-02-15 | 2018-02-15 | 12455 | NEWBORN ICU | 2014-01-27 | USD | 988.3 | Active | UNIVERSITY NEW MEXICO HOSPITAL
89124 | 1328521 | FISHER & PAYKEL HEALTHCARE INC | RD900AEU / NEOPUFF | RD900AEU / NEOPUFF | RESUSCITATORS | 2000437 |  | 130828003090 | 2017-03-14 | 2018-02-15 | 12455 | NEWBORN ICU | 2014-01-27 | USD | 988.3 | Active | UNIVERSITY NEW MEXICO HOSPITAL
89123 | 1328520 | FISHER & PAYKEL HEALTHCARE INC | RD900AEU / NEOPUFF | RD900AEU / NEOPUFF | RESUSCITATORS | 2000437 |  | 131017003916 | 2017-02-10 | 2018-02-15 | 12455 | NEWBORN ICU | 2014-01-27 | USD | 988.3 | Active | UNIVERSITY NEW MEXICO HOSPITAL
89122 | 1328519 | FISHER & PAYKEL HEALTHCARE INC | RD900AEU / NEOPUFF | RD900AEU / NEOPUFF | RESUSCITATORS | 2000437 |  | 130722002754 | 2017-02-21 | 2018-02-15 | 12455 | NEWBORN ICU | 2014-01-27 | USD | 988.3 | Active | UNIVERSITY NEW MEXICO HOSPITAL
89121 | 1328518 | FISHER & PAYKEL HEALTHCARE INC | RD900AEU / NEOPUFF | RD900AEU / NEOPUFF | RESUSCITATORS | 2000437 |  | 130905003248 | 2017-02-27 | 2018-02-15 | 12455 | NEWBORN ICU | 2014-01-27 | USD | 988.3 | Active | UNIVERSITY NEW MEXICO HOSPITAL
89135 | 1328532 | FISHER & PAYKEL HEALTHCARE INC | RD900AEU / NEOPUFF | RD900AEU / NEOPUFF | RESUSCITATORS | 2000437 |  | 131018003936 | 2017-02-06 | 2018-02-15 | 12455 | NEWBORN ICU | 2014-01-27 | USD | 988.3 | Active | UNIVERSITY NEW MEXICO HOSPITAL
89120 | 1328517 | FISHER & PAYKEL HEALTHCARE INC | RD900AEU / NEOPUFF | RD900AEU / NEOPUFF | RESUSCITATORS | 2000437 |  | 130722002751 | 2017-02-02 | 2018-02-15 | 12455 | NEWBORN ICU | 2014-01-27 | USD | 988.3 | Active | UNIVERSITY NEW MEXICO HOSPITAL
89119 | 1328516 | FISHER & PAYKEL HEALTHCARE INC | RD900AEU / NEOPUFF | RD900AEU / NEOPUFF | RESUSCITATORS | 2000437 |  | 130905003244 | 2017-02-23 | 2018-02-15 | 12455 | NEWBORN ICU | 2014-01-27 | USD | 988.3 | Active | UNIVERSITY NEW MEXICO HOSPITAL
89118 | 1328515 | FISHER & PAYKEL HEALTHCARE INC | RD900AEU / NEOPUFF | RD900AEU / NEOPUFF | RESUSCITATORS | 2000437 |  | 130905003258 | 2017-02-09 | 2018-02-15 | 12455 | NEWBORN ICU | 2014-01-27 | USD | 988.3 | Active | UNIVERSITY NEW MEXICO HOSPITAL
89117 | 1328513 | FISHER & PAYKEL HEALTHCARE INC | RD900AEU / NEOPUFF | RD900AEU / NEOPUFF | RESUSCITATORS | 2000437 |  | 130722002749 | 2017-02-03 | 2018-02-15 | 12455 | NEWBORN ICU | 2014-01-27 | USD | 988.3 | Active | UNIVERSITY NEW MEXICO HOSPITAL
89115 | 1328512 | FISHER & PAYKEL HEALTHCARE INC | RD900AEU / NEOPUFF | RD900AEU / NEOPUFF | RESUSCITATORS | 2000437 |  | 130905003249 | 2017-02-23 | 2018-02-15 | 12415 | INTERMEDIATE CARE NURSERY | 2014-01-27 | USD | 988.3 | Active | UNIVERSITY NEW MEXICO HOSPITAL
89114 | 1328511 | FISHER & PAYKEL HEALTHCARE INC | RD900AEU / NEOPUFF | RD900AEU / NEOPUFF | RESUSCITATORS | 2000437 |  | 131017003915 | 2017-02-23 | 2018-02-15 | 12415 | INTERMEDIATE CARE NURSERY | 2014-01-27 | USD | 988.3 | Active | UNIVERSITY NEW MEXICO HOSPITAL
89113 | 1328510 | FISHER & PAYKEL HEALTHCARE INC | RD900AEU / NEOPUFF | RD900AEU / NEOPUFF | RESUSCITATORS | 2000437 |  | 131017003923 | 2017-02-01 | 2018-02-15 | 12455 | NEWBORN ICU | 2014-01-27 | USD | 988.3 | Active | UNIVERSITY NEW MEXICO HOSPITAL
89112 | 1328502 | FISHER & PAYKEL HEALTHCARE INC | RD900AEU / NEOPUFF | RD900AEU / NEOPUFF | RESUSCITATORS | 2000437 |  | 130828003099 | 2017-02-16 | 2018-02-15 | 12455 | NEWBORN ICU | 2014-01-27 | USD | 988.3 | Active | UNIVERSITY NEW MEXICO HOSPITAL
89111 | 1328507 | FISHER & PAYKEL HEALTHCARE INC | RD900AEU / NEOPUFF | RD900AEU / NEOPUFF | RESUSCITATORS | 2000437 |  | 130829003121 | 2017-02-15 | 2018-02-15 | 12455 | NEWBORN ICU | 2014-01-27 | USD | 988.3 | Active | UNIVERSITY NEW MEXICO HOSPITAL
89137 | 1328534 | FISHER & PAYKEL HEALTHCARE INC | RD900AEU / NEOPUFF | RD900AEU / NEOPUFF | RESUSCITATORS | 2000437 |  | 131016003898 | 2017-02-28 | 2018-02-15 | 12415 | INTERMEDIATE CARE NURSERY | 2014-01-27 | USD | 988.3 | Active | UNIVERSITY NEW MEXICO HOSPITAL
89110 | 1328506 | FISHER & PAYKEL HEALTHCARE INC | RD900AEU / NEOPUFF | RD900AEU / NEOPUFF | RESUSCITATORS | 2000437 |  | 131018003943 | 2017-02-02 | 2018-02-15 | 12455 | NEWBORN ICU | 2014-01-27 | USD | 988.3 | Active | UNIVERSITY NEW MEXICO HOSPITAL
89109 | 1328505 | FISHER & PAYKEL HEALTHCARE INC | RD900AEU / NEOPUFF | RD900AEU / NEOPUFF | RESUSCITATORS | 2000437 |  | 130829003120 | 2017-02-15 | 2018-02-15 | 12455 | NEWBORN ICU | 2014-01-27 | USD | 988.3 | Active | UNIVERSITY NEW MEXICO HOSPITAL
89108 | 1328503 | FISHER & PAYKEL HEALTHCARE INC | RD900AEU / NEOPUFF | RD900AEU / NEOPUFF | RESUSCITATORS | 2000437 |  | 131017003921 | 2017-02-13 | 2018-02-15 | 12455 | NEWBORN ICU | 2014-01-27 | USD | 988.3 | Active | UNIVERSITY NEW MEXICO HOSPITAL
89107 | 1328504 | FISHER & PAYKEL HEALTHCARE INC | RD900AEU / NEOPUFF | RD900AEU / NEOPUFF | RESUSCITATORS | 2000437 |  | 130722002752 | 2017-02-16 | 2018-02-15 | 12455 | NEWBORN ICU | 2014-01-27 | USD | 988.3 | Active | UNIVERSITY NEW MEXICO HOSPITAL
89116 | 1328514 | FISHER & PAYKEL HEALTHCARE INC | RD900AEU / NEOPUFF | RD900AEU / NEOPUFF | RESUSCITATORS | 2000437 |  | 130828003104 | 2017-02-16 | 2018-02-15 | 12455 | NEWBORN ICU | 2014-01-27 | USD | 988.3 | Active | UNIVERSITY NEW MEXICO HOSPITAL
89106 | 1328500 | FISHER & PAYKEL HEALTHCARE INC | RD900AEU / NEOPUFF | RD900AEU / NEOPUFF | RESUSCITATORS | 2000437 |  | 131017000919 | 2017-02-24 | 2018-02-15 | 12455 | NEWBORN ICU | 2014-01-27 | USD | 988.3 | Active | UNIVERSITY NEW MEXICO HOSPITAL
89105 | 1328501 | FISHER & PAYKEL HEALTHCARE INC | RD900AEU / NEOPUFF | RD900AEU / NEOPUFF | RESUSCITATORS | 2000437 |  | 130722002748 | 2017-02-09 | 2018-02-15 | 12455 | NEWBORN ICU | 2014-01-27 | USD | 988.3 | Active | UNIVERSITY NEW MEXICO HOSPITAL
89104 | 1328509 | FISHER & PAYKEL HEALTHCARE INC | RD900AEU / NEOPUFF | RD900AEU / NEOPUFF | RESUSCITATORS | 2000437 |  | 130828003088 | 2017-02-23 | 2018-02-15 | 12455 | NEWBORN ICU | 2014-01-27 | USD | 988.3 | Active | UNIVERSITY NEW MEXICO HOSPITAL
89103 | 1329508 | FISHER & PAYKEL HEALTHCARE INC | RD900AEU / NEOPUFF | RD900AEU / NEOPUFF | RESUSCITATORS | 2000437 |  | 131016003892 | 2017-02-17 | 2018-02-15 | 12455 | NEWBORN ICU | 2014-01-27 | USD | 988.3 | Active | UNIVERSITY NEW MEXICO HOSPITAL
89151 | 1328548 | FISHER & PAYKEL HEALTHCARE INC | RD900AEU / NEOPUFF | RD900AEU / NEOPUFF | RESUSCITATORS | 2000437 |  | 131017003917 | 2017-02-16 | 2018-02-15 | 12455 | NEWBORN ICU | 2014-01-27 | USD | 988.3 | Active | UNIVERSITY NEW MEXICO HOSPITAL
84453 | 1199369 | GE HEALTHCARE | CARESCAPE(V100) | CARESCAPE(V100) | MONITORING SYSTEMS/ PHYSIOLOGIC | 301710 |  | SH613460189SA | 2017-01-01 | 2018-01-15 | 12035 | UPC INPATIENT ADULT SERVICES | 2014-01-23 | USD | 3221.46 | Active | UNIVERSITY NEW MEXICO HOSPITAL
89102 | 1329499 | CLARITY MEDICAL SYSTEMS INC | RET CAM SHUTTLE | RET CAM SHUTTLE | CAMERAS/ OPHTHALMIC | 1074679-0-CAP |  | RS6384 | 2014-01-22 | 2014-01-15 | 34610 | OPHTHALMOLOGY ON SITE CLINIC | 2014-01-22 | USD | 82160 | Active | UNIVERSITY NEW MEXICO HOSPITAL
89088 | 1199467 | STIHLER ELECTRONIC GMBH | PRISMAFLO 2 | PRISMAFLO 2 | WARMING UNITS/ BLOOD/SOLUTION (FLUID) | 1078763-0-CAP |  | E00767 | 2017-01-25 | 2018-01-15 | 12130 | TRAUMA/SURGICAL ICU | 2014-01-21 | USD | 3975 | Active | UNIVERSITY NEW MEXICO HOSPITAL
89087 | 1199466 | GAMBRO AB | PRISMAFLEX | PRISMAFLEX | HEMODIALYSIS UNITS | 1078763-0-CAP |  | PA11374 | 2017-01-25 | 2018-01-15 | 12130 | TRAUMA/SURGICAL ICU | 2014-01-21 | USD | 24000 | Active | UNIVERSITY NEW MEXICO HOSPITAL
89084 | 1199463 | HILL-ROM INC | 767 | 767 | OPHTHALMOSCOPE/OTOSCOPES | FOUND |  | NONE | 2014-01-17 | 2014-01-15 | 34150 | PEDIATRICS CLINIC | 2014-01-17 | USD |  | Active | UNIVERSITY NEW MEXICO HOSPITAL
89074 | 1199455 | VERATHON INC | BLADDERSCAN (BVI-9400) | BVI-9400 | SCANNING SYSTEMS/ULTRASONIC/DIAGNOSTIC (BIOMED) | 2000442-0-CAP |  | B4019154 | 2017-01-01 | 2018-01-15 | 12035 | UPC INPATIENT ADULT SERVICES | 2014-01-17 | USD | 12767.96 | Active | UNIVERSITY NEW MEXICO HOSPITAL
80764 | 1096295 | GE HEALTHCARE | CARESCAPE (MP100R) | CARESCAPE (MP100R) | COMPUTERS | FOUND |  | SDY11128404GA | 2014-01-15 | 2014-01-15 | 12480 | CTH REHAB-ORTHO UNIT | 2014-01-15 | USD |  | Active | UNIVERSITY NEW MEXICO HOSPITAL
80769 | 1096223 | GE HEALTHCARE | DASH 4000 | DASH 4000 | MONITORING SYSTEMS/ PHYSIOLOGIC | FOUND |  | SD011133636SA | 2017-01-24 | 2018-01-15 | 12480 | CTH REHAB-ORTHO UNIT | 2014-01-15 | USD |  | Active | UNIVERSITY NEW MEXICO HOSPITAL
80770 | 1096222 | GE HEALTHCARE | DASH 4000 | DASH 4000 | MONITORING SYSTEMS/ PHYSIOLOGIC | FOUND |  | SD011133487SA | 2017-01-24 | 2018-01-15 | 12480 | CTH REHAB-ORTHO UNIT | 2014-01-15 | USD |  | Active | UNIVERSITY NEW MEXICO HOSPITAL
80768 | 1096291 | GE HEALTHCARE | DASH 4000 | DASH 4000 | MONITORING SYSTEMS/ PHYSIOLOGIC | FOUND |  | SD011133655SA | 2017-01-24 | 2018-01-15 | 12480 | CTH REHAB-ORTHO UNIT | 2014-01-15 | USD |  | Active | UNIVERSITY NEW MEXICO HOSPITAL
80767 | 1096293 | GE HEALTHCARE | DASH 4000 | DASH 4000 | MONITORING SYSTEMS/ PHYSIOLOGIC | FOUND |  | SD011133492SA | 2017-01-24 | 2018-01-15 | 12480 | CTH REHAB-ORTHO UNIT | 2014-01-15 | USD |  | Active | UNIVERSITY NEW MEXICO HOSPITAL
80766 | 1096292 | GE HEALTHCARE | DASH 4000 | DASH 4000 | MONITORING SYSTEMS/ PHYSIOLOGIC | FOUND |  | SD011133631SA | 2017-01-24 | 2018-01-15 | 12480 | CTH REHAB-ORTHO UNIT | 2014-01-15 | USD |  | Active | UNIVERSITY NEW MEXICO HOSPITAL
89083 | 1199462 | VITAL SIGNS INC | ENFLOW CONTROLLER | 121 | WARMING UNITS/ BLOOD/SOLUTION | REPL ACN 83532 |  | 21033116 | 2017-06-05 | 2018-06-15 | 15055 | ANESTHESIA | 2014-01-14 | USD |  | Active | UNIVERSITY NEW MEXICO HOSPITAL
89073 | 1199454 | WELCH ALLYN INC | GS 777 | 408282 | OPHTHALMOSCOPE/OTOSCOPES | 2000432 |  | 713263 | 2014-01-09 | 2014-01-15 | 12360 | NEUROSCIENCE | 2014-01-09 | USD | 1297.61 | Active | UNIVERSITY NEW MEXICO HOSPITAL
89072 | 1199453 | GE HEALTHCARE | BLUE SPOT PT LITE | M1231533 | PHOTOTHERAPY UNIT/VISIBLE LIGHT/HYPERBILIRUBINEMIA | 1070042-0-CAP |  | QAAS50959 | 2017-02-01 | 2017-08-15 | 12455 | NEWBORN ICU | 2014-01-09 | USD | 2850 | Active | UNIVERSITY NEW MEXICO HOSPITAL
89070 | 1199451 | GE HEALTHCARE | BLUE SPOT PT LITE | M1231533 | PHOTOTHERAPY UNIT/VISIBLE LIGHT/HYPERBILIRUBINEMIA | 1070042-0-CAP |  | QAAS50958 | 2017-02-02 | 2017-08-15 | 12455 | NEWBORN ICU | 2014-01-09 | USD | 2850 | Active | UNIVERSITY NEW MEXICO HOSPITAL
89068 | 1199449 | GE HEALTHCARE | BLUE SPOT PT LITE | M1231533 | PHOTOTHERAPY UNIT/VISIBLE LIGHT/HYPERBILIRUBINEMIA | 1070042-0-CAP |  | QAAS50953 | 2017-02-03 | 2017-08-15 | 12455 | NEWBORN ICU | 2014-01-09 | USD | 2850 | Active | UNIVERSITY NEW MEXICO HOSPITAL
89064 | 1199445 | GE HEALTHCARE | BLUE SPOT PT LITE | M1231533 | PHOTOTHERAPY UNIT/VISIBLE LIGHT/HYPERBILIRUBINEMIA | 1070042-0-CAP |  | QAAS50960 | 2017-02-06 | 2017-08-15 | 12455 | NEWBORN ICU | 2014-01-09 | USD | 2850 | Active | UNIVERSITY NEW MEXICO HOSPITAL
89062 | 1199443 | GE HEALTHCARE | BLUE SPOT PT LITE | M1231533 | PHOTOTHERAPY UNIT/VISIBLE LIGHT/HYPERBILIRUBINEMIA | 1070042-0-CAP |  | QAAS50954 | 2017-02-02 | 2017-08-15 | 12455 | NEWBORN ICU | 2014-01-09 | USD | 2850 | Active | UNIVERSITY NEW MEXICO HOSPITAL
89066 | 1199447 | GE HEALTHCARE | BLUE SPOT PT LITE | M1231533 | PHOTOTHERAPY UNIT/VISIBLE LIGHT/HYPERBILIRUBINEMIA | 1070042-0-CAP |  | QAAS50966 | 2017-02-13 | 2017-08-15 | 12455 | NEWBORN ICU | 2014-01-09 | USD | 2850 | Active | UNIVERSITY NEW MEXICO HOSPITAL
89069 | 1199450 | DATEX-OHMEDA INC | GIRAFFE | GIRAFFE | WARMING UNITS/ PATIENT/ RADIANT/ INFANT | 1070042-0-CAP |  | HDGS52066 | 2017-02-06 | 2017-08-15 | 12455 | NEWBORN ICU | 2014-01-09 | USD | 38965.46 | Active | UNIVERSITY NEW MEXICO HOSPITAL
89067 | 1199448 | DATEX-OHMEDA INC | GIRAFFE | GIRAFFE | WARMING UNITS/ PATIENT/ RADIANT/ INFANT | 1070042-0-CAP |  | HDGS51933 | 2017-02-03 | 2017-08-15 | 12455 | NEWBORN ICU | 2014-01-09 | USD | 38965.46 | Active | UNIVERSITY NEW MEXICO HOSPITAL
89065 | 1199446 | DATEX-OHMEDA INC | GIRAFFE | GIRAFFE | WARMING UNITS/ PATIENT/ RADIANT/ INFANT | 1070042-0-CAP |  | HDGS52149 | 2017-02-13 | 2017-08-15 | 12455 | NEWBORN ICU | 2014-01-09 | USD | 38965.46 | Active | UNIVERSITY NEW MEXICO HOSPITAL
89063 | 1199444 | DATEX-OHMEDA INC | GIRAFFE | GIRAFFE | WARMING UNITS/ PATIENT/ RADIANT/ INFANT | 1070042-0-CAP |  | HDGS52151 | 2017-02-06 | 2017-08-15 | 12455 | NEWBORN ICU | 2014-01-09 | USD | 38965.46 | Active | UNIVERSITY NEW MEXICO HOSPITAL
89061 | 1199442 | DATEX-OHMEDA INC | GIRAFFE | GIRAFFE | WARMING UNITS/ PATIENT/ RADIANT/ INFANT | 1070042-0-CAP |  | HDGS51974 | 2017-02-02 | 2017-08-15 | 12455 | NEWBORN ICU | 2014-01-09 | USD | 38965.46 | Active | UNIVERSITY NEW MEXICO HOSPITAL
89071 | 1199452 | DATEX-OHMEDA INC | GIRAFFE | 6650-0004-901 | INCUBATORS/ INFANT | 1070042-0-CAP |  | HDGS52088 | 2017-02-03 | 2017-08-15 | 12455 | NEWBORN ICU | 2014-01-09 | USD | 38965.46 | Active | UNIVERSITY NEW MEXICO HOSPITAL
89022 | 1199438 | DRAEGER MEDICAL INC | VAPOR 2000 SEVOFLURANE | VAPOR 2000 (M35170) | ANESTHESIA UNIT VAPORIZERS | CONSIGNMENT |  | ARTD-0103 | 2017-01-09 | 2018-01-15 | 15055 | ANESTHESIA | 2014-01-07 | USD | 0 | Active | UNIVERSITY NEW MEXICO HOSPITAL
84828 | 1163494 | ARTHREX INC | DUALWAVE | AR-6480 | IRRIGATION/DISTENTION SYSTEMS/ ARTHROSCOPIC | 1079789 |  | NX5161SL | 2017-05-01 | 2018-05-15 | 15500 | OSIS OPERATING ROOM | 2014-01-03 | USD | 0 | Active | UNIVERSITY NEW MEXICO HOSPITAL
83251 | 1162660 | EXERGEN CORP | TAT-5000 | TAT-5000 | THERMOMETERS/ ELECTRONIC/ INFRARED | 1075981 |  | A373633 | 2014-01-02 | 2014-01-15 | 12340 | SURGICAL SPECIALITY UNIT (4-S) | 2014-01-02 | USD | 316 | Active | UNIVERSITY NEW MEXICO HOSPITAL
83250 | 1162659 | EXERGEN CORP | TAT-5000 | TAT-5000 | THERMOMETERS/ ELECTRONIC/ INFRARED | 1075981 |  | A373047 | 2014-01-02 | 2014-01-15 | 12340 | SURGICAL SPECIALITY UNIT (4-S) | 2014-01-02 | USD | 316 | Active | UNIVERSITY NEW MEXICO HOSPITAL
89060 | 1199441 | BAXTER HEALTHCARE CORP | HOME CHOICE PRO APD | HOME CHOICE PRO APD | PERITONEAL DIALYSIS UNITS | 1057666 |  | 636246 | 2013-12-20 | 2013-12-15 | 72040 | I/P HEMODIALYSIS | 2013-12-20 | USD |  | Active | UNIVERSITY NEW MEXICO HOSPITAL
89015 | 1199365 | TYCO HEALTHCARE GROUP | GENIUS II | GENIUS II | THERMOMETERS/ ELECTRONIC/ INFRARED/ EAR | REPL ACN 84614 |  | N13555177 | 2013-12-19 | 2013-12-15 | 12350 | CRC/CTC (5-E) | 2013-12-19 | USD |  | Active | UNIVERSITY NEW MEXICO HOSPITAL
89016 | 1199366 | TYCO HEALTHCARE GROUP | GENIUS II | GENIUS II | THERMOMETERS/ ELECTRONIC/ INFRARED/ EAR | REPL ACN 80420 |  | N13554073 | 2013-12-19 | 2013-12-15 | 12240 | GENERAL SURGERY (6-S) | 2013-12-19 | USD |  | Active | UNIVERSITY NEW MEXICO HOSPITAL
83249 | 1162658 | AMERICAN POWER CONVERSION (APC) | SMART-UPS X1000 | SMX1000 | POWER SYSTEMS/ UNINTERRUPTIBLE |  |  | AS1318233619 | 2017-02-28 | 2018-02-15 | 12455 | NEWBORN ICU | 2013-12-18 | USD |  | Active | UNIVERSITY NEW MEXICO HOSPITAL
58590 | 1199433 | ONEAC CORP | ONM300J-S1 | ONM300J-S1 | POWER SYSTEMS/ UNINTERRUPTIBLE | FOUND |  | 0645-3891 | 2017-02-15 | 2018-01-15 | 21015 | ED-NORTH | 2013-12-18 | USD |  | Active | UNIVERSITY NEW MEXICO HOSPITAL
89013 | 1199363 | WELCH ALLYN INC | 71641-MS | 71641-MS | OPHTHALMOSCOPE/OTOSCOPES | 39929 |  | N/A | 2013-12-17 | 2013-12-15 | 12480 | CTH REHAB-ORTHO UNIT | 2013-12-17 | USD |  | Active | UNIVERSITY NEW MEXICO HOSPITAL
89012 | 1199362 | UNICO | G380 | G380 | MICROSCOPES | 1072216 |  | G38L20131082 | 2016-10-05 | 2017-10-15 | 32030 | UNM LOBOCARE CLINIC | 2013-12-17 | USD | 775 | Active | UNIVERSITY NEW MEXICO HOSPITAL
89021 | 1199437 | TRUMPF MEDICAL SYSTEMS INC | TruLight | 5520 | LIGHTS/ SURGICAL | 1073050-0-CAP |  | 101970790 | 2017-06-06 | 2018-06-15 | 15000 | OPERATING ROOM | 2013-12-16 | USD | 14258.5 | Active | UNIVERSITY NEW MEXICO HOSPITAL
89019 | 1199435 | TRUMPF MEDICAL SYSTEMS INC | TruLight | 5520 | LIGHTS/ SURGICAL | 1063645-0-CAP |  | 101943524 | 2017-06-30 | 2018-06-15 | 15000 | OPERATING ROOM | 2013-12-16 | USD | 13695.5 | Active | UNIVERSITY NEW MEXICO HOSPITAL
89020 | 1199436 | TRUMPF MEDICAL SYSTEMS INC | TruLight | 5320 | LIGHTS/ SURGICAL | 1073050-0-CAP |  | 101892632 | 2017-06-01 | 2018-06-15 | 15000 | OPERATING ROOM | 2013-12-16 | USD | 14258.5 | Active | UNIVERSITY NEW MEXICO HOSPITAL
89018 | 1199368 | TRUMPF MEDICAL SYSTEMS INC | TruLight | 5320 | LIGHTS/ SURGICAL | 1063645-0-CAP |  | 101948995 | 2017-06-21 | 2018-06-15 | 15000 | OPERATING ROOM | 2013-12-16 | USD | 13695.5 | Active | UNIVERSITY NEW MEXICO HOSPITAL
89058 | 1199432 | ACMI CORP | VC-10 | VC-10 | ASPIRATORS/ SURGICAL | 1074520-0-CAP |  | N794264-6 | 2016-11-07 | 2017-11-15 | 12000 | LABOR AND DELIVERY | 2013-12-13 | USD | 5616.69 | Active | UNIVERSITY NEW MEXICO HOSPITAL
83075 | 1162525 | GE HEALTHCARE | TRAM (451N) | TRAM (451N) | MODULES/ MULTIPARAMETERS | FOUND |  | SBB11410847GA | 2017-04-17 | 2018-04-15 | 12110 | NEUROSCIENCE ICU | 2013-12-12 | USD |  | Reactivated | UNIVERSITY NEW MEXICO HOSPITAL
66860 | 1163496 | RITTER-TYCOS DIV SYBRON CORP (MIDMARK) | 222-016 | 222-016 | TABLES/ EXAMINATION/TREATMENT | FOUND |  | V1472434 | 2013-12-12 | 2013-12-15 | 32025 | FAMILY PRACTICE CLINIC | 2013-12-12 | USD |  | Active | UNIVERSITY NEW MEXICO HOSPITAL
66859 | 1163495 | RITTER-TYCOS DIV SYBRON CORP (MIDMARK) | 222-016 | 222-016 | TABLES/ EXAMINATION/TREATMENT | FOUND |  | V1472414 | 2013-12-12 | 2013-12-15 | 32025 | FAMILY PRACTICE CLINIC | 2013-12-12 | USD |  | Active | UNIVERSITY NEW MEXICO HOSPITAL
84827 | 1163493 | LIFE FITNESS INC | Activate Series | OST-DOM LX | TREADMILLS | 1073297 |  | OPT105452 | 2017-01-30 | 2018-01-15 | 71020 | CARDIAC REHAB | 2013-12-11 | USD | 4059.3 | Active | UNIVERSITY NEW MEXICO HOSPITAL
83239 | 1162608 | ARTHREX INC | DUALWAVE | AR-6480 | IRRIGATION/DISTENTION SYSTEMS/ ARTHROSCOPIC | REPL ACN 82908 |  | NX2603IP | 2017-05-01 | 2018-05-15 | 15500 | OSIS OPERATING ROOM | 2013-12-04 | USD |  | Reactivated | UNIVERSITY NEW MEXICO HOSPITAL
83253 | 1162620 | NUAIRE INC | NU-301-630 | NU-301-630 | HOODS/ ISOLATION/ LAMINAR AIR FLOW | 1054856-0-CAP |  | 157510062513 | 2016-11-14 | 2017-11-15 | 77010 | PHARMACY - INPATIENT | 2013-11-21 | USD | 7363 | Active | UNIVERSITY NEW MEXICO HOSPITAL
83254 | 1162619 | NUAIRE INC | NU-301-630 | NU-301-630 | HOODS/ ISOLATION/ LAMINAR AIR FLOW | 1054856-0-CAP |  | 157526062513 | 2016-11-14 | 2017-11-15 | 77010 | PHARMACY - INPATIENT | 2013-11-21 | USD | 7363 | Active | UNIVERSITY NEW MEXICO HOSPITAL
83234 | 1162603 | NUAIRE INC | NU-301-630 | NU-301-630 | HOODS/ ISOLATION/ LAMINAR AIR FLOW | 1054856-0-CAP |  | 157527062513 | 2016-11-14 | 2017-11-15 | 77010 | PHARMACY - INPATIENT | 2013-11-21 | USD | 7363 | Active | UNIVERSITY NEW MEXICO HOSPITAL
89011 | 1199361 | WELCH ALLYN INC | SPOT VITAL SIGNS (42NTB-E1) | SPOT VITAL SIGNS (42 | MONITORING SYSTEMS/ PHYSIOLOGIC/ ACUTE CARE | FOUND |  | 201217518 | 2016-07-18 | 2017-07-15 | 9025 | CLINICAL AND TRANSLATIONAL SCIENCE CENTER (07) | 2013-11-20 | USD |  | Active | UNIVERSITY NEW MEXICO HOSPITAL
89042 | 1199414 | GE HEALTHCARE | CARESCAPE V100 | 2034803-005 | MONITORS/ PHYSIOLOGIC/ VITAL SIGNS | 2000318 |  | SH613240778SA | 2017-01-25 | 2018-01-15 | 34150 | PEDIATRICS CLINIC | 2013-11-20 | USD | 3386.32 | Active | UNIVERSITY NEW MEXICO HOSPITAL
89041 | 1199395 | GE HEALTHCARE | CARESCAPE V100 | 2034803-005 | MONITORS/ PHYSIOLOGIC/ VITAL SIGNS | 2000318 |  | SH613240465SA | 2017-01-24 | 2018-01-15 | 34150 | PEDIATRICS CLINIC | 2013-11-20 | USD | 3386.32 | Active | UNIVERSITY NEW MEXICO HOSPITAL
89046 | 1199396 | GE HEALTHCARE | CARESCAPE V100 | 2034803-005 | MONITORS/ PHYSIOLOGIC/ VITAL SIGNS | 1055275 |  | SH613250597SA | 2017-05-01 | 2018-05-15 | 34510 | OSIS SPORTS MEDICINE | 2013-11-20 | USD | 3192.82 | Active | UNIVERSITY NEW MEXICO HOSPITAL
89043 | 1199415 | SONY CORP OF AMERICA | UP-DR80MD | UP-DR80MD | PRINTERS | 565645 |  | 83578 | 2013-11-20 | 2013-11-15 | 15005 | OPERATING ROOM - BBRP | 2013-11-20 | USD |  | Active | UNIVERSITY NEW MEXICO HOSPITAL
89033 | 1199388 | MEDELA INC | Waterless Milk Warmer | 87115 | WARMING UNITS | 2000386 |  | 1424641 | 2017-05-03 | 2018-04-15 | 12460 | PEDIATRIC ICU | 2013-11-19 | USD | 902.49 | Active | UNIVERSITY NEW MEXICO HOSPITAL
89039 | 1199393 | SCALE-TRONIX INC | 4502 | 4502 | SCALES/ DIAPER | 2000409 |  | 4502-1893 | 2017-04-12 | 2018-04-15 | 12410 | PEDIATRIC SPECIALTY CARE | 2013-11-19 | USD | 1380 | Active | UNIVERSITY NEW MEXICO HOSPITAL
89038 | 1199392 | SCALE-TRONIX INC | 4502 | 4502 | SCALES/ DIAPER | 2000409 |  | 4502-1892 | 2017-04-27 | 2018-04-15 | 12410 | PEDIATRIC SPECIALTY CARE | 2013-11-19 | USD | 1380 | Active | UNIVERSITY NEW MEXICO HOSPITAL
89034 | 1199389 | MEDELA INC | SYMPHONY | SYMPHONY | PUMPS/ BREAST | 2000386 |  | 1401950 | 2017-05-03 | 2018-04-15 | 12460 | PEDIATRIC ICU | 2013-11-19 | USD | 1250 | Reactivated | UNIVERSITY NEW MEXICO HOSPITAL
89024 | 1199378 | UNITED METAL FABRICATORS INC | MEDICHOICE 5240 | UMF5240 | TABLES/ EXAMINATION/TREATMENT | UNK |  | 116688-0005 | 2013-11-15 | 2013-11-15 | 32005 | YCHC GENERAL | 2013-11-15 | USD |  | Active | UNIVERSITY NEW MEXICO HOSPITAL
89032 | 1199386 | UNITED METAL FABRICATORS INC | MEDICHOICE 5240 | UMF5240 | TABLES/ EXAMINATION/TREATMENT | UNK |  | 116688-0006 | 2013-11-15 | 2013-11-15 | 32005 | YCHC GENERAL | 2013-11-15 | USD |  | Active | UNIVERSITY NEW MEXICO HOSPITAL
89031 | 1199385 | UNITED METAL FABRICATORS INC | MEDICHOICE 5240 | UMF5240 | TABLES/ EXAMINATION/TREATMENT | UNK |  | 116688-0007 | 2013-11-15 | 2013-11-15 | 32005 | YCHC GENERAL | 2013-11-15 | USD |  | Active | UNIVERSITY NEW MEXICO HOSPITAL
89025 | 1199379 | UNITED METAL FABRICATORS INC | MEDICHOICE 5240 | UMF5240 | TABLES/ EXAMINATION/TREATMENT | UNK |  | 116688-0004 | 2013-11-15 | 2013-11-15 | 32005 | YCHC GENERAL | 2013-11-15 | USD |  | Active | UNIVERSITY NEW MEXICO HOSPITAL
89026 | 1199380 | UNITED METAL FABRICATORS INC | MEDICHOICE 5240 | UMF5240 | TABLES/ EXAMINATION/TREATMENT | UNK |  | 116688-0001 | 2013-11-15 | 2013-11-15 | 32005 | YCHC GENERAL | 2013-11-15 | USD |  | Active | UNIVERSITY NEW MEXICO HOSPITAL
89020 | 1199382 | UNITED METAL FABRICATORS INC | MEDICHOICE 5240 | UMF5240 | TABLES/ EXAMINATION/TREATMENT | UNK |  | 116688-0003 | 2013-11-15 | 2013-11-15 | 32005 | YCHC GENERAL | 2013-11-15 | USD |  | Active | UNIVERSITY NEW MEXICO HOSPITAL
89027 | 1199381 | UNITED METAL FABRICATORS INC | MEDICHOICE 5240 | UMF5240 | TABLES/ EXAMINATION/TREATMENT | UNK |  | 116688-0009 | 2013-11-15 | 2013-11-15 | 32005 | YCHC GENERAL | 2013-11-15 | USD |  | Active | UNIVERSITY NEW MEXICO HOSPITAL
89029 | 1199383 | UNITED METAL FABRICATORS INC | MEDICHOICE 5240 | UMF5240 | TABLES/ EXAMINATION/TREATMENT | UNK |  | 116688-0002 | 2013-11-15 | 2013-11-15 | 32005 | YCHC GENERAL | 2013-11-15 | USD |  | Active | UNIVERSITY NEW MEXICO HOSPITAL
89030 | 1199384 | UNITED METAL FABRICATORS INC | MEDICHOICE 5240 | UMF5240 | TABLES/ EXAMINATION/TREATMENT | UNK |  | 116688-0008 | 2013-11-15 | 2013-11-15 | 32005 | YCHC GENERAL | 2013-11-15 | USD |  | Active | UNIVERSITY NEW MEXICO HOSPITAL
89009 | 1199359 | MEDELA INC | LACTINA SELECT | LACTINA SELECT | PUMPS/ BREAST | 1070359 |  | 924854 | 2015-07-23 | 2016-02-15 | 12455 | NEWBORN ICU | 2013-11-13 | USD | 0 | Active | UNIVERSITY NEW MEXICO HOSPITAL
89010 | 1199360 | MEDELA INC | LACTINA SELECT | LACTINA SELECT | PUMPS/ BREAST | 1070359 |  | 945657 | 2015-07-23 | 2016-02-15 | 12455 | NEWBORN ICU | 2013-11-13 | USD | 0 | Active | UNIVERSITY NEW MEXICO HOSPITAL
84995 | 1199346 | SCALE-TRONIX INC | STOW-A-WEIGH | STOW-A-WEIGH | SCALES/ PATIENT/ WHEELCHAIR | 1060464 |  | 5202-1288 | 2016-12-01 | 2017-12-15 | 34520 | ORTHOPEDICS CLINIC | 2013-11-12 | USD | 2959.04 | Active | UNIVERSITY NEW MEXICO HOSPITAL
84996 | 1199347 | SCALE-TRONIX INC | STOW-A-WEIGH | STOW-A-WEIGH | SCALES/ PATIENT/ WHEELCHAIR | 1060465 |  | 5202-1290 | 2016-12-01 | 2017-12-15 | 34530 | ORTHOPAEDICS FACULTY CLINIC | 2013-11-12 | USD | 2959.04 | Active | UNIVERSITY NEW MEXICO HOSPITAL
89008 | 1199358 | TYCO HEALTHCARE GROUP | GENIUS II | GENIUS II | THERMOMETERS/ ELECTRONIC/ INFRARED/ EAR | REPL ACN 83430 |  | N13536782 | 2013-11-08 | 2013-11-15 | 12240 | GENERAL SURGERY (6-S) | 2013-11-08 | USD |  | Active | UNIVERSITY NEW MEXICO HOSPITAL
89007 | 1199357 | TYCO HEALTHCARE GROUP | GENIUS II | GENIUS II | THERMOMETERS/ ELECTRONIC/ INFRARED/ EAR | REPL ACN 83057 |  | N13537034 | 2013-11-08 | 2013-11-15 | 12240 | GENERAL SURGERY (6-S) | 2013-11-08 | USD |  | Active | UNIVERSITY NEW MEXICO HOSPITAL
89006 | 1199356 | TYCO HEALTHCARE GROUP | GENIUS II | GENIUS II | THERMOMETERS/ ELECTRONIC/ INFRARED/ EAR | REPL. ACN 70802 |  | N13536914 | 2013-11-08 | 2013-11-15 | 12330 | FAMILY PRACTICE (3-N) | 2013-11-08 | USD |  | Active | UNIVERSITY NEW MEXICO HOSPITAL
89002 | 1199352 | WELCH ALLYN INC | SURETEMP PLUS (690) | SURETEMP PLUS (690) | THERMOMETERS/ ELECTRONIC | 1068175 |  | 13401208 | 2013-11-06 | 2013-11-15 | 12320 | GENERAL MEDICINE (5-W) | 2013-11-06 | USD | 166.89 | Active | UNIVERSITY NEW MEXICO HOSPITAL
89001 | 1199351 | WELCH ALLYN INC | SURETEMP PLUS (690) | SURETEMP PLUS (690) | THERMOMETERS/ ELECTRONIC | 1068175 |  | 13401212 | 2013-11-06 | 2013-11-15 | 12320 | GENERAL MEDICINE (5-W) | 2013-11-06 | USD | 166.89 | Active | UNIVERSITY NEW MEXICO HOSPITAL
84994 | 1199345 | EXERGEN CORP | TAT-5000 | TAT-5000 | THERMOMETERS/ ELECTRONIC/ INFRARED | 1071228 |  | A368408 | 2013-11-06 | 2013-11-15 | 12110 | NEUROSCIENCE ICU | 2013-11-06 | USD | 316 | Active | UNIVERSITY NEW MEXICO HOSPITAL
84993 | 1199344 | EXERGEN CORP | TAT-5000 | TAT-5000 | THERMOMETERS/ ELECTRONIC/ INFRARED | 1071228 |  | A368402 | 2013-11-06 | 2013-11-15 | 12110 | NEUROSCIENCE ICU | 2013-11-06 | USD | 316 | Active | UNIVERSITY NEW MEXICO HOSPITAL
82910 | 1083514 | ARTHREX INC | DUALWAVE | AR-6480 | IRRIGATION/DISTENTION SYSTEMS/ ARTHROSCOPIC | 1071562-NC |  | NX3229RF | 2017-05-01 | 2018-05-15 | 15500 | OSIS OPERATING ROOM | 2013-11-05 | USD |  | Active | UNIVERSITY NEW MEXICO HOSPITAL
82909 | 1083513 | ARTHREX INC | DUALWAVE | AR-6480 | IRRIGATION/DISTENTION SYSTEMS/ ARTHROSCOPIC | 1071562-NC |  | NX3242RF | 2017-05-01 | 2018-05-15 | 15500 | OSIS OPERATING ROOM | 2013-11-05 | USD |  | Active | UNIVERSITY NEW MEXICO HOSPITAL
84992 | 1199343 | PENUMBRA INC | Pump Max | PMX 110 | ASPIRATORS/ SURGICAL | REPL. ACN# 70198 |  | AP1205003-00003 | 2017-01-16 | 2018-01-15 | 75025 | RADIOLOGY - INTERVENTIONAL RAD | 2013-11-05 | USD |  | Active | UNIVERSITY NEW MEXICO HOSPITAL
84999 | 1199340 | EXERGEN CORP | TAT-5000 | TAT-5000 | THERMOMETERS/ ELECTRONIC/ INFRARED | 1071538 |  | A360181 | 2013-11-04 | 2013-11-15 | 32035 | SE HEIGHTS CLINIC-TEXAS | 2013-11-04 | USD | 316 | Active | UNIVERSITY NEW MEXICO HOSPITAL
84989 | 1199338 | LUMENIS INC | SELECTA DUET | SELECTA DUET | LASERS/ ER:YAG/ OPHTHALMIC | 1069491-0-CAP |  | 10853 | 2017-06-19 | 2017-12-15 | 34610 | OPHTHALMOLOGY ON SITE CLINIC | 2013-11-04 | USD | 73200 | Active | UNIVERSITY NEW MEXICO HOSPITAL
84998 | 1199339 | EXERGEN CORP | TAT-5000 | TAT-5000 | THERMOMETERS/ ELECTRONIC/ INFRARED | 1071538 |  | A360152 | 2013-11-04 | 2013-11-15 | 32035 | SE HEIGHTS CLINIC-TEXAS | 2013-11-04 | USD | 316 | Active | UNIVERSITY NEW MEXICO HOSPITAL
84991 | 1199342 | MIDMARK CORP | 630 (630-003) | 630 (630-003) | CHAIRS/ EXAMINATION/ TREATMENT | 1066858 |  | V1469755 | 2013-11-04 | 2013-11-15 | 34250 | UROLOGY | 2013-11-04 | USD | 9622.6 | Active | UNIVERSITY NEW MEXICO HOSPITAL
84645 | 1199341 | SSCOR INC | S-SCORT NEW-DUET | 2314 | ASPIRATORS | 1040961 |  | M24807 | 2016-10-01 | 2017-10-15 | 30080 | NORTH VALLEY CLINIC | 2013-11-04 | USD | 950 | Active | UNIVERSITY NEW MEXICO HOSPITAL
82234 | 1085468 | GE HEALTHCARE | DASH 5000 | DASH 5000 | MONITORING SYSTEMS/ PHYSIOLOGIC | Found |  | SD009182612GR | 2017-04-27 | 2018-04-15 | 12410 | PEDIATRIC SPECIALTY CARE | 2013-11-01 | USD |  | Active | UNIVERSITY NEW MEXICO HOSPITAL
82230 | 1085465 | GE HEALTHCARE | DASH 5000 | DASH 5000 | MONITORING SYSTEMS/ PHYSIOLOGIC | Found |  | SD010470644GA | 2017-04-27 | 2018-04-15 | 12410 | PEDIATRIC SPECIALTY CARE | 2013-11-01 | USD |  | Active | UNIVERSITY NEW MEXICO HOSPITAL
82228 | 1085467 | GE HEALTHCARE | DASH 5000 | DASH 5000 | MONITORING SYSTEMS/ PHYSIOLOGIC | Found |  | SD009047586GR | 2017-04-27 | 2018-04-15 | 12430 | GENERAL PEDIATRICS UNIT | 2013-11-01 | USD |  | Active | UNIVERSITY NEW MEXICO HOSPITAL
82233 | 1085462 | GE HEALTHCARE | DASH 5000 | DASH 5000 | MONITORING SYSTEMS/ PHYSIOLOGIC | Found |  | SD008148506GR | 2017-04-27 | 2018-04-15 | 12410 | PEDIATRIC SPECIALTY CARE | 2013-11-01 | USD |  | Active | UNIVERSITY NEW MEXICO HOSPITAL
84983 | 1199330 | SKYTRON LLC | HERCULES | HERCULES | TABLES/ OPERATING | 1069476-0-CAP |  | SUN-20135-0130 | 2017-06-16 | 2017-12-15 | 15000 | OPERATING ROOM | 2013-10-31 | USD | 47024.29 | Active | UNIVERSITY NEW MEXICO HOSPITAL
84982 | 1199329 | SKYTRON LLC | HERCULES | HERCULES | TABLES/ OPERATING | 1069476-0-CAP |  | SUN-20133-0126 | 2017-07-05 | 2017-12-15 | 15000 | OPERATING ROOM | 2013-10-31 | USD | 47024.29 | Active | UNIVERSITY NEW MEXICO HOSPITAL
101330 | 1199328 | SKYTRON LLC | HERCULES | HERCULES | TABLES/ OPERATING | 1069476-0-CAP |  | SUN-20133-0110 | 2017-06-19 | 2017-12-15 | 15000 | OPERATING ROOM | 2013-10-31 | USD | 47024.29 | Active | UNIVERSITY NEW MEXICO HOSPITAL
84979 | 1199326 | SKYTRON LLC | HERCULES | HERCULES | TABLES/ OPERATING | 1069476-0-CAP |  | SUN-20135-0122 | 2017-06-09 | 2017-12-15 | 15000 | OPERATING ROOM | 2013-10-31 | USD | 47024.29 | Active | UNIVERSITY NEW MEXICO HOSPITAL
84978 | 1199325 | SKYTRON LLC | HERCULES | HERCULES | TABLES/ OPERATING | 1069476-0-CAP |  | SUN-20133-0102 | 2017-06-20 | 2017-12-15 | 15000 | OPERATING ROOM | 2013-10-31 | USD | 47024.29 | Active | UNIVERSITY NEW MEXICO HOSPITAL
84980 | 1199327 | SKYTRON LLC | HERCULES | HERCULES | TABLES/ OPERATING | 1069476-0-CAP |  | SUN-20135-0112 | 2017-06-20 | 2017-12-15 | 15000 | OPERATING ROOM | 2013-10-31 | USD | 47024.29 | Active | UNIVERSITY NEW MEXICO HOSPITAL
79938 | 1161643 | B BRAUN MEDICAL INC | INFUSOMAT SPACE | 8713050U | INFUSION PUMPS | Found during PM sweep |  | 109637 | 2016-03-30 | 2018-03-15 | 95700 | CLINICAL ENGINEERING | 2013-10-21 | USD |  | Active | UNIVERSITY NEW MEXICO HOSPITAL
84931 | 1199305 | EXERGEN CORP | TAT-5000 | TAT-5000 | THERMOMETERS/ ELECTRONIC/ INFRARED | 1067956 |  | A 363620 | 2013-10-18 | 2013-10-15 | 12330 | FAMILY PRACTICE (3-N) | 2013-10-18 | USD | 316 | Active | UNIVERSITY NEW MEXICO HOSPITAL
84930 | 1199324 | EXERGEN CORP | TAT-5000 | TAT-5000 | THERMOMETERS/ ELECTRONIC/ INFRARED | 1067956 |  | A 363640 | 2013-10-18 | 2013-10-15 | 12330 | FAMILY PRACTICE (3-N) | 2013-10-18 | USD | 316 | Active | UNIVERSITY NEW MEXICO HOSPITAL
84929 | 1199278 | UNICO | G380 | G380 | MICROSCOPES | 1065896 |  | G38L20130908 | 2017-01-19 | 2018-01-15 | 32025 | FAMILY PRACTICE CLINIC | 2013-10-18 | USD | 775 | Active | UNIVERSITY NEW MEXICO HOSPITAL
84643 | 1198863 | SUMMIT DOPPLER SYSTEMS INC | LIFEDOP MC150R | LIFEDOP MC150R | BLOOD-FLOW DETECTORS/ ULTRASONIC | 1064355 |  | MB003008 | 2013-10-17 | 2013-10-15 | 12210 | CORONARY CARE SUBACUTE | 2013-10-17 | USD | 699.81 | Active | UNIVERSITY NEW MEXICO HOSPITAL
84977 | 1199304 | COOK VASCULAR INC A COOK GROUP CO | DP-M350 | DP-M350 | BLOOD-FLOW DETECTORS/ ULTRASONIC | 1068723 |  | N115233 | 2013-10-09 | 2013-10-15 | 15000 | OPERATING ROOM | 2013-10-09 | USD | 3750 | Active | UNIVERSITY NEW MEXICO HOSPITAL
84976 | 1199303 | BRYTON CORPORATION | MWC-4750 | MWC-4750 | WARMING UNITS/ BLANKET | 1062104 |  | 269301M | 2017-05-01 | 2018-05-15 | 15500 | OSIS OPERATING ROOM | 2013-10-09 | USD | 4999 | Active | UNIVERSITY NEW MEXICO HOSPITAL
84826 | 1163492 | EXERGEN CORP | TAT-5000 | TAT-5000 | THERMOMETERS/ ELECTRONIC/ INFRARED | found |  | A 362765 | 2013-10-08 | 2013-10-15 | 12330 | FAMILY PRACTICE (3-N) | 2013-10-08 | USD |  | Active | UNIVERSITY NEW MEXICO HOSPITAL
83232 | 1162601 | EXERGEN CORP | TAT-5000 | TAT-5000 | THERMOMETERS/ ELECTRONIC/ INFRARED | 1068418 |  | A 366671 | 2013-10-08 | 2013-10-15 | 12330 | FAMILY PRACTICE (3-N) | 2013-10-08 | USD | 316 | Active | UNIVERSITY NEW MEXICO HOSPITAL
83231 | 1162600 | EXERGEN CORP | TAT-5000 | TAT-5000 | THERMOMETERS/ ELECTRONIC/ INFRARED | 1068418 |  | A 366636 | 2013-10-08 | 2013-10-15 | 12330 | FAMILY PRACTICE (3-N) | 2013-10-08 | USD | 316 | Active | UNIVERSITY NEW MEXICO HOSPITAL
84975 | 1199302 | BD | LTV-1200 | LTV-1200 | VENTILATORS | 1051416 |  | E67720 | 2016-09-07 | 2017-09-15 | 71510 | PULMONARY SERVICES | 2013-10-08 | USD | 13267.8 | Active | UNIVERSITY NEW MEXICO HOSPITAL
84973 | 1199300 | BD | LTV-1200 | LTV-1200 | VENTILATORS | 1051416 |  | E67721 | 2016-09-28 | 2017-09-15 | 71510 | PULMONARY SERVICES | 2013-10-08 | USD | 13267.8 | Active | UNIVERSITY NEW MEXICO HOSPITAL
84974 | 1199301 | BD | LTV-1200 | LTV-1200 | VENTILATORS | 1051416 |  | E67718 | 2016-10-13 | 2017-09-15 | 71510 | PULMONARY SERVICES | 2013-10-08 | USD | 13267.8 | Active | UNIVERSITY NEW MEXICO HOSPITAL
84932 | 1199279 | STRYKER CORP | SONOPET | UST-2001 | ASPIRATORS/ ULTRASONIC | 1068728 NC |  | 1324800114 | 2017-06-05 | 2018-06-15 | 15000 | OPERATING ROOM | 2013-10-07 | USD | 0 | Active | UNIVERSITY NEW MEXICO HOSPITAL
84805 | 1198907 | PENTAX MEDICAL CO | EPK 1000 | EPK 1000 | PROCESSORS/ ELECTRONIC IMAGE | 1048573-0-CAP |  | UED14480 | 2016-10-01 | 2017-10-15 | 32040 | NE HEIGHTS CLINIC | 2013-10-07 | USD |  | Active | UNIVERSITY NEW MEXICO HOSPITAL
84806 | 1198906 | PENTAX MEDICAL CO | 9400 | 9400 | LARYNGOSTROBOSCOPES | 1048573-0-CAP |  | 40794-30 | 2016-10-01 | 2017-10-15 | 32040 | NE HEIGHTS CLINIC | 2013-10-07 | USD | 95587 | Active | UNIVERSITY NEW MEXICO HOSPITAL
84987 | 1199333 | AMERICAN POWER CONVERSION (APC) | SMART-UPS 1000 | SUA1000 | POWER SYSTEMS/ UNINTERRUPTIBLE | FOUND |  | AS1318233598 | 2017-03-22 | 2018-03-15 | 12240 | GENERAL SURGERY (6-S) | 2013-10-04 | USD |  | Active | UNIVERSITY NEW MEXICO HOSPITAL
84928 | 1199277 | NATUS MEDICAL INC | NEOBLUE COZY | NEOBLUE COZY | PHOTOTHERAPY UNIT/VISIBLE LIGHT/HYPERBILIRUBINEMIA | 2000344 |  | 71890 | 2016-07-29 | 2017-01-15 | 12480 | CTH REHAB-ORTHO UNIT | 2013-10-03 | USD | 3250 | Active | UNIVERSITY NEW MEXICO HOSPITAL
84925 | 1199274 | HUNTLEIGH HEALTHCARE LTD | FLEXI DOPPLEX | D930 | FETAL HEART DETECTORS/ ULTRASONIC | 2000396 |  | 930LX0104722-13 | 2013-10-02 | 2013-10-15 | 12510 | WOMEN'S SPECIAL CARE | 2013-10-02 | USD | 426.37 | Active | UNIVERSITY NEW MEXICO HOSPITAL
84924 | 1199273 | HUNTLEIGH HEALTHCARE LTD | FLEXI DOPPLEX | D930 | FETAL HEART DETECTORS/ ULTRASONIC | 2000396 |  | 930LX0104744-13 | 2013-10-02 | 2013-10-15 | 12510 | WOMEN'S SPECIAL CARE | 2013-10-02 | USD | 426.37 | Active | UNIVERSITY NEW MEXICO HOSPITAL
84923 | 1199272 | WELCH ALLYN INC | OAE HEARING SCREENER (29400) | OAE HEARING SCREENER | AUDIOMETERS | 2000381 |  | 14342 | 2016-01-19 | 2017-01-15 | 34150 | PEDIATRICS CLINIC | 2013-10-02 | USD | 4377.08 | Active | UNIVERSITY NEW MEXICO HOSPITAL
84922 | 1199271 | WELCH ALLYN INC | OAE HEARING SCREENER (29400) | OAE HEARING SCREENER | AUDIOMETERS | 2000381 |  | 14357 | 2016-10-31 | 2017-10-15 | 32025 | FAMILY PRACTICE CLINIC | 2013-10-02 | USD | 4377.08 | Active | UNIVERSITY NEW MEXICO HOSPITAL
84921 | 1199270 | WELCH ALLYN INC | OAE HEARING SCREENER (29400) | OAE HEARING SCREENER | AUDIOMETERS | 2000381 |  | 14324 | 2016-10-27 | 2017-10-15 | 32050 | WESTSIDE FAMILY & SENIOR HLTH | 2013-10-02 | USD | 4377.08 | Active | UNIVERSITY NEW MEXICO HOSPITAL
84927 | 1199276 | NATUS MEDICAL INC | NEOBLUE COZY | NEOBLUE COZY | PHOTOTHERAPY UNIT/VISIBLE LIGHT/HYPERBILIRUBINEMIA | 2000391 |  | 71916 | 2017-04-01 | 2017-10-15 | 12520 | MOTHER & BABY UNIT (3-E) BBRP | 2013-10-02 | USD | 3250 | Active | UNIVERSITY NEW MEXICO HOSPITAL
84926 | 1199275 | NATUS MEDICAL INC | NEOBLUE COZY | NEOBLUE COZY | PHOTOTHERAPY UNIT/VISIBLE LIGHT/HYPERBILIRUBINEMIA | 2000391 |  | 71915 | 2017-04-01 | 2017-10-15 | 12520 | MOTHER & BABY UNIT (3-E) BBRP | 2013-10-02 | USD | 3250 | Active | UNIVERSITY NEW MEXICO HOSPITAL
84903 | 1199253 | PRECISION MEDICAL INC | PM5300 | PM5300 | OXYGEN-AIR PROPORTIONERS | 2000346 |  | BL015505 | 2017-02-16 | 2018-02-15 | 12455 | NEWBORN ICU | 2013-10-02 | USD | 923.1 | Active | UNIVERSITY NEW MEXICO HOSPITAL
84902 | 1199252 | PRECISION MEDICAL INC | PM5300 | PM5300 | OXYGEN-AIR PROPORTIONERS | 2000346 |  | BL015522 | 2017-02-01 | 2018-02-15 | 12455 | NEWBORN ICU | 2013-10-02 | USD | 923.1 | Active | UNIVERSITY NEW MEXICO HOSPITAL
84901 | 1199251 | PRECISION MEDICAL INC | PM5300 | PM5300 | OXYGEN-AIR PROPORTIONERS | 2000346 |  | BL015541 | 2017-02-14 | 2018-02-15 | 12455 | NEWBORN ICU | 2013-10-02 | USD | 923.1 | Active | UNIVERSITY NEW MEXICO HOSPITAL
84900 | 1199250 | PRECISION MEDICAL INC | PM5300 | PM5300 | OXYGEN-AIR PROPORTIONERS | 2000346 |  | BL015498 | 2017-02-15 | 2018-02-15 | 12455 | NEWBORN ICU | 2013-10-02 | USD | 923.1 | Active | UNIVERSITY NEW MEXICO HOSPITAL
84899 | 1199249 | PRECISION MEDICAL INC | PM5300 | PM5300 | OXYGEN-AIR PROPORTIONERS | 2000346 |  | BL015564 | 2017-02-15 | 2018-02-15 | 12455 | NEWBORN ICU | 2013-10-02 | USD | 923.1 | Reactivated | UNIVERSITY NEW MEXICO HOSPITAL
84897 | 1199247 | PRECISION MEDICAL INC | PM5300 | PM5300 | OXYGEN-AIR PROPORTIONERS | 2000346 |  | BL015530 | 2017-02-15 | 2018-02-15 | 12455 | NEWBORN ICU | 2013-10-02 | USD | 923.1 | Active | UNIVERSITY NEW MEXICO HOSPITAL
84898 | 1199248 | PRECISION MEDICAL INC | PM5300 | PM5300 | OXYGEN-AIR PROPORTIONERS | 2000346 |  | BL015559 | 2017-02-16 | 2018-02-15 | 12455 | NEWBORN ICU | 2013-10-02 | USD | 923.1 | Active | UNIVERSITY NEW MEXICO HOSPITAL
84896 | 1199246 | PRECISION MEDICAL INC | PM5300 | PM5300 | OXYGEN-AIR PROPORTIONERS | 2000346 |  | BL015502 | 2017-02-27 | 2018-02-15 | 12455 | NEWBORN ICU | 2013-10-02 | USD | 923.1 | Active | UNIVERSITY NEW MEXICO HOSPITAL
84895 | 1199245 | PRECISION MEDICAL INC | PM5300 | PM5300 | OXYGEN-AIR PROPORTIONERS | 2000346 |  | BL015560 | 2017-02-10 | 2018-02-15 | 12455 | NEWBORN ICU | 2013-10-02 | USD | 923.1 | Active | UNIVERSITY NEW MEXICO HOSPITAL
84894 | 1199244 | PRECISION MEDICAL INC | PM5300 | PM5300 | OXYGEN-AIR PROPORTIONERS | 2000346 |  | BL015562 | 2017-02-28 | 2018-02-15 | 12455 | NEWBORN ICU | 2013-10-02 | USD | 923.1 | Reactivated | UNIVERSITY NEW MEXICO HOSPITAL
84893 | 1199243 | PRECISION MEDICAL INC | PM5300 | PM5300 | OXYGEN-AIR PROPORTIONERS | 2000346 |  | BL015501 | 2017-02-09 | 2018-02-15 | 12455 | NEWBORN ICU | 2013-10-02 | USD | 923.1 | Active | UNIVERSITY NEW MEXICO HOSPITAL
84891 | 1199241 | PRECISION MEDICAL INC | PM5300 | PM5300 | OXYGEN-AIR PROPORTIONERS | 2000346 |  | BL015545 | 2017-02-28 | 2018-02-15 | 12455 | NEWBORN ICU | 2013-10-02 | USD | 923.1 | Active | UNIVERSITY NEW MEXICO HOSPITAL
84892 | 1199242 | PRECISION MEDICAL INC | PM5300 | PM5300 | OXYGEN-AIR PROPORTIONERS | 2000346 |  | BL015536 | 2017-02-01 | 2018-02-15 | 12455 | NEWBORN ICU | 2013-10-02 | USD | 923.1 | Active | UNIVERSITY NEW MEXICO HOSPITAL
84890 | 1199240 | PRECISION MEDICAL INC | PM5300 | PM5300 | OXYGEN-AIR PROPORTIONERS | 2000346 |  | BL015599 | 2017-02-16 | 2018-02-15 | 12455 | NEWBORN ICU | 2013-10-02 | USD | 923.1 | Active | UNIVERSITY NEW MEXICO HOSPITAL
84889 | 1199239 | PRECISION MEDICAL INC | PM5300 | PM5300 | OXYGEN-AIR PROPORTIONERS | 2000346 |  | BL015540 | 2017-02-09 | 2018-02-15 | 12455 | NEWBORN ICU | 2013-10-02 | USD | 923.1 | Active | UNIVERSITY NEW MEXICO HOSPITAL
84888 | 1199238 | PRECISION MEDICAL INC | PM5300 | PM5300 | OXYGEN-AIR PROPORTIONERS | 2000346 |  | BL015556 | 2017-02-15 | 2018-02-15 | 12455 | NEWBORN ICU | 2013-10-02 | USD | 923.1 | Active | UNIVERSITY NEW MEXICO HOSPITAL
84887 | 1199237 | PRECISION MEDICAL INC | PM5300 | PM5300 | OXYGEN-AIR PROPORTIONERS | 2000346 |  | BL015526 | 2017-02-23 | 2018-02-15 | 12415 | INTERMEDIATE CARE NURSERY | 2013-10-02 | USD | 923.1 | Active | UNIVERSITY NEW MEXICO HOSPITAL
84886 | 1199236 | PRECISION MEDICAL INC | PM5300 | PM5300 | OXYGEN-AIR PROPORTIONERS | 2000346 |  | BL015546 | 2017-02-16 | 2018-02-15 | 12455 | NEWBORN ICU | 2013-10-02 | USD | 923.1 | Active | UNIVERSITY NEW MEXICO HOSPITAL
84885 | 1199235 | PRECISION MEDICAL INC | PM5300 | PM5300 | OXYGEN-AIR PROPORTIONERS | 2000346 |  | BL015524 | 2017-02-16 | 2018-02-15 | 12455 | NEWBORN ICU | 2013-10-02 | USD | 923.1 | Active | UNIVERSITY NEW MEXICO HOSPITAL
84882 | 1199232 | PRECISION MEDICAL INC | PM5300 | PM5300 | OXYGEN-AIR PROPORTIONERS | 2000346 |  | BL015528 | 2017-02-09 | 2018-02-15 | 12455 | NEWBORN ICU | 2013-10-02 | USD | 923.1 | Active | UNIVERSITY NEW MEXICO HOSPITAL
84881 | 1199231 | PRECISION MEDICAL INC | PM5300 | PM5300 | OXYGEN-AIR PROPORTIONERS | 2000346 |  | BL015555 | 2017-02-10 | 2018-02-15 | 12455 | NEWBORN ICU | 2013-10-02 | USD | 923.1 | Active | UNIVERSITY NEW MEXICO HOSPITAL
84880 | 1199230 | PRECISION MEDICAL INC | PM5300 | PM5300 | OXYGEN-AIR PROPORTIONERS | 2000346 |  | BL015566 | 2017-02-09 | 2018-02-15 | 12455 | NEWBORN ICU | 2013-10-02 | USD | 923.1 | Active | UNIVERSITY NEW MEXICO HOSPITAL
84879 | 1199229 | PRECISION MEDICAL INC | PM5300 | PM5300 | OXYGEN-AIR PROPORTIONERS | 2000346 |  | BL015503 | 2017-02-23 | 2018-02-15 | 12455 | NEWBORN ICU | 2013-10-02 | USD | 923.1 | Active | UNIVERSITY NEW MEXICO HOSPITAL
84878 | 1199228 | PRECISION MEDICAL INC | PM5300 | PM5300 | OXYGEN-AIR PROPORTIONERS | 2000346 |  | BL015543 | 2017-02-23 | 2018-02-15 | 12455 | NEWBORN ICU | 2013-10-02 | USD | 923.1 | Active | UNIVERSITY NEW MEXICO HOSPITAL
84883 | 1199233 | PRECISION MEDICAL INC | PM5300 | PM5300 | OXYGEN-AIR PROPORTIONERS | 2000346 |  | BL015542 | 2017-02-23 | 2018-02-15 | 12415 | INTERMEDIATE CARE NURSERY | 2013-10-02 | USD | 923.1 | Active | UNIVERSITY NEW MEXICO HOSPITAL
84884 | 1199234 | PRECISION MEDICAL INC | PM5300 | PM5300 | OXYGEN-AIR PROPORTIONERS | 2000346 |  | BL015535 | 2017-02-23 | 2018-02-15 | 12455 | NEWBORN ICU | 2013-10-02 | USD | 923.1 | Active | UNIVERSITY NEW MEXICO HOSPITAL
84877 | 1199227 | PRECISION MEDICAL INC | PM5300 | PM5300 | OXYGEN-AIR PROPORTIONERS | 2000346 |  | BL015531 | 2017-02-28 | 2018-02-15 | 12455 | NEWBORN ICU | 2013-10-01 | USD | 923.1 | Active | UNIVERSITY NEW MEXICO HOSPITAL
84876 | 1199226 | PRECISION MEDICAL INC | PM5300 | PM5300 | OXYGEN-AIR PROPORTIONERS | 2000346 |  | BL015537 | 2017-02-10 | 2018-02-15 | 12455 | NEWBORN ICU | 2013-10-01 | USD | 923.1 | Active | UNIVERSITY NEW MEXICO HOSPITAL
84874 | 1199224 | PRECISION MEDICAL INC | PM5300 | PM5300 | OXYGEN-AIR PROPORTIONERS | 2000346 |  | BL015529 | 2017-02-10 | 2018-02-15 | 12455 | NEWBORN ICU | 2013-10-01 | USD | 923.1 | Active | UNIVERSITY NEW MEXICO HOSPITAL
84873 | 1199223 | PRECISION MEDICAL INC | PM5300 | PM5300 | OXYGEN-AIR PROPORTIONERS | 2000346 |  | BL015558 | 2017-02-10 | 2018-02-15 | 12455 | NEWBORN ICU | 2013-10-01 | USD | 923.1 | Active | UNIVERSITY NEW MEXICO HOSPITAL
84871 | 1199221 | PRECISION MEDICAL INC | PM5300 | PM5300 | OXYGEN-AIR PROPORTIONERS | 2000346 |  | BL015565 | 2017-02-10 | 2018-02-15 | 12455 | NEWBORN ICU | 2013-10-01 | USD | 923.1 | Active | UNIVERSITY NEW MEXICO HOSPITAL
84870 | 1199220 | PRECISION MEDICAL INC | PM5300 | PM5300 | OXYGEN-AIR PROPORTIONERS | 2000346 |  | BL015534 | 2017-02-16 | 2018-02-15 | 12455 | NEWBORN ICU | 2013-10-01 | USD | 923.1 | Active | UNIVERSITY NEW MEXICO HOSPITAL
84869 | 1199219 | PRECISION MEDICAL INC | PM5300 | PM5300 | OXYGEN-AIR PROPORTIONERS | 2000346 |  | BL015539 | 2017-02-15 | 2018-02-15 | 12455 | NEWBORN ICU | 2013-10-01 | USD | 923.1 | Active | UNIVERSITY NEW MEXICO HOSPITAL
84868 | 1199218 | PRECISION MEDICAL INC | PM5300 | PM5300 | OXYGEN-AIR PROPORTIONERS | 2000346 |  | BL015578 | 2017-02-15 | 2018-02-15 | 12455 | NEWBORN ICU | 2013-10-01 | USD | 923.1 | Active | UNIVERSITY NEW MEXICO HOSPITAL
84867 | 1199217 | PRECISION MEDICAL INC | PM5300 | PM5300 | OXYGEN-AIR PROPORTIONERS | 2000346 |  | BL015538 | 2017-02-09 | 2018-02-15 | 12455 | NEWBORN ICU | 2013-10-01 | USD | 923.1 | Active | UNIVERSITY NEW MEXICO HOSPITAL
84875 | 1199225 | PRECISION MEDICAL INC | PM5300 | PM5300 | OXYGEN-AIR PROPORTIONERS | 2000346 |  | BL015580 | 2017-02-24 | 2018-02-15 | 12455 | NEWBORN ICU | 2013-10-01 | USD | 923.1 | Active | UNIVERSITY NEW MEXICO HOSPITAL
84872 | 1199222 | PRECISION MEDICAL INC | PM5300 | PM5300 | OXYGEN-AIR PROPORTIONERS | 2000346 |  | BL015525 | 2017-02-10 | 2018-02-15 | 12455 | NEWBORN ICU | 2013-10-01 | USD | 923.1 | Active | UNIVERSITY NEW MEXICO HOSPITAL
83941 | 1199182 | WELCH ALLYN INC | OAE HEARING SCREENER (29400) | OAE HEARING SCREENER | AUDIOMETERS | 2000381 |  | 14348 | 2016-10-20 | 2017-10-15 | 32040 | NE HEIGHTS CLINIC | 2013-10-01 | USD | 4377.08 | Active | UNIVERSITY NEW MEXICO HOSPITAL
83229 | 1162599 | MEDELA INC | SYMPHONY | SYMPHONY | PUMPS/ BREAST | 2000397 |  | 1404236 | 2017-01-13 | 2018-01-15 | 12035 | UPC INPATIENT ADULT SERVICES | 2013-10-01 | USD | 925 | Active | UNIVERSITY NEW MEXICO HOSPITAL
83230 | 1162598 | MEDELA INC | SYMPHONY | SYMPHONY | PUMPS/ BREAST | 2000397 |  | 1403312 | 2017-01-01 | 2018-01-15 | 60400 | CPC ACUTE SERVICES | 2013-10-01 | USD | 925 | Active | UNIVERSITY NEW MEXICO HOSPITAL
84452 | 1198905 | PRECISION MEDICAL INC | PM5300 | PM5300 | OXYGEN-AIR PROPORTIONERS | 2000346 |  | B1015579 | 2017-02-16 | 2018-02-15 | 12455 | NEWBORN ICU | 2013-09-30 | USD | 923.1 | Active | UNIVERSITY NEW MEXICO HOSPITAL
83228 | 1162585 | WELCH ALLYN INC | GS 777 | 408282 | OPHTHALMOSCOPE/OTOSCOPES | 301404 |  | N/A | 2013-09-30 | 2013-09-15 | 60640 | ASAP PRIMARY CARE CLINIC | 2013-09-30 | USD | 486.98 | Active | UNIVERSITY NEW MEXICO HOSPITAL
83227 | 1162584 | WELCH ALLYN INC | GS 777 | 408282 | OPHTHALMOSCOPE/OTOSCOPES | 301404 |  | N/A | 2013-09-30 | 2013-09-15 | 60640 | ASAP PRIMARY CARE CLINIC | 2013-09-30 | USD | 486.98 | Active | UNIVERSITY NEW MEXICO HOSPITAL
83204 | 1162583 | WELCH ALLYN INC | GS 777 | 408282 | OPHTHALMOSCOPE/OTOSCOPES | 301404 |  | N/A | 2013-09-30 | 2013-09-15 | 60640 | ASAP PRIMARY CARE CLINIC | 2013-09-30 | USD | 486.98 | Active | UNIVERSITY NEW MEXICO HOSPITAL
64242 | 64242 | MIDMARK CORP | 604 (604-001) | 604 (604-001) | TABLES/ EXAMINATION/TREATMENT | Found |  | V557297 |  | 2013-09-15 | 32060 | M & FP-WEST MESA | 2013-09-27 | USD |  | Active | UNIVERSITY NEW MEXICO HOSPITAL
84854 | 1199216 | AMVEX CORP | VR-CIUD-DHAM | VR-CIUD-DHAM | REGULATORS/ SUCTION | 1066565 |  | VRA08067GM |  | 2013-09-15 | 12130 | TRAUMA/SURGICAL ICU | 2013-09-24 | USD | 283.72 | Active | UNIVERSITY NEW MEXICO HOSPITAL
84853 | 1199215 | AMVEX CORP | VR-CIUD-DHAM | VR-CIUD-DHAM | REGULATORS/ SUCTION | 1066565 |  | VRA08066GM |  | 2013-09-15 | 12130 | TRAUMA/SURGICAL ICU | 2013-09-24 | USD | 283.72 | Active | UNIVERSITY NEW MEXICO HOSPITAL
84851 | 1199213 | AMVEX CORP | VR-CIUD-DHAM | VR-CIUD-DHAM | REGULATORS/ SUCTION | 1066565 |  | VRA08064GM |  | 2013-09-15 | 12130 | TRAUMA/SURGICAL ICU | 2013-09-24 | USD | 283.72 | Active | UNIVERSITY NEW MEXICO HOSPITAL
84850 | 1199212 | AMVEX CORP | VR-CIUD-DHAM | VR-CIUD-DHAM | REGULATORS/ SUCTION | 1066565 |  | VRA08063GM |  | 2013-09-15 | 12130 | TRAUMA/SURGICAL ICU | 2013-09-24 | USD | 283.72 | Active | UNIVERSITY NEW MEXICO HOSPITAL
84852 | 1199214 | AMVEX CORP | VR-CIUD-DHAM | VR-CIUD-DHAM | REGULATORS/ SUCTION | 1066565 |  | VRA08072GM |  | 2013-09-15 | 12130 | TRAUMA/SURGICAL ICU | 2013-09-24 | USD | 283.72 | Active | UNIVERSITY NEW MEXICO HOSPITAL
84849 | 1199211 | AMVEX CORP | VR-CIUD-DHAM | VR-CIUD-DHAM | REGULATORS/ SUCTION | 1066565 |  | VRA08070GM |  | 2013-09-15 | 12130 | TRAUMA/SURGICAL ICU | 2013-09-24 | USD | 283.72 | Active | UNIVERSITY NEW MEXICO HOSPITAL
84848 | 1199210 | AMVEX CORP | VR-CIUD-DHAM | VR-CIUD-DHAM | REGULATORS/ SUCTION | 1066565 |  | VRA08071GM |  | 2013-09-15 | 12130 | TRAUMA/SURGICAL ICU | 2013-09-24 | USD | 283.72 | Active | UNIVERSITY NEW MEXICO HOSPITAL
84847 | 1199209 | AMVEX CORP | VR-CIUD-DHAM | VR-CIUD-DHAM | REGULATORS/ SUCTION | 1066565 |  | VRA08068GM |  | 2013-09-15 | 12130 | TRAUMA/SURGICAL ICU | 2013-09-24 | USD | 283.72 | Active | UNIVERSITY NEW MEXICO HOSPITAL
84846 | 1199208 | AMVEX CORP | VR-CIUD-DHAM | VR-CIUD-DHAM | REGULATORS/ SUCTION | 1066565 |  | VRA08069GM |  | 2013-09-15 | 12130 | TRAUMA/SURGICAL ICU | 2013-09-24 | USD | 283.72 | Active | UNIVERSITY NEW MEXICO HOSPITAL
84845 | 1199207 | AMVEX CORP | VR-CIUD-DHAM | VR-CIUD-DHAM | REGULATORS/ SUCTION | 1066565 |  | VRA08065GM |  | 2013-09-15 | 12130 | TRAUMA/SURGICAL ICU | 2013-09-24 | USD | 283.72 | Active | UNIVERSITY NEW MEXICO HOSPITAL
84834 | 1199205 | ERGOLINE GMBH | E-BIKE EL | 2017911-221 | EXERCISERS/ BICYCLE | 1050782-0-CAP |  | 2013005165 | 2013-09-24 | 2013-09-15 | 71030 | HEART STATION | 2013-09-24 | USD | 15646.58 | Active | UNIVERSITY NEW MEXICO HOSPITAL
83199 | 1162578 | GE HEALTHCARE | CARESCAPE(V100) | CARESCAPE(V100) | MONITORING SYSTEMS/ PHYSIOLOGIC | 301379 |  | SH613280261SA | 2016-10-05 | 2017-10-15 | 60640 | ASAP PRIMARY CARE CLINIC | 2013-09-23 | USD | 2890.8 | Active | UNIVERSITY NEW MEXICO HOSPITAL
83201 | 1162580 | GE HEALTHCARE | CARESCAPE(V100) | CARESCAPE(V100) | MONITORING SYSTEMS/ PHYSIOLOGIC | 301379 |  | SH613280300SA | 2016-10-05 | 2017-10-15 | 60640 | ASAP PRIMARY CARE CLINIC | 2013-09-23 | USD | 2890.8 | Active | UNIVERSITY NEW MEXICO HOSPITAL
83198 | 1162577 | GE HEALTHCARE | CARESCAPE(V100) | CARESCAPE(V100) | MONITORING SYSTEMS/ PHYSIOLOGIC | 301379 |  | SH613280262SA | 2016-10-05 | 2017-10-15 | 60640 | ASAP PRIMARY CARE CLINIC | 2013-09-23 | USD | 2890.8 | Active | UNIVERSITY NEW MEXICO HOSPITAL
83196 | 1162575 | GE HEALTHCARE | CARESCAPE(V100) | CARESCAPE(V100) | MONITORING SYSTEMS/ PHYSIOLOGIC | 301379 |  | SH613280305SA | 2016-10-05 | 2017-10-15 | 60640 | ASAP PRIMARY CARE CLINIC | 2013-09-23 | USD | 2890.8 | Active | UNIVERSITY NEW MEXICO HOSPITAL
83194 | 1162573 | GE HEALTHCARE | CARESCAPE(V100) | CARESCAPE(V100) | MONITORING SYSTEMS/ PHYSIOLOGIC | 301379 |  | SH613280274SA | 2016-10-05 | 2017-10-15 | 60640 | ASAP PRIMARY CARE CLINIC | 2013-09-23 | USD | 2890.8 | Active | UNIVERSITY NEW MEXICO HOSPITAL
83203 | 1162582 | EXERGEN CORP | TAT-5000 | TAT-5000 | THERMOMETERS/ ELECTRONIC/ INFRARED | 301379 |  | A7794 | 2013-09-23 | 2013-09-15 | 60640 | ASAP PRIMARY CARE CLINIC | 2013-09-23 | USD |  | Active | UNIVERSITY NEW MEXICO HOSPITAL
83202 | 1162581 | EXERGEN CORP | TAT-5000 | TAT-5000 | THERMOMETERS/ ELECTRONIC/ INFRARED | 301379 |  | A7812 | 2013-09-23 | 2013-09-15 | 60640 | ASAP PRIMARY CARE CLINIC | 2013-09-23 | USD |  | Active | UNIVERSITY NEW MEXICO HOSPITAL
83200 | 1162579 | EXERGEN CORP | TAT-5000 | TAT-5000 | THERMOMETERS/ ELECTRONIC/ INFRARED | 301379 |  | A | 2013-09-23 | 2013-09-15 | 60640 | ASAP PRIMARY CARE CLINIC | 2013-09-23 | USD |  | Active | UNIVERSITY NEW MEXICO HOSPITAL
83197 | 1162576 | EXERGEN CORP | TAT-5000 | TAT-5000 | THERMOMETERS/ ELECTRONIC/ INFRARED | 301379 |  | A7771 | 2013-09-23 | 2013-09-15 | 60640 | ASAP PRIMARY CARE CLINIC | 2013-09-23 | USD |  | Active | UNIVERSITY NEW MEXICO HOSPITAL
83195 | 1162574 | EXERGEN CORP | TAT-5000 | TAT-5000 | THERMOMETERS/ ELECTRONIC/ INFRARED | 301379 |  | A7816 | 2013-09-23 | 2013-09-15 | 60640 | ASAP PRIMARY CARE CLINIC | 2013-09-23 | USD |  | Active | UNIVERSITY NEW MEXICO HOSPITAL
83226 | 1162597 | NEWPORT MEDICAL INSTRUMENTS INC | ACCENTS | ACCENTS | PIGMENTATION SYSTEMS/ MICRO | Found |  | 11665 | 2013-09-23 | 2013-09-15 | 15500 | OSIS OPERATING ROOM | 2013-09-23 | USD | 0 | Active | UNIVERSITY NEW MEXICO HOSPITAL
84804 | 1199186 | EXERGEN CORP | TAT-5000 | TAT-5000 | THERMOMETERS/ ELECTRONIC/ INFRARED | 1063422 |  | A353425 | 2013-09-20 | 2013-09-15 | Atrisco Heritage Center Clinic | Atrisco Heritage Center Clinic | 2013-09-20 | USD | 316 | Active | UNIVERSITY NEW MEXICO HOSPITAL
84803 | 1199185 | EXERGEN CORP | TAT-5000 | TAT-5000 | THERMOMETERS/ ELECTRONIC/ INFRARED | 1063422 |  | A353121 | 2013-09-20 | 2013-09-15 | Atrisco Heritage Center Clinic | Atrisco Heritage Center Clinic | 2013-09-20 | USD | 316 | Active | UNIVERSITY NEW MEXICO HOSPITAL
84802 | 1199184 | EXERGEN CORP | TAT-5000 | TAT-5000 | THERMOMETERS/ ELECTRONIC/ INFRARED | 1063422 |  | A353438 | 2013-09-20 | 2013-09-15 | Atrisco Heritage Center Clinic | Atrisco Heritage Center Clinic | 2013-09-20 | USD | 316 | Active | UNIVERSITY NEW MEXICO HOSPITAL
84801 | 1199183 | EXERGEN CORP | TAT-5000 | TAT-5000 | THERMOMETERS/ ELECTRONIC/ INFRARED | 1063422 |  | A353122 | 2013-09-20 | 2013-09-15 | Atrisco Heritage Center Clinic | Atrisco Heritage Center Clinic | 2013-09-20 | USD | 316 | Active | UNIVERSITY NEW MEXICO HOSPITAL
83981 | 1163474 | CHATTANOOGA GROUP DIV ENCORE MEDICAL CORP | 2802 | 2802 | HYDROCOLLATORS | 1061901 |  | T7178C | 2016-10-26 | 2017-10-15 | 32050 | WESTSIDE FAMILY & SENIOR HLTH | 2013-09-20 | USD | 620.03 | Active | UNIVERSITY NEW MEXICO HOSPITAL
84800 | 1199181 | TYCO HEALTHCARE GROUP | GENIUS II | GENIUS II | THERMOMETERS/ ELECTRONIC/ INFRARED/ EAR | 1063422 |  | N13537838 | 2013-09-20 | 2013-09-15 | Atrisco Heritage Center Clinic | Atrisco Heritage Center Clinic | 2013-09-20 | USD | 242.26 | Active | UNIVERSITY NEW MEXICO HOSPITAL
84839 | 1199202 | PARKS MEDICAL ELECTRONICS INC | 811-B | 811-B | BLOOD-FLOW DETECTORS/ ULTRASONIC | 1045295 |  | 811B-600015400 | 2013-09-20 | 2013-09-15 | 12130 | TRAUMA/SURGICAL ICU | 2013-09-20 | USD | 620 | Active | UNIVERSITY NEW MEXICO HOSPITAL
84838 | 1199201 | PARKS MEDICAL ELECTRONICS INC | 811-B | 811-B | BLOOD-FLOW DETECTORS/ ULTRASONIC | 1045295 |  | 811B-600015401 | 2013-09-20 | 2013-09-15 | 12130 | TRAUMA/SURGICAL ICU | 2013-09-20 | USD | 620 | Active | UNIVERSITY NEW MEXICO HOSPITAL
84841 | 1199204 | PARKS MEDICAL ELECTRONICS INC | 811-B | 811-B | BLOOD-FLOW DETECTORS/ ULTRASONIC | 1045294 |  | 811B-600015398 | 2013-09-20 | 2013-09-15 | 12130 | TRAUMA/SURGICAL ICU | 2013-09-20 | USD | 620 | Active | UNIVERSITY NEW MEXICO HOSPITAL
84840 | 1199203 | PARKS MEDICAL ELECTRONICS INC | 811-B | 811-B | BLOOD-FLOW DETECTORS/ ULTRASONIC | 1045294 |  | 811B-600015397 | 2013-09-20 | 2013-09-15 | 12130 | TRAUMA/SURGICAL ICU | 2013-09-20 | USD | 620 | Active | UNIVERSITY NEW MEXICO HOSPITAL
83940 | 1199180 | WELCH ALLYN INC | OAE HEARING SCREENER (29400) | OAE HEARING SCREENER | AUDIOMETERS | 2000381 |  | 14347 | 2016-10-07 | 2017-10-15 | 30115 | SE HEIGHTS CLINIC-SAN PABLO | 2013-09-18 | USD | 4377.08 | Active | UNIVERSITY NEW MEXICO HOSPITAL
84856 | 1199206 | AMVEX CORP | VR-CIUD-DHAM | VR-CIUD-DHAM | REGULATORS/ SUCTION | 1066566 |  | VRA08075GM |  | 2013-09-15 | 12130 | TRAUMA/SURGICAL ICU | 2013-09-18 | USD | 283.72 | Active | UNIVERSITY NEW MEXICO HOSPITAL
84844 | 1199200 | AMVEX CORP | VR-CIUD-DHAM | VR-CIUD-DHAM | REGULATORS/ SUCTION | 1066566 |  | VRA08073GM |  | 2013-09-15 | 12130 | TRAUMA/SURGICAL ICU | 2013-09-18 | USD | 283.72 | Active | UNIVERSITY NEW MEXICO HOSPITAL
84855 | 1199199 | AMVEX CORP | VR-CIUD-DHAM | VR-CIUD-DHAM | REGULATORS/ SUCTION | 1066566 |  | VRA08081GM |  | 2013-09-15 | 12130 | TRAUMA/SURGICAL ICU | 2013-09-18 | USD | 283.72 | Active | UNIVERSITY NEW MEXICO HOSPITAL
84857 | 1199198 | AMVEX CORP | VR-CIUD-DHAM | VR-CIUD-DHAM | REGULATORS/ SUCTION | 1066566 |  | VRA08082GM |  | 2013-09-15 | 12130 | TRAUMA/SURGICAL ICU | 2013-09-18 | USD | 283.72 | Active | UNIVERSITY NEW MEXICO HOSPITAL
84863 | 1199197 | AMVEX CORP | VR-CIUD-DHAM | VR-CIUD-DHAM | REGULATORS/ SUCTION | 1066566 |  | VRA08087GM |  | 2013-09-15 | 12130 | TRAUMA/SURGICAL ICU | 2013-09-18 | USD | 283.72 | Active | UNIVERSITY NEW MEXICO HOSPITAL
84858 | 1199196 | AMVEX CORP | VR-CIUD-DHAM | VR-CIUD-DHAM | REGULATORS/ SUCTION | 1066566 |  | VRA08074GM |  | 2013-09-15 | 12130 | TRAUMA/SURGICAL ICU | 2013-09-18 | USD | 283.72 | Active | UNIVERSITY NEW MEXICO HOSPITAL
84859 | 1199195 | AMVEX CORP | VR-CIUD-DHAM | VR-CIUD-DHAM | REGULATORS/ SUCTION | 1066566 |  | VRA08078GM |  | 2013-09-15 | 12130 | TRAUMA/SURGICAL ICU | 2013-09-18 | USD | 283.72 | Active | UNIVERSITY NEW MEXICO HOSPITAL
84860 | 1199194 | AMVEX CORP | VR-CIUD-DHAM | VR-CIUD-DHAM | REGULATORS/ SUCTION | 1066566 |  | VRA08076GM |  | 2013-09-15 | 12130 | TRAUMA/SURGICAL ICU | 2013-09-18 | USD | 283.72 | Active | UNIVERSITY NEW MEXICO HOSPITAL
84861 | 1199193 | AMVEX CORP | VR-CIUD-DHAM | VR-CIUD-DHAM | REGULATORS/ SUCTION | 1066566 |  | VRA08086GM |  | 2013-09-15 | 12130 | TRAUMA/SURGICAL ICU | 2013-09-18 | USD | 283.72 | Active | UNIVERSITY NEW MEXICO HOSPITAL
84862 | 1199192 | AMVEX CORP | VR-CIUD-DHAM | VR-CIUD-DHAM | REGULATORS/ SUCTION | 1066566 |  | VRA08079GM |  | 2013-09-15 | 12130 | TRAUMA/SURGICAL ICU | 2013-09-18 | USD | 283.72 | Active | UNIVERSITY NEW MEXICO HOSPITAL
84865 | 1199191 | AMVEX CORP | VR-CIUD-DHAM | VR-CIUD-DHAM | REGULATORS/ SUCTION | 1066566 |  | VRA08083GM |  | 2013-09-15 | 12130 | TRAUMA/SURGICAL ICU | 2013-09-18 | USD | 283.72 | Active | UNIVERSITY NEW MEXICO HOSPITAL
84842 | 1199190 | AMVEX CORP | VR-CIUD-DHAM | VR-CIUD-DHAM | REGULATORS/ SUCTION | 1066566 |  | VRA08084GM |  | 2013-09-15 | 12130 | TRAUMA/SURGICAL ICU | 2013-09-18 | USD | 283.72 | Active | UNIVERSITY NEW MEXICO HOSPITAL
84833 | 1199189 | AMVEX CORP | VR-CIUD-DHAM | VR-CIUD-DHAM | REGULATORS/ SUCTION | 1066566 |  | VRA08077GM |  | 2013-09-15 | 12130 | TRAUMA/SURGICAL ICU | 2013-09-18 | USD | 283.72 | Active | UNIVERSITY NEW MEXICO HOSPITAL
84864 | 1199179 | AMVEX CORP | VR-CIUD-DHAM | VR-CIUD-DHAM | REGULATORS/ SUCTION | 1066566 |  | VRA08080GM |  | 2013-09-15 | 12130 | TRAUMA/SURGICAL ICU | 2013-09-18 | USD | 283.72 | Active | UNIVERSITY NEW MEXICO HOSPITAL
84843 | 1199178 | AMVEX CORP | VR-CIUD-DHAM | VR-CIUD-DHAM | REGULATORS/ SUCTION | 1066566 |  | VRA08085GM |  | 2013-09-15 | 12130 | TRAUMA/SURGICAL ICU | 2013-09-18 | USD | 283.72 | Active | UNIVERSITY NEW MEXICO HOSPITAL
84642 | 1198862 | WELCH ALLYN INC | OAE HEARING SCREENER (29400) | OAE HEARING SCREENER | AUDIOMETERS | 2000381 |  | 14335F | 2016-11-01 | 2017-11-15 | 32055 | 1209 CLINIC | 2013-09-13 | USD | 4377.08 | Active | UNIVERSITY NEW MEXICO HOSPITAL
84641 | 1198861 | SUMMIT DOPPLER SYSTEMS INC | LIFEDOP L250 | LIFEDOP L250 | BLOOD-FLOW DETECTORS/ ULTRASONIC | 1065410 |  | 06132385 | 2013-09-13 | 2013-09-15 | 34025 | CARDIOLOGY CLINIC | 2013-09-13 | USD | 1865.45 | Active | UNIVERSITY NEW MEXICO HOSPITAL
84640 | 1198860 | EXERGEN CORP | TAT-5000 | TAT-5000 | THERMOMETERS/ ELECTRONIC/ INFRARED | FOUND |  | A232880 | 2013-09-12 | 2013-09-15 | 12220 | MED/SURG SUBACUTE (4-E) | 2013-09-12 | USD | 0 | Active | UNIVERSITY NEW MEXICO HOSPITAL
83225 | 1162596 | ERBE USA INC | VIO 300D | VIO 300D | ELECTROSURGICAL UNIT/ MONO/ BI-POLAR/ ARGON-ENHANCED | 1057915-0-CAP |  | 11362679 | 2017-04-01 | 2018-04-15 | 70020 | ENDOSCOPY CENTER | 2013-09-10 | USD | 40584.95 | Active | UNIVERSITY NEW MEXICO HOSPITAL
84721 | 1199147 | AMICO CORP | VR-CIUD-CMA | VR-CIUD-CMA | REGULATORS/ SUCTION | 1064208 |  | VRA05237GM |  | 2013-09-15 | 12120 | MEDICAL/CARDIAC ICU | 2013-09-06 | USD | 290.2 | Active | UNIVERSITY NEW MEXICO HOSPITAL
84720 | 1199146 | AMICO CORP | VR-CIUD-CMA | VR-CIUD-CMA | REGULATORS/ SUCTION | 1064208 |  | VRA05238GM |  | 2013-09-15 | 12120 | MEDICAL/CARDIAC ICU | 2013-09-06 | USD | 290.2 | Active | UNIVERSITY NEW MEXICO HOSPITAL
84719 | 1199145 | AMICO CORP | VR-CIUD-CMA | VR-CIUD-CMA | REGULATORS/ SUCTION | 1064208 |  | VRA05239GM |  | 2013-09-15 | 12120 | MEDICAL/CARDIAC ICU | 2013-09-06 | USD | 290.2 | Active | UNIVERSITY NEW MEXICO HOSPITAL
84718 | 1199144 | AMICO CORP | VR-CIUD-CMA | VR-CIUD-CMA | REGULATORS/ SUCTION | 1064208 |  | VRA05235GM |  | 2013-09-15 | 12120 | MEDICAL/CARDIAC ICU | 2013-09-06 | USD | 290.2 | Active | UNIVERSITY NEW MEXICO HOSPITAL
84717 | 1199143 | AMICO CORP | VR-CIUD-CMA | VR-CIUD-CMA | REGULATORS/ SUCTION | 1064208 |  | VRA05236GM |  | 2013-09-15 | 12120 | MEDICAL/CARDIAC ICU | 2013-09-06 | USD | 290.2 | Active | UNIVERSITY NEW MEXICO HOSPITAL
84785 | 1199167 | AMVEX CORP | VR-CIUD-DHAM | VR-CIUD-DHAM | REGULATORS/ SUCTION | 1064210 |  | VRA07732GM |  | 2013-09-15 | 12130 | TRAUMA/SURGICAL ICU | 2013-09-06 | USD | 283.72 | Active | UNIVERSITY NEW MEXICO HOSPITAL
84784 | 1199166 | AMVEX CORP | VR-CIUD-DHAM | VR-CIUD-DHAM | REGULATORS/ SUCTION | 1064210 |  | VRA07733GM |  | 2013-09-15 | 12130 | TRAUMA/SURGICAL ICU | 2013-09-06 | USD | 283.72 | Active | UNIVERSITY NEW MEXICO HOSPITAL
84783 | 1199165 | AMVEX CORP | VR-CIUD-DHAM | VR-CIUD-DHAM | REGULATORS/ SUCTION | 1064210 |  | VRA07735GM |  | 2013-09-15 | 12130 | TRAUMA/SURGICAL ICU | 2013-09-06 | USD | 283.72 | Active | UNIVERSITY NEW MEXICO HOSPITAL
84782 | 1199164 | AMVEX CORP | VR-CIUD-DHAM | VR-CIUD-DHAM | REGULATORS/ SUCTION | 1064210 |  | VRA07736GM |  | 2013-09-15 | 12130 | TRAUMA/SURGICAL ICU | 2013-09-06 | USD | 283.72 | Active | UNIVERSITY NEW MEXICO HOSPITAL
84792 | 1199163 | AMVEX CORP | VR-CIUD-DHAM | VR-CIUD-DHAM | REGULATORS/ SUCTION | 1064210 |  | VRA07734GM |  | 2013-09-15 | 12130 | TRAUMA/SURGICAL ICU | 2013-09-06 | USD | 283.72 | Active | UNIVERSITY NEW MEXICO HOSPITAL
84791 | 1199162 | AMVEX CORP | VR-CIUD-DHAM | VR-CIUD-DHAM | REGULATORS/ SUCTION | 1064210 |  | VRA07729GM |  | 2013-09-15 | 12130 | TRAUMA/SURGICAL ICU | 2013-09-06 | USD | 283.72 | Active | UNIVERSITY NEW MEXICO HOSPITAL
84790 | 1199161 | AMVEX CORP | VR-CIUD-DHAM | VR-CIUD-DHAM | REGULATORS/ SUCTION | 1064210 |  | VRA07727GM |  | 2013-09-15 | 12130 | TRAUMA/SURGICAL ICU | 2013-09-06 | USD | 283.72 | Active | UNIVERSITY NEW MEXICO HOSPITAL
84789 | 1199160 | AMVEX CORP | VR-CIUD-DHAM | VR-CIUD-DHAM | REGULATORS/ SUCTION | 1064210 |  | VRA07728GM |  | 2013-09-15 | 12130 | TRAUMA/SURGICAL ICU | 2013-09-06 | USD | 283.72 | Active | UNIVERSITY NEW MEXICO HOSPITAL
84733 | 1199159 | AMVEX CORP | VR-CIUD-DHAM | VR-CIUD-DHAM | REGULATORS/ SUCTION | 1064210 |  | VRA07731GM |  | 2013-09-15 | 12130 | TRAUMA/SURGICAL ICU | 2013-09-06 | USD | 283.72 | Active | UNIVERSITY NEW MEXICO HOSPITAL
84732 | 1199158 | AMVEX CORP | VR-CIUD-DHAM | VR-CIUD-DHAM | REGULATORS/ SUCTION | 1064210 |  | VRA07730GM |  | 2013-09-15 | 12130 | TRAUMA/SURGICAL ICU | 2013-09-06 | USD | 283.72 | Active | UNIVERSITY NEW MEXICO HOSPITAL
84730 | 1199156 | AMVEX CORP | VR-CIUD-DHAM | VR-CIUD-DHAM | REGULATORS/ SUCTION | 1064207 |  | VRA10016EM |  | 2013-09-15 | 12120 | MEDICAL/CARDIAC ICU | 2013-09-06 | USD | 283.72 | Active | UNIVERSITY NEW MEXICO HOSPITAL
84729 | 1199155 | AMVEX CORP | VR-CIUD-DHAM | VR-CIUD-DHAM | REGULATORS/ SUCTION | 1064207 |  | VRA10014EM |  | 2013-09-15 | 12120 | MEDICAL/CARDIAC ICU | 2013-09-06 | USD | 283.72 | Active | UNIVERSITY NEW MEXICO HOSPITAL
84728 | 1199154 | AMVEX CORP | VR-CIUD-DHAM | VR-CIUD-DHAM | REGULATORS/ SUCTION | 1064207 |  | VRA10008EM |  | 2013-09-15 | 12120 | MEDICAL/CARDIAC ICU | 2013-09-06 | USD | 283.72 | Active | UNIVERSITY NEW MEXICO HOSPITAL
84727 | 1199153 | AMVEX CORP | VR-CIUD-DHAM | VR-CIUD-DHAM | REGULATORS/ SUCTION | 1064207 |  | VRA10006EM |  | 2013-09-15 | 12120 | MEDICAL/CARDIAC ICU | 2013-09-06 | USD | 283.72 | Active | UNIVERSITY NEW MEXICO HOSPITAL
84726 | 1199152 | AMVEX CORP | VR-CIUD-DHAM | VR-CIUD-DHAM | REGULATORS/ SUCTION | 1064207 |  | VRA10010EM |  | 2013-09-15 | 12120 | MEDICAL/CARDIAC ICU | 2013-09-06 | USD | 283.72 | Active | UNIVERSITY NEW MEXICO HOSPITAL
84725 | 1199151 | AMVEX CORP | VR-CIUD-DHAM | VR-CIUD-DHAM | REGULATORS/ SUCTION | 1064207 |  | VRA10005EM |  | 2013-09-15 | 12120 | MEDICAL/CARDIAC ICU | 2013-09-06 | USD | 283.72 | Active | UNIVERSITY NEW MEXICO HOSPITAL
84724 | 1199150 | AMVEX CORP | VR-CIUD-DHAM | VR-CIUD-DHAM | REGULATORS/ SUCTION | 1064207 |  | VRA10007EM |  | 2013-09-15 | 12120 | MEDICAL/CARDIAC ICU | 2013-09-06 | USD | 283.72 | Active | UNIVERSITY NEW MEXICO HOSPITAL
84723 | 1199149 | AMVEX CORP | VR-CIUD-DHAM | VR-CIUD-DHAM | REGULATORS/ SUCTION | 1064207 |  | VRA10009EM |  | 2013-09-15 | 12120 | MEDICAL/CARDIAC ICU | 2013-09-06 | USD | 283.72 | Active | UNIVERSITY NEW MEXICO HOSPITAL
84722 | 1199148 | AMVEX CORP | VR-CIUD-DHAM | VR-CIUD-DHAM | REGULATORS/ SUCTION | 1064207 |  | VRA10015EM |  | 2013-09-15 | 12120 | MEDICAL/CARDIAC ICU | 2013-09-06 | USD | 283.72 | Active | UNIVERSITY NEW MEXICO HOSPITAL
84731 | 1199157 | AMVEX CORP | VR-CIUD-DHAM | VR-CIUD-DHAM | REGULATORS/ SUCTION | 1064207 |  | VRA10013EM |  | 2013-09-15 | 12120 | MEDICAL/CARDIAC ICU | 2013-09-06 | USD | 283.72 | Active | UNIVERSITY NEW MEXICO HOSPITAL
83979 | 1163472 | WELCH ALLYN INC | SURESIGHT (14000) | 14000 | ANALYZERS/ PHYSIOLOGIC/ VISUAL FUNCTION | 2000356-0-CAP |  | 201220069 | 2017-01-05 | 2018-01-15 | 30030 | CTH OUTPATIENT CLINIC | 2013-09-05 | USD | 5113.98 | Active | UNIVERSITY NEW MEXICO HOSPITAL
84714 | 1199142 | PHILIPS HEALTHCARE | V60 | V60 | VENTILATORS | 1050786-0-CAP |  | 100087815 | 2016-10-25 | 2017-09-15 | 71510 | PULMONARY SERVICES | 2013-09-05 | USD |  | Active | UNIVERSITY NEW MEXICO HOSPITAL
84715 | 1199141 | PHILIPS HEALTHCARE | V60 | V60 | VENTILATORS | 1050786-0-CAP |  | 100087814 | 2016-09-21 | 2017-09-15 | 71510 | PULMONARY SERVICES | 2013-09-05 | USD |  | Active | UNIVERSITY NEW MEXICO HOSPITAL
84716 | 1199140 | PHILIPS HEALTHCARE | V60 | V60 | VENTILATORS | 1050786-0-CAP |  | 100087818 | 2016-09-01 | 2017-09-15 | 71510 | PULMONARY SERVICES | 2013-09-05 | USD |  | Active | UNIVERSITY NEW MEXICO HOSPITAL
83980 | 1163473 | GE HEALTHCARE | MAC5500 HD | 2026609-005 | ELECTROCARDIOGRAPHS/ MULTICHANNEL | 1050780-0-CAP |  | SGM13065581PA | 2016-10-01 | 2017-10-15 | 71030 | HEART STATION | 2013-09-05 | USD | 15233.2 | Active | UNIVERSITY NEW MEXICO HOSPITAL
84799 | 1199177 | AMVEX CORP | VR-CIUD-DHAM | VR-CIUD-DHAM | REGULATORS/ SUCTION | 1064209 |  | VRA10022EM |  | 2013-09-15 | 12130 | TRAUMA/SURGICAL ICU | 2013-09-03 | USD | 283.72 | Active | UNIVERSITY NEW MEXICO HOSPITAL
84798 | 1199176 | AMVEX CORP | VR-CIUD-DHAM | VR-CIUD-DHAM | REGULATORS/ SUCTION | 1064209 |  | VRA10020EM |  | 2013-09-15 | 12130 | TRAUMA/SURGICAL ICU | 2013-09-03 | USD | 283.72 | Active | UNIVERSITY NEW MEXICO HOSPITAL
84797 | 1199175 | AMVEX CORP | VR-CIUD-DHAM | VR-CIUD-DHAM | REGULATORS/ SUCTION | 1064209 |  | VRA07738GM |  | 2013-09-15 | 12130 | TRAUMA/SURGICAL ICU | 2013-09-03 | USD | 283.72 | Active | UNIVERSITY NEW MEXICO HOSPITAL
84796 | 1199174 | AMVEX CORP | VR-CIUD-DHAM | VR-CIUD-DHAM | REGULATORS/ SUCTION | 1064209 |  | VRA10018EM |  | 2013-09-15 | 12130 | TRAUMA/SURGICAL ICU | 2013-09-03 | USD | 283.72 | Active | UNIVERSITY NEW MEXICO HOSPITAL
84795 | 1199173 | AMVEX CORP | VR-CIUD-DHAM | VR-CIUD-DHAM | REGULATORS/ SUCTION | 1064209 |  | VRA10017GM |  | 2013-09-15 | 12130 | TRAUMA/SURGICAL ICU | 2013-09-03 | USD | 283.72 | Active | UNIVERSITY NEW MEXICO HOSPITAL
84794 | 1199172 | AMVEX CORP | VR-CIUD-DHAM | VR-CIUD-DHAM | REGULATORS/ SUCTION | 1064209 |  | VRA07739GM |  | 2013-09-15 | 12130 | TRAUMA/SURGICAL ICU | 2013-09-03 | USD | 283.72 | Active | UNIVERSITY NEW MEXICO HOSPITAL
84793 | 1199171 | AMVEX CORP | VR-CIUD-DHAM | VR-CIUD-DHAM | REGULATORS/ SUCTION | 1064209 |  | VRA10024EM |  | 2013-09-15 | 12130 | TRAUMA/SURGICAL ICU | 2013-09-03 | USD | 283.72 | Active | UNIVERSITY NEW MEXICO HOSPITAL
84788 | 1199170 | AMVEX CORP | VR-CIUD-DHAM | VR-CIUD-DHAM | REGULATORS/ SUCTION | 1064209 |  | VRA10019EM |  | 2013-09-15 | 12130 | TRAUMA/SURGICAL ICU | 2013-09-03 | USD | 283.72 | Active | UNIVERSITY NEW MEXICO HOSPITAL
84787 | 1199169 | AMVEX CORP | VR-CIUD-DHAM | VR-CIUD-DHAM | REGULATORS/ SUCTION | 1064209 |  | VRA10021EM |  | 2013-09-15 | 12130 | TRAUMA/SURGICAL ICU | 2013-09-03 | USD | 283.72 | Active | UNIVERSITY NEW MEXICO HOSPITAL
84786 | 1199168 | AMVEX CORP | VR-CIUD-DHAM | VR-CIUD-DHAM | REGULATORS/ SUCTION | 1064209 |  | VRA10023EM |  | 2013-09-15 | 12130 | TRAUMA/SURGICAL ICU | 2013-09-03 | USD | 283.72 | Active | UNIVERSITY NEW MEXICO HOSPITAL
84777 | 1198843 | DRAEGER MEDICAL INC | D-VAPOR DESFLURANE | D-VAPOR DESFLURANE | ANESTHESIA UNIT VAPORIZERS | REPL ACN#80455 |  | ARYB-0381 | 2017-01-01 | 2018-01-15 | 89025 | CLINICAL EDUCATION | 2013-08-30 | USD | 0 | Reactivated | UNIVERSITY NEW MEXICO HOSPITAL
84776 | 1198842 | EXERGEN CORP | TAT-5000 | TAT-5000 | THERMOMETERS/ ELECTRONIC/ INFRARED | 1062312 |  | A352698 | 2013-08-28 | 2013-08-15 | 32040 | NE HEIGHTS CLINIC | 2013-08-28 | USD | 316 | Active | UNIVERSITY NEW MEXICO HOSPITAL
84775 | 1198841 | EXERGEN CORP | TAT-5000 | TAT-5000 | THERMOMETERS/ ELECTRONIC/ INFRARED | 1062312 |  | A352714 | 2013-08-28 | 2013-08-15 | 32040 | NE HEIGHTS CLINIC | 2013-08-28 | USD | 316 | Active | UNIVERSITY NEW MEXICO HOSPITAL
84713 | 1199139 | EXERGEN CORP | TAT-5000 | TAT-5000 | THERMOMETERS/ ELECTRONIC/ INFRARED | 2000380 |  | A 352964 | 2013-08-26 | 2013-08-15 | 12460 | PEDIATRIC ICU | 2013-08-26 | USD | 316 | Active | UNIVERSITY NEW MEXICO HOSPITAL
84711 | 1199138 | EXERGEN CORP | TAT-5000 | TAT-5000 | THERMOMETERS/ ELECTRONIC/ INFRARED | 2000380 |  | A 352882 | 2013-08-26 | 2013-08-15 | 12460 | PEDIATRIC ICU | 2013-08-26 | USD | 316 | Active | UNIVERSITY NEW MEXICO HOSPITAL
84710 | 1199137 | EXERGEN CORP | TAT-5000 | TAT-5000 | THERMOMETERS/ ELECTRONIC/ INFRARED | 2000380 |  | A 351377 | 2013-08-26 | 2013-08-15 | 12460 | PEDIATRIC ICU | 2013-08-26 | USD | 316 | Active | UNIVERSITY NEW MEXICO HOSPITAL
84709 | 1199136 | EXERGEN CORP | TAT-5000 | TAT-5000 | THERMOMETERS/ ELECTRONIC/ INFRARED | 2000380 |  | A 352795 | 2013-08-26 | 2013-08-15 | 12460 | PEDIATRIC ICU | 2013-08-26 | USD | 316 | Active | UNIVERSITY NEW MEXICO HOSPITAL
84707 | 1199097 | EXERGEN CORP | TAT-5000 | TAT-5000 | THERMOMETERS/ ELECTRONIC/ INFRARED | 2000380 |  | A 352873 | 2013-08-26 | 2013-08-15 | 12460 | PEDIATRIC ICU | 2013-08-26 | USD | 316 | Active | UNIVERSITY NEW MEXICO HOSPITAL
84706 | 1199096 | EXERGEN CORP | TAT-5000 | TAT-5000 | THERMOMETERS/ ELECTRONIC/ INFRARED | 2000380 |  | A 352853 | 2013-08-26 | 2013-08-15 | 12460 | PEDIATRIC ICU | 2013-08-26 | USD | 316 | Active | UNIVERSITY NEW MEXICO HOSPITAL
84704 | 1199094 | EXERGEN CORP | TAT-5000 | TAT-5000 | THERMOMETERS/ ELECTRONIC/ INFRARED | 2000380 |  | A 355744 | 2013-08-26 | 2013-08-15 | 12460 | PEDIATRIC ICU | 2013-08-26 | USD | 316 | Active | UNIVERSITY NEW MEXICO HOSPITAL
84703 | 1199093 | EXERGEN CORP | TAT-5000 | TAT-5000 | THERMOMETERS/ ELECTRONIC/ INFRARED | 2000380 |  | A 352942 | 2013-08-26 | 2013-08-15 | 12460 | PEDIATRIC ICU | 2013-08-26 | USD | 316 | Active | UNIVERSITY NEW MEXICO HOSPITAL
84702 | 1199092 | EXERGEN CORP | TAT-5000 | TAT-5000 | THERMOMETERS/ ELECTRONIC/ INFRARED | 2000380 |  | A 354439 | 2013-08-26 | 2013-08-15 | 12460 | PEDIATRIC ICU | 2013-08-26 | USD | 316 | Active | UNIVERSITY NEW MEXICO HOSPITAL
84701 | 1199091 | EXERGEN CORP | TAT-5000 | TAT-5000 | THERMOMETERS/ ELECTRONIC/ INFRARED | 2000380 |  | A 352819 | 2013-08-26 | 2013-08-15 | 12460 | PEDIATRIC ICU | 2013-08-26 | USD | 316 | Active | UNIVERSITY NEW MEXICO HOSPITAL
84705 | 1199095 | EXERGEN CORP | TAT-5000 | TAT-5000 | THERMOMETERS/ ELECTRONIC/ INFRARED | 2000380 |  | A 355763 | 2013-08-26 | 2013-08-15 | 12460 | PEDIATRIC ICU | 2013-08-26 | USD | 316 | Active | UNIVERSITY NEW MEXICO HOSPITAL
84708 | 1199098 | EXERGEN CORP | TAT-5000 | TAT-5000 | THERMOMETERS/ ELECTRONIC/ INFRARED | 2000380 |  | A 352871 | 2013-08-26 | 2013-08-15 | 12460 | PEDIATRIC ICU | 2013-08-26 | USD | 316 | Active | UNIVERSITY NEW MEXICO HOSPITAL
82385 | 1163256 | MIDMARK CORP | 604 (604-001) | 604 (604-001) | TABLES/ EXAMINATION/TREATMENT | 1062013 |  | V1443214 | 2013-08-21 | 2013-08-15 | 34250 | UROLOGY | 2013-08-21 | USD | 1207.86 | Active | UNIVERSITY NEW MEXICO HOSPITAL
83977 | 1163470 | CARL ZEISS INC MICROSCOPY & IMAGING SYSTEMS | HUMPHREY FIELD ANALYZER | HUMPHREY FIELD ANALY | ANALYZERS/ PHYSIOLOGIC/ VISUAL FUNCTION | 2000087-0-CAP |  | 750i-40076 | 2016-01-01 | 2017-12-15 | 34610 | OPHTHALMOLOGY ON SITE CLINIC | 2013-08-21 | USD | 23445 | Active | UNIVERSITY NEW MEXICO HOSPITAL
82784 | 1096679 | GOMCO SURGICAL MFG CO | Opti Vac G180 | Opti Vac G180 | ASPIRATORS | 10963303 |  | 0713 | 2017-05-19 | 2018-05-15 | 15500 | OSIS OPERATING ROOM | 2013-08-21 | USD | 827.69 | Active | UNIVERSITY NEW MEXICO HOSPITAL
83193 | 1162572 | MOBERG RESEARCH INC | COMPONENT NEUROMONITORING SYSTEM | CNS-100 | MONITORS/ BEDSIDE/ ELECTROENCEPHALOGRAPHY | UNM PO P0123000 |  | A-DIM-10048 | 2017-07-05 | 2018-07-15 | 12110 | NEUROSCIENCE ICU | 2013-08-19 | USD | 28250 | Active | UNIVERSITY NEW MEXICO HOSPITAL
83192 | 1162570 | MOBERG RESEARCH INC | COMPONENT NEUROMONITORING SYSTEM | CNS-100 | MONITORS/ BEDSIDE/ ELECTROENCEPHALOGRAPHY | UNM PO P0123000 |  | A-DIM-10047 | 2016-07-28 | 2017-07-15 | 12110 | NEUROSCIENCE ICU | 2013-08-19 | USD | 28250 | Active | UNIVERSITY NEW MEXICO HOSPITAL
84772 | 1198838 | PHILIPS HEALTHCARE | INTELLIVUE MP50 | MP50 | MONITORING SYSTEMS/ PHYSIOLOGIC | 1035765-0-CAP |  | DE820B0952 | 2017-01-09 | 2018-01-15 | 75025 | RADIOLOGY - INTERVENTIONAL RAD | 2013-08-16 | USD |  | Active | UNIVERSITY NEW MEXICO HOSPITAL
89520 | 1329054 | PHILIPS HEALTHCARE | M1116B | M1116B | MODULES/ RECORDERS | 1035765 |  | 4227A88452 | 2014-04-21 | 2014-04-15 | 75025 | RADIOLOGY - INTERVENTIONAL RAD | 2013-08-16 | USD |  | Active | UNIVERSITY NEW MEXICO HOSPITAL
84773 | 1198840 | PHILIPS HEALTHCARE | M3015A | M3015A | MODULES/ CAPNOGRAPH | 1035765-0-CAP |  | DE13873432 | 2017-01-09 | 2018-01-15 | 75025 | RADIOLOGY - INTERVENTIONAL RAD | 2013-08-16 | USD |  | Active | UNIVERSITY NEW MEXICO HOSPITAL
84622 | 1198836 | SCALE-TRONIX INC | STOW-A-WEIGH | STOW-A-WEIGH | SCALES/ PATIENT/ WHEELCHAIR | 1060466 |  | 5202-1289 | 2017-05-24 | 2018-05-15 | 34510 | OSIS SPORTS MEDICINE | 2013-08-16 | USD | 2959.04 | Active | UNIVERSITY NEW MEXICO HOSPITAL
84623 | 1198837 | BELMONT INSTRUMENT CORP | FMS 2000 | FMS 2000 | WARMING UNITS/ BLOOD/SOLUTION (FLUID) | 1056534-0-CAP |  | 201033295 | 2017-06-27 | 2017-12-15 | 15055 | ANESTHESIA | 2013-08-16 | USD | 19000 | Active | UNIVERSITY NEW MEXICO HOSPITAL
84774 | 1198839 | PHILIPS HEALTHCARE | M3001A | M3001A | MODULES/ MULTIPARAMETERS | 1035765-0-CAP |  | DE9070CEAM | 2017-01-09 | 2018-01-15 | 75025 | RADIOLOGY - INTERVENTIONAL RAD | 2013-08-16 | USD |  | Active | UNIVERSITY NEW MEXICO HOSPITAL
84835 | 58568808 | PHILIPS HEALTHCARE | Allura Xper FD20 | 722012 | RADIOGRAPHIC/FLUOROSCOPIC SYSTEMS/ CARDIOVASCULAR | 1035765 |  | 1594 | 2014-09-30 | 2015-02-15 | 75025 | RADIOLOGY - INTERVENTIONAL RAD | 2013-08-16 | USD | 1425000 | Active | UNIVERSITY NEW MEXICO HOSPITAL
84620 | 1198834 | TYCO HEALTHCARE GROUP | GENIUS II | GENIUS II | THERMOMETERS/ ELECTRONIC/ INFRARED/ EAR | 1057142 |  | N13520493 | 2013-08-13 | 2013-08-15 | 12480 | CTH REHAB-ORTHO UNIT | 2013-08-13 | USD | 242.26 | Active | UNIVERSITY NEW MEXICO HOSPITAL
84621 | 1198835 | TYCO HEALTHCARE GROUP | GENIUS II | GENIUS II | THERMOMETERS/ ELECTRONIC/ INFRARED/ EAR | 1057142 |  | N13520675 | 2013-08-13 | 2013-08-15 | 12480 | CTH REHAB-ORTHO UNIT | 2013-08-13 | USD | 242.26 | Active | UNIVERSITY NEW MEXICO HOSPITAL
83938 | 1199089 | GOMCO SURGICAL MFG CO | Opti Vac G180 | Opti Vac G180 | ASPIRATORS | 1057297 |  | 0613 | 2017-06-05 | 2018-06-15 | 15040 | PACU (RECOVERY ROOM 1) | 2013-08-09 | USD | 827.69 | Reactivated | UNIVERSITY NEW MEXICO HOSPITAL
83937 | 1199088 | GOMCO SURGICAL MFG CO | Opti Vac G180 | Opti Vac G180 | ASPIRATORS | 1057297 |  | 0613 | 2017-06-09 | 2018-06-15 | 15000 | OPERATING ROOM | 2013-08-09 | USD | 827.69 | Active | UNIVERSITY NEW MEXICO HOSPITAL
84578 | 1199087 | GOMCO SURGICAL MFG CO | Opti Vac G180 | Opti Vac G180 | ASPIRATORS | 1057297 |  | 0613 | 2017-06-16 | 2018-06-15 | 15000 | OPERATING ROOM | 2013-08-09 | USD | 827.69 | Active | UNIVERSITY NEW MEXICO HOSPITAL
83224 | 1162657 | KARL STORZ ENDOSCOPY-AMERICA INC | TELEPACK X | 20045020 | VIDEO IMAGE PROCESSORS/ ENDOSCOPIC | 1051693-0-CAP |  | RW3692 | 2013-08-01 | 2013-08-15 | 34250 | UROLOGY | 2013-08-01 | USD | 45770.8 | Active | UNIVERSITY NEW MEXICO HOSPITAL
83222 | 1162655 | Covidien Nellcor/Puritan Bennett Div Covidien | BEDSIDE RESPIRATORY PATIENT MONITORING SYSTEM | BRPMS | MONITORS/ BEDSIDE/ RESPIRATION | 1058864 |  | GBA1301355 | 2017-07-18 | 2018-07-15 | Atrisco Heritage Center Clinic | Atrisco Heritage Center Clinic | 2013-07-29 | USD | 3800 | Active | UNIVERSITY NEW MEXICO HOSPITAL
84699 | 1199069 | GE HEALTHCARE | CARESCAPE V100 | 2034803-005 | MONITORS/ PHYSIOLOGIC/ VITAL SIGNS | 1057864 |  | SH613250594SA | 2016-12-01 | 2017-12-15 | 34620 | OPHTHALMOLOGY OFF SITE CLINIC | 2013-07-29 | USD | 3192.82 | Active | UNIVERSITY NEW MEXICO HOSPITAL
83221 | 1162654 | MEDTRONIC INC | OXIMAX | N-65 | OXIMETERS/ PULSE | 1058864 |  | P13824576 | 2017-07-18 | 2018-07-15 | Atrisco Heritage Center Clinic | Atrisco Heritage Center Clinic | 2013-07-29 | USD | 480 | Active | UNIVERSITY NEW MEXICO HOSPITAL
84689 | 1163429 | HEIDELBERG ENGINEERING INC | HRA+OCT | HRA+OCT | CAMERAS/ OPHTHALMIC | 1086535-0-CAP |  | 6483-S1600 | 2014-07-31 | 2014-07-15 | 34610 | OPHTHALMOLOGY ON SITE CLINIC | 2013-07-25 | USD | 83500 | Active | UNIVERSITY NEW MEXICO HOSPITAL
84534 | 1198975 | COVIDIEN | CAPNOSTREAM 20 | CAPNOSTREAM 20 | MONITOR/BEDSIDE/RESPIRATION/EXHALED CARBON DIOXIDE | 1052140 |  | B415134907 | 2016-10-01 | 2017-10-15 | 70020 | ENDOSCOPY CENTER | 2013-07-25 | USD | 3950 | Active | UNIVERSITY NEW MEXICO HOSPITAL
84533 | 1198974 | COVIDIEN | CAPNOSTREAM 20 | CAPNOSTREAM 20 | MONITOR/BEDSIDE/RESPIRATION/EXHALED CARBON DIOXIDE | 1052140 |  | B414134830 | 2016-07-28 | 2017-07-15 | 12110 | NEUROSCIENCE ICU | 2013-07-25 | USD | 3950 | Active | UNIVERSITY NEW MEXICO HOSPITAL
84532 | 1198973 | COVIDIEN | CAPNOSTREAM 20 | CAPNOSTREAM 20 | MONITOR/BEDSIDE/RESPIRATION/EXHALED CARBON DIOXIDE | 1052140 |  | B415134906 | 2017-07-11 | 2018-07-15 | 12110 | NEUROSCIENCE ICU | 2013-07-25 | USD | 3950 | Active | UNIVERSITY NEW MEXICO HOSPITAL
84531 | 1198972 | COVIDIEN | CAPNOSTREAM 20 | CAPNOSTREAM 20 | MONITOR/BEDSIDE/RESPIRATION/EXHALED CARBON DIOXIDE | 1052140 |  | B415134908 | 2016-07-25 | 2017-07-15 | 90120 | ADVANCED CLINICAL CARE | 2013-07-25 | USD | 3950 | Active | UNIVERSITY NEW MEXICO HOSPITAL
84530 | 1198971 | COVIDIEN | CAPNOSTREAM 20 | CAPNOSTREAM 20 | MONITOR/BEDSIDE/RESPIRATION/EXHALED CARBON DIOXIDE | 1052140 |  | B414134855 | 2017-05-09 | 2018-05-15 | 12120 | MEDICAL/CARDIAC ICU | 2013-07-25 | USD | 3950 | Active | UNIVERSITY NEW MEXICO HOSPITAL
84529 | 1198970 | COVIDIEN | CAPNOSTREAM 20 | CAPNOSTREAM 20 | MONITOR/BEDSIDE/RESPIRATION/EXHALED CARBON DIOXIDE | 1052140 |  | B414134808 | 2016-05-24 | 2017-05-15 | 12120 | MEDICAL/CARDIAC ICU | 2013-07-25 | USD | 3950 | Active | UNIVERSITY NEW MEXICO HOSPITAL
84535 | 1198976 | COVIDIEN | CAPNOSTREAM 20 | CAPNOSTREAM 20 | MONITOR/BEDSIDE/RESPIRATION/EXHALED CARBON DIOXIDE | 1052140 |  | B414134745 | 2016-10-01 | 2017-10-15 | 70020 | ENDOSCOPY CENTER | 2013-07-25 | USD | 3950 | Active | UNIVERSITY NEW MEXICO HOSPITAL
84528 | 1198969 | COVIDIEN | CAPNOSTREAM 20 | CAPNOSTREAM 20 | MONITOR/BEDSIDE/RESPIRATION/EXHALED CARBON DIOXIDE | 1052140 |  | B415134901 | 2016-10-01 | 2017-10-15 | 70020 | ENDOSCOPY CENTER | 2013-07-25 | USD | 3950 | Active | UNIVERSITY NEW MEXICO HOSPITAL
84527 | 1198968 | COVIDIEN | CAPNOSTREAM 20 | CAPNOSTREAM 20 | MONITOR/BEDSIDE/RESPIRATION/EXHALED CARBON DIOXIDE | 1052140 |  | B414134825 | 2016-10-20 | 2017-10-15 | 70010 | DIGESTIVE DISEASE PROCEDURES | 2013-07-25 | USD | 3950 | Active | UNIVERSITY NEW MEXICO HOSPITAL
84526 | 1198967 | COVIDIEN | CAPNOSTREAM 20 | CAPNOSTREAM 20 | MONITOR/BEDSIDE/RESPIRATION/EXHALED CARBON DIOXIDE | 1052140 |  | B412134611 | 2017-07-13 | 2018-07-15 | 90120 | ADVANCED CLINICAL CARE | 2013-07-25 | USD | 3950 | Active | UNIVERSITY NEW MEXICO HOSPITAL
84525 | 1198966 | COVIDIEN | CAPNOSTREAM 20 | CAPNOSTREAM 20 | MONITOR/BEDSIDE/RESPIRATION/EXHALED CARBON DIOXIDE | 1052140 |  | B414134751 | 2016-07-25 | 2017-07-15 | 90120 | ADVANCED CLINICAL CARE | 2013-07-25 | USD | 3950 | Active | UNIVERSITY NEW MEXICO HOSPITAL
84524 | 1198965 | COVIDIEN | CAPNOSTREAM 20 | CAPNOSTREAM 20 | MONITOR/BEDSIDE/RESPIRATION/EXHALED CARBON DIOXIDE | 1052140 |  | B414134839 | 2017-05-09 | 2018-05-15 | 12130 | TRAUMA/SURGICAL ICU | 2013-07-25 | USD | 3950 | Active | UNIVERSITY NEW MEXICO HOSPITAL
84523 | 1198964 | COVIDIEN | CAPNOSTREAM 20 | CAPNOSTREAM 20 | MONITOR/BEDSIDE/RESPIRATION/EXHALED CARBON DIOXIDE | 1052140 |  | B414134797 | 2017-05-09 | 2018-05-15 | 12130 | TRAUMA/SURGICAL ICU | 2013-07-25 | USD | 3950 | Active | UNIVERSITY NEW MEXICO HOSPITAL
84522 | 1198963 | COVIDIEN | CAPNOSTREAM 20 | CAPNOSTREAM 20 | MONITOR/BEDSIDE/RESPIRATION/EXHALED CARBON DIOXIDE | 1052140 |  | B414134824 | 2016-07-25 | 2017-07-15 | 90120 | ADVANCED CLINICAL CARE | 2013-07-25 | USD | 3950 | Active | UNIVERSITY NEW MEXICO HOSPITAL
84521 | 1198962 | COVIDIEN | CAPNOSTREAM 20 | CAPNOSTREAM 20 | MONITOR/BEDSIDE/RESPIRATION/EXHALED CARBON DIOXIDE | 1052140 |  | B414134831 | 2017-06-23 | 2018-05-15 | 12120 | MEDICAL/CARDIAC ICU | 2013-07-25 | USD | 3950 | Active | UNIVERSITY NEW MEXICO HOSPITAL
84520 | 1198961 | COVIDIEN | CAPNOSTREAM 20 | CAPNOSTREAM 20 | MONITOR/BEDSIDE/RESPIRATION/EXHALED CARBON DIOXIDE | 1052140 |  | B414134605 | 2017-07-11 | 2018-07-15 | 12110 | NEUROSCIENCE ICU | 2013-07-25 | USD | 3950 | Active | UNIVERSITY NEW MEXICO HOSPITAL
84519 | 1198960 | COVIDIEN | CAPNOSTREAM 20 | CAPNOSTREAM 20 | MONITOR/BEDSIDE/RESPIRATION/EXHALED CARBON DIOXIDE | 1052140 |  | B414134837 | 2016-10-26 | 2017-10-15 | 70020 | ENDOSCOPY CENTER | 2013-07-25 | USD | 3950 | Active | UNIVERSITY NEW MEXICO HOSPITAL
84518 | 1198959 | COVIDIEN | CAPNOSTREAM 20 | CAPNOSTREAM 20 | MONITOR/BEDSIDE/RESPIRATION/EXHALED CARBON DIOXIDE | 1052140 |  | B414134707 | 2017-07-11 | 2018-05-15 | 12130 | TRAUMA/SURGICAL ICU | 2013-07-25 | USD | 3950 | Active | UNIVERSITY NEW MEXICO HOSPITAL
84517 | 1198958 | COVIDIEN | CAPNOSTREAM 20 | CAPNOSTREAM 20 | MONITOR/BEDSIDE/RESPIRATION/EXHALED CARBON DIOXIDE | 1052140 |  | B414134768 | 2017-05-24 | 2018-05-15 | 12130 | TRAUMA/SURGICAL ICU | 2013-07-25 | USD | 3950 | Active | UNIVERSITY NEW MEXICO HOSPITAL
84516 | 1198957 | COVIDIEN | CAPNOSTREAM 20 | CAPNOSTREAM 20 | MONITOR/BEDSIDE/RESPIRATION/EXHALED CARBON DIOXIDE | 1052140 |  | B414134815 | 2016-05-16 | 2017-05-15 | 12130 | TRAUMA/SURGICAL ICU | 2013-07-25 | USD | 3950 | Active | UNIVERSITY NEW MEXICO HOSPITAL
84515 | 1198956 | COVIDIEN | CAPNOSTREAM 20 | CAPNOSTREAM 20 | MONITOR/BEDSIDE/RESPIRATION/EXHALED CARBON DIOXIDE | 1052140 |  | B414134858 | 2016-10-20 | 2017-10-15 | 70010 | DIGESTIVE DISEASE PROCEDURES | 2013-07-25 | USD | 3950 | Active | UNIVERSITY NEW MEXICO HOSPITAL
84514 | 1198955 | COVIDIEN | CAPNOSTREAM 20 | CAPNOSTREAM 20 | MONITOR/BEDSIDE/RESPIRATION/EXHALED CARBON DIOXIDE | 1052140 |  | B414134835 | 2016-10-20 | 2017-10-15 | 70010 | DIGESTIVE DISEASE PROCEDURES | 2013-07-25 | USD | 3950 | Active | UNIVERSITY NEW MEXICO HOSPITAL
84513 | 1198954 | COVIDIEN | CAPNOSTREAM 20 | CAPNOSTREAM 20 | MONITOR/BEDSIDE/RESPIRATION/EXHALED CARBON DIOXIDE | 1052140 |  | B414134809 | 2017-05-09 | 2018-05-15 | 12130 | TRAUMA/SURGICAL ICU | 2013-07-25 | USD | 3950 | Active | UNIVERSITY NEW MEXICO HOSPITAL
84512 | 1198953 | COVIDIEN | CAPNOSTREAM 20 | CAPNOSTREAM 20 | MONITOR/BEDSIDE/RESPIRATION/EXHALED CARBON DIOXIDE | 1052140 |  | B414134818 | 2016-10-26 | 2017-10-15 | 70020 | ENDOSCOPY CENTER | 2013-07-25 | USD | 3950 | Active | UNIVERSITY NEW MEXICO HOSPITAL
84511 | 1198952 | COVIDIEN | CAPNOSTREAM 20 | CAPNOSTREAM 20 | MONITOR/BEDSIDE/RESPIRATION/EXHALED CARBON DIOXIDE | 1052140 |  | B414134817 | 2016-10-20 | 2017-10-15 | 70010 | DIGESTIVE DISEASE PROCEDURES | 2013-07-25 | USD | 3950 | Active | UNIVERSITY NEW MEXICO HOSPITAL
84688 | 1199071 | NIHON KOHDEN CORP | NOMAD | PMU800 | RECORDERS/ ELECTRONIC STORAGE/ DATA/ SLEEP/AWAKE | 1056463 |  | NMD-800003004 | 2013-07-25 | 2013-07-15 | 34015 | SLEEP DISORDERS CENTER 1101-2 | 2013-07-25 | USD | 4675 | Active | UNIVERSITY NEW MEXICO HOSPITAL
84617 | 1198831 | SCALE-TRONIX INC | 5122 | 5122 | SCALES/ PATIENT/ PLATFORM/ ELECTRONIC | 1057862 |  | 5122-1460 | 2016-10-17 | 2017-10-15 | 12210 | CORONARY CARE SUBACUTE | 2013-07-24 | USD | 1600.25 | Active | UNIVERSITY NEW MEXICO HOSPITAL
84700 | 1199070 | GE HEALTHCARE | CARESCAPE V100 | 2034803-005 | MONITORS/ PHYSIOLOGIC/ VITAL SIGNS | 2000347 |  | SH613270304SA | 2017-01-24 | 2018-01-15 | 12480 | CTH REHAB-ORTHO UNIT | 2013-07-24 | USD | 2261.82 | Active | UNIVERSITY NEW MEXICO HOSPITAL
84693 | 1199075 | COVIDIEN | FORCE FX-CS | FORCE FX-CS | ELECTROSURGICAL UNITS | 1058378 |  | S3D08653AX | 2017-06-07 | 2017-12-15 | 15000 | OPERATING ROOM | 2013-07-24 | USD | 8333.89 | Active | UNIVERSITY NEW MEXICO HOSPITAL
84692 | 1199074 | COVIDIEN | FORCE FX-CS | FORCE FX-CS | ELECTROSURGICAL UNITS | 1058378 |  | S3D08651AX | 2017-06-07 | 2017-12-15 | 15000 | OPERATING ROOM | 2013-07-24 | USD | 8333.89 | Active | UNIVERSITY NEW MEXICO HOSPITAL
84691 | 1199073 | COVIDIEN | FORCE FX-CS | FORCE FX-CS | ELECTROSURGICAL UNITS | 1058378 |  | S3D08650AX | 2017-06-30 | 2017-12-15 | 15000 | OPERATING ROOM | 2013-07-24 | USD | 8333.89 | Active | UNIVERSITY NEW MEXICO HOSPITAL
84690 | 1199072 | COVIDIEN | FORCE FX-CS | FORCE FX-CS | ELECTROSURGICAL UNITS | 1058378 |  | S3D08649AX | 2017-06-30 | 2017-12-15 | 15000 | OPERATING ROOM | 2013-07-24 | USD | 8333.89 | Active | UNIVERSITY NEW MEXICO HOSPITAL
84694 | 1199077 | STRYKER CORP | CORE CONSOLE | 5400-050-000 | CONTROLLERS | 1058384 |  | 1317500923 | 2013-07-24 | 2013-07-15 | 15000 | OPERATING ROOM | 2013-07-24 | USD | 4511.4 | Active | UNIVERSITY NEW MEXICO HOSPITAL
84694 | 1199076 | STRYKER CORP | CORE CONSOLE | 5400-050-000 | CONTROLLERS | 1058384 |  | 1317501233 | 2013-07-24 | 2013-07-15 | 15000 | OPERATING ROOM | 2013-07-24 | USD | 4511.4 | Active | UNIVERSITY NEW MEXICO HOSPITAL
84781 | 1199017 | MEDTRONIC INC | PB 840 | 840 | VENTILATORS | 1057614-0-CAP |  | 3512131875 | 2017-03-13 | 2017-09-15 | 71510 | PULMONARY SERVICES | 2013-07-24 | USD | 29999.35 | Active | UNIVERSITY NEW MEXICO HOSPITAL
84779 | 1199015 | MEDTRONIC INC | PB 840 | 840 | VENTILATORS | 1057614-0-CAP |  | 3512131746 | 2017-03-27 | 2017-09-15 | 71510 | PULMONARY SERVICES | 2013-07-24 | USD | 29999.35 | Active | UNIVERSITY NEW MEXICO HOSPITAL
84616 | 1198828 | BOSTON SCIENTIFIC CORP | ATS 200 | ATS 200 | GENERATORS/ RADIO-FREQUENCY | 1057929-0-CAP |  | 102512049 | 2016-09-01 | 2017-09-15 | 71520 | PULMONARY DIAGNOSTICS | 2013-07-23 | USD | 52016.01 | Active | UNIVERSITY NEW MEXICO HOSPITAL
84685 | 1199066 | RESTORATIVE THERAPIES INC | RT300-SL | RT300-SL | ERGOMETERS | 2000320 |  | A000-527-06-1307041 |  | 2013-07-15 | 12480 | CTH REHAB-ORTHO UNIT | 2013-07-22 | USD | 6149 | Active | UNIVERSITY NEW MEXICO HOSPITAL
84665 | 1199047 | WELCH ALLYN INC | GS 777 | 408282 | OPHTHALMOSCOPE/OTOSCOPES | 1042601 |  | N/A | 2013-07-18 | 2013-07-15 | Atrisco Heritage Center Clinic | Atrisco Heritage Center Clinic | 2013-07-18 | USD | 706.3 | Active | UNIVERSITY NEW MEXICO HOSPITAL
84664 | 1199046 | SCALE-TRONIX INC | 5002 | 5002 | SCALES/ PATIENT/ PLATFORM/ ELECTRONIC | 1041233 |  | 5002-28732 | 2017-07-19 | 2018-07-15 | Atrisco Heritage Center Clinic | Atrisco Heritage Center Clinic | 2013-07-18 | USD | 2595 | Active | UNIVERSITY NEW MEXICO HOSPITAL
84680 | 1199062 | WELCH ALLYN INC | GS 777 | 408282 | OPHTHALMOSCOPE/OTOSCOPES | 1042601 |  | N/A | 2013-07-18 | 2013-07-15 | Atrisco Heritage Center Clinic | Atrisco Heritage Center Clinic | 2013-07-18 | USD | 706.3 | Active | UNIVERSITY NEW MEXICO HOSPITAL
84615 | 1198827 | CAREFUSION INC | SONARA | SONARA | DOPPLERS/ TRANSCRANIAL | 1056513-0-CAP |  | TDI30252M | 2013-07-18 | 2013-07-15 | 71060 | VASCULAR LAB | 2013-07-18 | USD | 38673.3 | Active | UNIVERSITY NEW MEXICO HOSPITAL
84679 | 1199061 | WELCH ALLYN INC | GS 777 | 408282 | OPHTHALMOSCOPE/OTOSCOPES | 1042601 |  | N/A | 2013-07-18 | 2013-07-15 | Atrisco Heritage Center Clinic | Atrisco Heritage Center Clinic | 2013-07-18 | USD | 706.3 | Active | UNIVERSITY NEW MEXICO HOSPITAL
84669 | 1199051 | MAQUET INC | LUCEA 40 | LUCEA 40 | LIGHTS/ EXAMINATION | 10396670-CAP |  | AR020770 | 2013-07-18 | 2013-07-15 | Atrisco Heritage Center Clinic | Atrisco Heritage Center Clinic | 2013-07-18 | USD | 5456 | Active | UNIVERSITY NEW MEXICO HOSPITAL
84676 | 1199058 | WELCH ALLYN INC | GS 777 | 408282 | OPHTHALMOSCOPE/OTOSCOPES | 1042601 |  | N/A | 2013-07-18 | 2013-07-15 | Atrisco Heritage Center Clinic | Atrisco Heritage Center Clinic | 2013-07-18 | USD | 706.3 | Active | UNIVERSITY NEW MEXICO HOSPITAL
84649 | 1199030 | UNICO | G380 | G380 | MICROSCOPES | 1042599 |  | G38L20130165 | 2017-07-18 | 2018-07-15 | Atrisco Heritage Center Clinic | Atrisco Heritage Center Clinic | 2013-07-18 | USD | 775 | Active | UNIVERSITY NEW MEXICO HOSPITAL
84674 | 1199056 | WELCH ALLYN INC | GS 777 | 408282 | OPHTHALMOSCOPE/OTOSCOPES | 1042601 |  | N/A | 2013-07-18 | 2013-07-15 | Atrisco Heritage Center Clinic | Atrisco Heritage Center Clinic | 2013-07-18 | USD | 706.3 | Active | UNIVERSITY NEW MEXICO HOSPITAL
84663 | 1199045 | SCALE-TRONIX INC | STOW-A-WEIGH | STOW-A-WEIGH | SCALES/ PATIENT/ WHEELCHAIR | 1041233 |  | 6202-2620 | 2017-07-18 | 2018-07-15 | Atrisco Heritage Center Clinic | Atrisco Heritage Center Clinic | 2013-07-18 | USD | 3195 | Active | UNIVERSITY NEW MEXICO HOSPITAL
84672 | 1199054 | WELCH ALLYN INC | GS 777 | 408282 | OPHTHALMOSCOPE/OTOSCOPES | 1042601 |  | N/A | 2013-07-18 | 2013-07-15 | Atrisco Heritage Center Clinic | Atrisco Heritage Center Clinic | 2013-07-18 | USD | 706.3 | Active | UNIVERSITY NEW MEXICO HOSPITAL
84650 | 1199031 | PHILIPS BURTON | UV502 | UV502 | LIGHTS/ ULTRAVIOLET | 1057565 |  | 6788286 | 2017-07-18 | 2018-07-15 | Atrisco Heritage Center Clinic | Atrisco Heritage Center Clinic | 2013-07-18 | USD | 546.06 | Active | UNIVERSITY NEW MEXICO HOSPITAL
84670 | 1199052 | WELCH ALLYN INC | GS 777 | 408282 | OPHTHALMOSCOPE/OTOSCOPES | 1042601 |  | N/A | 2013-07-18 | 2013-07-15 | Atrisco Heritage Center Clinic | Atrisco Heritage Center Clinic | 2013-07-18 | USD | 706.3 | Active | UNIVERSITY NEW MEXICO HOSPITAL
84647 | 1199028 | UNICO | POWERSPIN LX | POWERSPIN LX | CENTRIFUGES/ TABLETOP | 1042599 |  | L1211437 | 2017-06-30 | 2017-12-15 | 34250 | UROLOGY | 2013-07-18 | USD | 373 | Reactivated | UNIVERSITY NEW MEXICO HOSPITAL
84667 | 1199049 | WELCH ALLYN INC | GS 777 | 408282 | OPHTHALMOSCOPE/OTOSCOPES | 1042601 |  | N/A | 2013-07-18 | 2013-07-15 | Atrisco Heritage Center Clinic | Atrisco Heritage Center Clinic | 2013-07-18 | USD | 706.3 | Active | UNIVERSITY NEW MEXICO HOSPITAL
84771 | 1198830 | WELCH ALLYN INC | GS600 | GS600 | LIGHTS/ EXAMINATION | 1055588 |  | N/A | 2013-07-18 | 2013-07-15 | 12455 | NEWBORN ICU | 2013-07-18 | USD | 654.32 | Active | UNIVERSITY NEW MEXICO HOSPITAL
84768 | 1199133 | MEDELA INC | Waterless Milk Warmer | 87115 | WARMING UNITS | 2000348 |  | 1270912 | 2017-03-01 | 2018-02-15 | 12455 | NEWBORN ICU | 2013-07-18 | USD | 873.6 | Active | UNIVERSITY NEW MEXICO HOSPITAL
84770 | 1198829 | WELCH ALLYN INC | GS600 | GS600 | LIGHTS/ EXAMINATION | 1055588 |  | N/A | 2013-07-18 | 2013-07-15 | 12455 | NEWBORN ICU | 2013-07-18 | USD | 654.32 | Active | UNIVERSITY NEW MEXICO HOSPITAL
84767 | 1199132 | MEDELA INC | Waterless Milk Warmer | 87115 | WARMING UNITS | 2000348 |  | 1270886 | 2017-02-24 | 2018-02-15 | 12455 | NEWBORN ICU | 2013-07-18 | USD | 873.6 | Active | UNIVERSITY NEW MEXICO HOSPITAL
84769 | 1199134 | WELCH ALLYN INC | GS600 | GS600 | LIGHTS/ EXAMINATION | 1055588 |  | N/A | 2013-07-18 | 2013-07-15 | 12455 | NEWBORN ICU | 2013-07-18 | USD | 654.32 | Active | UNIVERSITY NEW MEXICO HOSPITAL
84766 | 1199131 | MEDELA INC | Waterless Milk Warmer | 87115 | WARMING UNITS | 2000348 |  | 1270885 | 2017-02-06 | 2018-02-15 | 12455 | NEWBORN ICU | 2013-07-18 | USD | 873.6 | Active | UNIVERSITY NEW MEXICO HOSPITAL
84655 | 1199036 | SUMMIT DOPPLER SYSTEMS INC | LIFEDOP L250AR | LIFEDOP L250AR | BLOOD-FLOW DETECTORS/ ULTRASONIC | 1058262 |  | 04131257 | 2014-07-23 | 2014-07-15 | Atrisco Heritage Center Clinic | Atrisco Heritage Center Clinic | 2013-07-18 | USD | 1431.33 | Active | UNIVERSITY NEW MEXICO HOSPITAL
84765 | 1199130 | MEDELA INC | Waterless Milk Warmer | 87115 | WARMING UNITS | 2000348 |  | 1270909 | 2017-02-24 | 2018-02-15 | 12455 | NEWBORN ICU | 2013-07-18 | USD | 873.6 | Active | UNIVERSITY NEW MEXICO HOSPITAL
84654 | 1199035 | SUMMIT DOPPLER SYSTEMS INC | LIFEDOP L250AR | LIFEDOP L250AR | BLOOD-FLOW DETECTORS/ ULTRASONIC | 1058262 |  | 04131261 | 2014-07-23 | 2014-07-15 | Atrisco Heritage Center Clinic | Atrisco Heritage Center Clinic | 2013-07-18 | USD | 1431.33 | Active | UNIVERSITY NEW MEXICO HOSPITAL
84763 | 1199128 | MEDELA INC | Waterless Milk Warmer | 87115 | WARMING UNITS | 2000348 |  | 1270883 | 2017-02-15 | 2018-02-15 | 12455 | NEWBORN ICU | 2013-07-18 | USD | 873.6 | Active | UNIVERSITY NEW MEXICO HOSPITAL
84656 | 1199037 | SUMMIT DOPPLER SYSTEMS INC | LIFEDOP L250AR | LIFEDOP L250AR | BLOOD-FLOW DETECTORS/ ULTRASONIC | 1058262 |  | 04131259 | 2014-07-23 | 2014-07-15 | Atrisco Heritage Center Clinic | Atrisco Heritage Center Clinic | 2013-07-18 | USD | 1431.33 | Active | UNIVERSITY NEW MEXICO HOSPITAL
84762 | 1199127 | MEDELA INC | Waterless Milk Warmer | 87115 | WARMING UNITS | 2000348 |  | 1270911 | 2017-02-28 | 2018-02-15 | 12455 | NEWBORN ICU | 2013-07-18 | USD | 873.6 | Active | UNIVERSITY NEW MEXICO HOSPITAL
84661 | 1199042 | GE HEALTHCARE | MAC5500 HD | 2026609-005 | ELECTROCARDIOGRAPHS/ MULTICHANNEL | 1039669 |  | SGM13126011PA | 2017-07-18 | 2018-07-15 | Atrisco Heritage Center Clinic | Atrisco Heritage Center Clinic | 2013-07-18 | USD | 14355.95 | Active | UNIVERSITY NEW MEXICO HOSPITAL
84764 | 1199129 | MEDELA INC | Waterless Milk Warmer | 87115 | WARMING UNITS | 2000348 |  | 1270904 | 2017-02-10 | 2018-02-15 | 12455 | NEWBORN ICU | 2013-07-18 | USD | 873.6 | Active | UNIVERSITY NEW MEXICO HOSPITAL
84653 | 1199034 | MEDQUIP INC | CN-02WM | CN-02WM | NEBULIZERS | 1042599 |  | 028809 | 2017-07-18 | 2018-07-15 | Atrisco Heritage Center Clinic | Atrisco Heritage Center Clinic | 2013-07-18 | USD | 54.67 | Active | UNIVERSITY NEW MEXICO HOSPITAL
84759 | 1199124 | MEDELA INC | Waterless Milk Warmer | 87115 | WARMING UNITS | 2000348 |  | 1270881 | 2017-02-28 | 2018-02-15 | 12455 | NEWBORN ICU | 2013-07-18 | USD | 873.6 | Active | UNIVERSITY NEW MEXICO HOSPITAL
84651 | 1199032 | MEDQUIP INC | CN-02WM | CN-02WM | NEBULIZERS | 1042599 |  | 028661 | 2017-07-18 | 2018-07-15 | Atrisco Heritage Center Clinic | Atrisco Heritage Center Clinic | 2013-07-18 | USD | 54.67 | Active | UNIVERSITY NEW MEXICO HOSPITAL
84758 | 1199123 | MEDELA INC | Waterless Milk Warmer | 87115 | WARMING UNITS | 2000348 |  | 1270901 | 2017-02-02 | 2018-02-15 | 12455 | NEWBORN ICU | 2013-07-18 | USD | 873.6 | Active | UNIVERSITY NEW MEXICO HOSPITAL
84652 | 1199033 | MEDQUIP INC | CN-02WM | CN-02WM | NEBULIZERS | 1042599 |  | 028810 | 2017-07-18 | 2018-07-15 | Atrisco Heritage Center Clinic | Atrisco Heritage Center Clinic | 2013-07-18 | USD | 54.67 | Active | UNIVERSITY NEW MEXICO HOSPITAL
84757 | 1199122 | MEDELA INC | Waterless Milk Warmer | 87115 | WARMING UNITS | 2000348 |  | 1270907 | 2017-02-14 | 2018-02-15 | 12455 | NEWBORN ICU | 2013-07-18 | USD | 873.6 | Active | UNIVERSITY NEW MEXICO HOSPITAL
84668 | 1199050 | MIDMARK CORP | 623 (623-008) | 623 (623-008) | CHAIRS/ EXAMINATION/ TREATMENT | 1042599 |  | V136350 | 2013-07-18 | 2013-07-15 | Atrisco Heritage Center Clinic | Atrisco Heritage Center Clinic | 2013-07-18 | USD | 4584.75 | Active | UNIVERSITY NEW MEXICO HOSPITAL
84755 | 1199120 | MEDELA INC | Waterless Milk Warmer | 87115 | WARMING UNITS | 2000348 |  | 1270906 | 2017-02-06 | 2018-02-15 | 12455 | NEWBORN ICU | 2013-07-18 | USD | 873.6 | Active | UNIVERSITY NEW MEXICO HOSPITAL
84754 | 1199119 | MEDELA INC | Waterless Milk Warmer | 87115 | WARMING UNITS | 2000348 |  | 1270903 | 2017-02-10 | 2018-02-15 | 12455 | NEWBORN ICU | 2013-07-18 | USD | 873.6 | Active | UNIVERSITY NEW MEXICO HOSPITAL
84753 | 1199118 | MEDELA INC | Waterless Milk Warmer | 87115 | WARMING UNITS | 2000348 |  | 1270892 | 2017-02-03 | 2018-02-15 | 12455 | NEWBORN ICU | 2013-07-18 | USD | 873.6 | Active | UNIVERSITY NEW MEXICO HOSPITAL
84752 | 1199117 | MEDELA INC | Waterless Milk Warmer | 87115 | WARMING UNITS | 2000348 |  | 1270895 | 2017-02-07 | 2018-02-15 | 12455 | NEWBORN ICU | 2013-07-18 | USD | 873.6 | Active | UNIVERSITY NEW MEXICO HOSPITAL
84750 | 1199115 | MEDELA INC | Waterless Milk Warmer | 87115 | WARMING UNITS | 2000348 |  | 1270884 | 2017-02-16 | 2018-02-15 | 12455 | NEWBORN ICU | 2013-07-18 | USD | 873.6 | Active | UNIVERSITY NEW MEXICO HOSPITAL
84749 | 1199114 | MEDELA INC | Waterless Milk Warmer | 87115 | WARMING UNITS | 2000348 |  | 1270913 | 2017-02-01 | 2018-02-15 | 12455 | NEWBORN ICU | 2013-07-18 | USD | 873.6 | Active | UNIVERSITY NEW MEXICO HOSPITAL
84748 | 1199113 | MEDELA INC | Waterless Milk Warmer | 87115 | WARMING UNITS | 2000348 |  | 1270773 | 2017-02-02 | 2018-02-15 | 12455 | NEWBORN ICU | 2013-07-18 | USD | 873.6 | Active | UNIVERSITY NEW MEXICO HOSPITAL
84747 | 1199112 | MEDELA INC | Waterless Milk Warmer | 87115 | WARMING UNITS | 2000348 |  | 1270890 | 2017-02-10 | 2018-02-15 | 12415 | INTERMEDIATE CARE NURSERY | 2013-07-18 | USD | 873.6 | Active | UNIVERSITY NEW MEXICO HOSPITAL
84746 | 1199111 | MEDELA INC | Waterless Milk Warmer | 87115 | WARMING UNITS | 2000348 |  | 1270900 | 2017-02-24 | 2018-02-15 | 12455 | NEWBORN ICU | 2013-07-18 | USD | 873.6 | Active | UNIVERSITY NEW MEXICO HOSPITAL
84745 | 1199110 | MEDELA INC | Waterless Milk Warmer | 87115 | WARMING UNITS | 2000348 |  | 1270902 | 2017-02-16 | 2018-02-15 | 12455 | NEWBORN ICU | 2013-07-18 | USD | 873.6 | Active | UNIVERSITY NEW MEXICO HOSPITAL
84744 | 1199109 | MEDELA INC | Waterless Milk Warmer | 87115 | WARMING UNITS | 2000348 |  | 1270891 | 2017-02-28 | 2018-02-15 | 12455 | NEWBORN ICU | 2013-07-18 | USD | 873.6 | Active | UNIVERSITY NEW MEXICO HOSPITAL
84742 | 1199107 | MEDELA INC | Waterless Milk Warmer | 87115 | WARMING UNITS | 2000348 |  | 1270894 | 2017-02-28 | 2018-02-15 | 12455 | NEWBORN ICU | 2013-07-18 | USD | 873.6 | Active | UNIVERSITY NEW MEXICO HOSPITAL
84741 | 1199106 | MEDELA INC | Waterless Milk Warmer | 87115 | WARMING UNITS | 2000348 |  | 1270887 | 2017-02-10 | 2018-02-15 | 12455 | NEWBORN ICU | 2013-07-18 | USD | 873.6 | Active | UNIVERSITY NEW MEXICO HOSPITAL
84740 | 1199105 | MEDELA INC | Waterless Milk Warmer | 87115 | WARMING UNITS | 2000348 |  | 1427007 | 2017-02-16 | 2018-02-15 | 12455 | NEWBORN ICU | 2013-07-18 | USD | 873.6 | Active | UNIVERSITY NEW MEXICO HOSPITAL
84739 | 1199104 | MEDELA INC | Waterless Milk Warmer | 87115 | WARMING UNITS | 2000348 |  | 1270908 | 2017-02-06 | 2018-02-15 | 12455 | NEWBORN ICU | 2013-07-18 | USD | 873.6 | Active | UNIVERSITY NEW MEXICO HOSPITAL
84662 | 1199043 | SCALE-TRONIX INC | 4802 | 4802 | SCALES/ INFANT | 1041233 |  | 4802-21607 | 2017-07-19 | 2018-07-15 | Atrisco Heritage Center Clinic | Atrisco Heritage Center Clinic | 2013-07-18 | USD | 2590 | Active | UNIVERSITY NEW MEXICO HOSPITAL
84666 | 1199048 | MIDMARK CORP | 604 (604-002) | 604 (604-002) | TABLES/ EXAMINATION/TREATMENT | 1042599 |  | V1365576 | 2013-07-18 | 2013-07-15 | Atrisco Heritage Center Clinic | Atrisco Heritage Center Clinic | 2013-07-18 | USD | 888.74 | Active | UNIVERSITY NEW MEXICO HOSPITAL
84681 | 1199063 | MIDMARK CORP | 604 (604-002) | 604 (604-002) | TABLES/ EXAMINATION/TREATMENT | 1042599 |  | V1365533 | 2013-07-18 | 2013-07-15 | Atrisco Heritage Center Clinic | Atrisco Heritage Center Clinic | 2013-07-18 | USD | 888.74 | Active | UNIVERSITY NEW MEXICO HOSPITAL
84678 | 1199060 | MIDMARK CORP | 604 (604-002) | 604 (604-002) | TABLES/ EXAMINATION/TREATMENT | 1042599 |  | V1357136 | 2013-07-18 | 2013-07-15 | Atrisco Heritage Center Clinic | Atrisco Heritage Center Clinic | 2013-07-18 | USD | 888.74 | Active | UNIVERSITY NEW MEXICO HOSPITAL
84677 | 1199059 | MIDMARK CORP | 604 (604-002) | 604 (604-002) | TABLES/ EXAMINATION/TREATMENT | 1042599 |  | V1365405 | 2013-07-18 | 2013-07-15 | Atrisco Heritage Center Clinic | Atrisco Heritage Center Clinic | 2013-07-18 | USD | 888.74 | Active | UNIVERSITY NEW MEXICO HOSPITAL
84673 | 1199055 | MIDMARK CORP | 604 (604-002) | 604 (604-002) | TABLES/ EXAMINATION/TREATMENT | 1042599 |  | V1365622 | 2013-07-18 | 2013-07-15 | Atrisco Heritage Center Clinic | Atrisco Heritage Center Clinic | 2013-07-18 | USD | 888.74 | Active | UNIVERSITY NEW MEXICO HOSPITAL
84675 | 1199057 | MIDMARK CORP | 604 (604-002) | 604 (604-002) | TABLES/ EXAMINATION/TREATMENT | 1042599 |  | V1364443 | 2013-07-18 | 2013-07-15 | Atrisco Heritage Center Clinic | Atrisco Heritage Center Clinic | 2013-07-18 | USD | 888.74 | Active | UNIVERSITY NEW MEXICO HOSPITAL
84671 | 1199053 | MIDMARK CORP | 604 (604-002) | 604 (604-002) | TABLES/ EXAMINATION/TREATMENT | 1042599 |  | V1357149 | 2013-07-18 | 2013-07-15 | Atrisco Heritage Center Clinic | Atrisco Heritage Center Clinic | 2013-07-18 | USD | 888.74 | Active | UNIVERSITY NEW MEXICO HOSPITAL
84646 | 1199027 | WELCH ALLYN INC | OAE HEARING SCREENER (29400) | OAE HEARING SCREENER | AUDIOMETERS | 1057566 |  | 14265F | 2017-07-18 | 2018-07-15 | Atrisco Heritage Center Clinic | Atrisco Heritage Center Clinic | 2013-07-18 | USD | 4623.07 | Active | UNIVERSITY NEW MEXICO HOSPITAL
84734 | 1199099 | MEDELA INC | SYMPHONY | SYMPHONY | PUMPS/ BREAST | 2000348 |  | 1404302 | 2016-02-10 | 2017-02-15 | 12455 | NEWBORN ICU | 2013-07-18 | USD | 1612.95 | Active | UNIVERSITY NEW MEXICO HOSPITAL
84737 | 1199102 | MEDELA INC | SYMPHONY | SYMPHONY | PUMPS/ BREAST | 2000348 |  | 1404303 | 2017-02-28 | 2018-02-15 | 12455 | NEWBORN ICU | 2013-07-18 | USD | 1612.95 | Active | UNIVERSITY NEW MEXICO HOSPITAL
84735 | 1199100 | MEDELA INC | SYMPHONY | SYMPHONY | PUMPS/ BREAST | 2000348 |  | 1404305 | 2017-02-27 | 2018-02-15 | 12455 | NEWBORN ICU | 2013-07-18 | USD | 1612.95 | Active | UNIVERSITY NEW MEXICO HOSPITAL
84738 | 1199103 | MEDELA INC | SYMPHONY | SYMPHONY | PUMPS/ BREAST | 2000348 |  | 1404300 | 2017-02-15 | 2018-02-15 | 12455 | NEWBORN ICU | 2013-07-18 | USD | 1612.95 | Active | UNIVERSITY NEW MEXICO HOSPITAL
84648 | 1199029 | ZOLL MEDICAL CORP | AED PRO | AED PRO | DEFIBRILLATORS/ EXTERNAL/ AUTOMATED | 1040951 |  | AA13A027282 | 2017-07-18 | 2018-01-15 | Atrisco Heritage Center Clinic | Atrisco Heritage Center Clinic | 2013-07-18 | USD | 3272.59 | Active | UNIVERSITY NEW MEXICO HOSPITAL
84658 | 1199039 | EXERGEN CORP | TAT-5000 | TAT-5000 | THERMOMETERS/ ELECTRONIC/ INFRARED | 1058262 |  | A339114 | 2013-07-18 | 2013-07-15 | Atrisco Heritage Center Clinic | Atrisco Heritage Center Clinic | 2013-07-18 | USD | 316 | Active | UNIVERSITY NEW MEXICO HOSPITAL
84659 | 1199040 | EXERGEN CORP | TAT-5000 | TAT-5000 | THERMOMETERS/ ELECTRONIC/ INFRARED | 1058262 |  | A339601 | 2013-07-18 | 2013-07-15 | Atrisco Heritage Center Clinic | Atrisco Heritage Center Clinic | 2013-07-18 | USD | 316 | Active | UNIVERSITY NEW MEXICO HOSPITAL
84657 | 1199038 | EXERGEN CORP | TAT-5000 | TAT-5000 | THERMOMETERS/ ELECTRONIC/ INFRARED | 1058262 |  | A338585 | 2013-07-18 | 2013-07-15 | Atrisco Heritage Center Clinic | Atrisco Heritage Center Clinic | 2013-07-18 | USD | 316 | Active | UNIVERSITY NEW MEXICO HOSPITAL
84660 | 1199041 | EXERGEN CORP | TAT-5000 | TAT-5000 | THERMOMETERS/ ELECTRONIC/ INFRARED | 1058262 |  | A338530 | 2013-07-18 | 2013-07-15 | Atrisco Heritage Center Clinic | Atrisco Heritage Center Clinic | 2013-07-18 | USD | 316 | Active | UNIVERSITY NEW MEXICO HOSPITAL
84682 | 1199064 | SO-LOW ENVIRONMENTAL EQUIPMENT | SO-LOW | SPVT5G | FREEZERS/ BLOOD | 1039668 |  | K1213220N | 2017-07-18 | 2018-07-15 | Atrisco Heritage Center Clinic | Atrisco Heritage Center Clinic | 2013-07-18 | USD | 7665 | Active | UNIVERSITY NEW MEXICO HOSPITAL
84683 | 1199044 | HEMOCUE INC | HB 201 | HB 201 | ANALYZERS/POCWHOLE BLOOD/COAGULATION (HEMACUE) | 1041402 |  | 1240621092 | 2013-07-18 | 2013-08-15 | Atrisco Heritage Center Clinic | Atrisco Heritage Center Clinic | 2013-07-18 | USD | 2431 | Active | UNIVERSITY NEW MEXICO HOSPITAL
84613 | 1198825 | TYCO HEALTHCARE GROUP | GENIUS II | GENIUS II | THERMOMETERS/ ELECTRONIC/ INFRARED/ EAR | 1058717 |  | N13519434 | 2013-07-17 | 2013-07-15 | 12310 | ADULT ONCOLOGY MED/SURG | 2013-07-17 | USD | 242.26 | Active | UNIVERSITY NEW MEXICO HOSPITAL
84612 | 1198824 | EXERGEN CORP | TAT-5000 | TAT-5000 | THERMOMETERS/ ELECTRONIC/ INFRARED | 1053511 |  | A343755 | 2013-07-15 | 2013-07-15 | 12360 | NEUROSCIENCE | 2013-07-15 | USD | 316 | Active | UNIVERSITY NEW MEXICO HOSPITAL
84611 | 1198823 | EXERGEN CORP | TAT-5000 | TAT-5000 | THERMOMETERS/ ELECTRONIC/ INFRARED | 1053511 |  | A343760 | 2013-07-15 | 2013-07-15 | 12360 | NEUROSCIENCE | 2013-07-15 | USD | 316 | Active | UNIVERSITY NEW MEXICO HOSPITAL
84610 | 1198822 | SORIN GROUP USA INC | 3T HEATER/COOLER | 3T HEATER/COOLER | PUMPS/ CIRCULATING-FLUID | 1055197-0-CAP |  | 16S13692 | 2017-03-21 | 2018-03-15 | 15000 | OPERATING ROOM | 2013-07-09 | USD | 35150 | Active | UNIVERSITY NEW MEXICO HOSPITAL
84566 | 1199499 | EXERGEN CORP | TAT-5000 | TAT-5000 | THERMOMETERS/ ELECTRONIC/ INFRARED | Warranty exchg. - old ACN# 70254 |  | A351318 | 2013-07-08 | 2013-07-15 | 34150 | PEDIATRICS CLINIC | 2013-07-08 | USD | 0 | Active | UNIVERSITY NEW MEXICO HOSPITAL
84563 | 1199496 | EXERGEN CORP | TAT-5000 | TAT-5000 | THERMOMETERS/ ELECTRONIC/ INFRARED | Warranty exchg - old ACN# 80953 |  | A351346 | 2013-07-08 | 2013-07-15 | 15040 | PACU (RECOVERY ROOM 1) | 2013-07-08 | USD | 0 | Active | UNIVERSITY NEW MEXICO HOSPITAL
84567 | 1198983 | EXERGEN CORP | TAT-5000 | TAT-5000 | THERMOMETERS/ ELECTRONIC/ INFRARED | Warranty exchg. |  | A347246 | 2013-07-08 | 2013-07-15 | 12210 | CORONARY CARE SUBACUTE | 2013-07-08 | USD |  | Active | UNIVERSITY NEW MEXICO HOSPITAL
84565 | 1199498 | EXERGEN CORP | TAT-5000 | TAT-5000 | THERMOMETERS/ ELECTRONIC/ INFRARED | Warranty exchg - old ACN# 82992 |  | A351327 | 2013-07-08 | 2013-07-15 | 12210 | CORONARY CARE SUBACUTE | 2013-07-08 | USD |  | Active | UNIVERSITY NEW MEXICO HOSPITAL
84564 | 1199497 | EXERGEN CORP | TAT-5000 | TAT-5000 | THERMOMETERS/ ELECTRONIC/ INFRARED | Warranty exchg - old ACN# 82773 |  | A347246 | 2013-07-08 | 2013-07-15 | 12230 | GEN MED/SAC (4-W) | 2013-07-08 | USD |  | Active | UNIVERSITY NEW MEXICO HOSPITAL
84603 | 1198815 | EXERGEN CORP | TAT-5000 | TAT-5000 | THERMOMETERS/ ELECTRONIC/ INFRARED | 2000351 |  | A339056 | 2013-07-08 | 2013-07-15 | 12480 | CTH REHAB-ORTHO UNIT | 2013-07-08 | USD | 316 | Active | UNIVERSITY NEW MEXICO HOSPITAL
84602 | 1198814 | EXERGEN CORP | TAT-5000 | TAT-5000 | THERMOMETERS/ ELECTRONIC/ INFRARED | 2000351 |  | A334705 | 2013-07-08 | 2013-07-15 | 12480 | CTH REHAB-ORTHO UNIT | 2013-07-08 | USD | 316 | Active | UNIVERSITY NEW MEXICO HOSPITAL
84590 | 1198813 | EXERGEN CORP | TAT-5000 | TAT-5000 | THERMOMETERS/ ELECTRONIC/ INFRARED | 2000351 |  | A338582 | 2013-07-08 | 2013-07-15 | 12480 | CTH REHAB-ORTHO UNIT | 2013-07-08 | USD | 316 | Active | UNIVERSITY NEW MEXICO HOSPITAL
84605 | 1198817 | EXERGEN CORP | TAT-5000 | TAT-5000 | THERMOMETERS/ ELECTRONIC/ INFRARED | 2000351 |  | A339264 | 2013-07-08 | 2013-07-15 | 12480 | CTH REHAB-ORTHO UNIT | 2013-07-08 | USD | 316 | Active | UNIVERSITY NEW MEXICO HOSPITAL
84580 | 1198803 | SCALE-TRONIX INC | 5122 | 5122 | SCALES/ PATIENT/ PLATFORM/ ELECTRONIC | 1055687 |  | 5122-1424 | 2016-12-01 | 2017-12-15 | 34610 | OPHTHALMOLOGY ON SITE CLINIC | 2013-07-05 | USD | 1680 | Active | UNIVERSITY NEW MEXICO HOSPITAL
84425 | 1198802 | ZOLL MEDICAL CORP | X SERIES | X SERIES | DEFIBRILLATOR/ MONITOR/ PACEMAKERS | PO 1049897-0-CAP |  | AR13E004314 | 2016-12-01 | 2017-12-15 | 70060 | FIXED WING TRANSPORT | 2013-07-05 | USD | 31812.83 | Active | UNIVERSITY NEW MEXICO HOSPITAL
84424 | 1198801 | ZOLL MEDICAL CORP | SUREPOWER CHARGER STATION | SUREPOWER CHARGER STATION | BATTERY CHARGERS | 1049897-0-CAP |  | AC13E010789 | 2013-07-05 | 2013-07-15 | 70060 | FIXED WING TRANSPORT | 2013-07-05 | USD | 2092.23 | Active | UNIVERSITY NEW MEXICO HOSPITAL
84423 | 1198800 | VERATHON INC | GLIDESCOPE RANGER | RANGER | VIDEO SYSTEMS/ ENDOSCOPIC/ CHIP CAMERA/ LARYNGOSCOPIC INTUBATION | 1055196-0-CAP |  | HR002635 | 2016-12-01 | 2017-12-15 | 70060 | FIXED WING TRANSPORT | 2013-07-05 | USD | 19080 | Active | UNIVERSITY NEW MEXICO HOSPITAL
84413 | 1198790 | GE HEALTHCARE | SEER LIGHT CONTROLLER | SEER LIGHT CONTROLLE | HOLTER MONITORING SYSTEMS | 1050214 |  | P821119E1 | 2013-07-03 | 2013-07-15 | 71030 | HEART STATION | 2013-07-03 | USD | 1999.5 | Active | UNIVERSITY NEW MEXICO HOSPITAL
84418 | 1198795 | SCOTTCARE CORP | ABP320 | ABP320 | SPHYGMOMANOMETERS/ ELECTRONIC | 1050386 |  | SC0311 | 2016-10-01 | 2017-10-15 | 71030 | HEART STATION | 2013-07-03 | USD | 2350 | Active | UNIVERSITY NEW MEXICO HOSPITAL
84412 | 1198789 | GE HEALTHCARE | SEER LIGHT CONTROLLER | SEER LIGHT CONTROLLE | HOLTER MONITORING SYSTEMS | 1050214 |  | E8212E135 | 2013-07-03 | 2013-07-15 | 71030 | HEART STATION | 2013-07-03 | USD | 5539.17 | Active | UNIVERSITY NEW MEXICO HOSPITAL
84417 | 1198794 | SCOTTCARE CORP | ABP320 | ABP320 | SPHYGMOMANOMETERS/ ELECTRONIC | 1050386 |  | SC0303 | 2016-10-01 | 2017-10-15 | 71030 | HEART STATION | 2013-07-03 | USD | 2350 | Active | UNIVERSITY NEW MEXICO HOSPITAL
84410 | 1198787 | GE HEALTHCARE | SEER LIGHT CONTROLLER | SEER LIGHT CONTROLLE | HOLTER MONITORING SYSTEMS | 1050214 |  | P821119E0 | 2013-07-03 | 2013-07-15 | 71030 | HEART STATION | 2013-07-03 | USD | 1999.5 | Active | UNIVERSITY NEW MEXICO HOSPITAL
84416 | 1198793 | SCOTTCARE CORP | ABP320 | ABP320 | SPHYGMOMANOMETERS/ ELECTRONIC | 1050386 |  | SC0316 | 2016-10-01 | 2017-10-15 | 71030 | HEART STATION | 2013-07-03 | USD | 2350 | Active | UNIVERSITY NEW MEXICO HOSPITAL
84409 | 1198786 | GE HEALTHCARE | SEER LIGHT CONTROLLER | SEER LIGHT CONTROLLE | HOLTER MONITORING SYSTEMS | 1050214 |  | P821225E9 | 2013-07-03 | 2013-07-15 | 71030 | HEART STATION | 2013-07-03 | USD | 1999.5 | Active | UNIVERSITY NEW MEXICO HOSPITAL
84415 | 1198792 | SCOTTCARE CORP | ABP320 | ABP320 | SPHYGMOMANOMETERS/ ELECTRONIC | 1050386 |  | SC0317 | 2016-10-01 | 2017-10-15 | 71030 | HEART STATION | 2013-07-03 | USD | 2350 | Active | UNIVERSITY NEW MEXICO HOSPITAL
84408 | 1198785 | GE HEALTHCARE | SEER LIGHT CONTROLLER | SEER LIGHT CONTROLLE | HOLTER MONITORING SYSTEMS | 1050214 |  | E8212E133 | 2013-07-03 | 2013-07-15 | 71030 | HEART STATION | 2013-07-03 | USD | 5539.17 | Active | UNIVERSITY NEW MEXICO HOSPITAL
84405 | 1198782 | GE HEALTHCARE | SEER LIGHT EXTEND CONTROLLER | 2042685-007 | HOLTER MONITORING SYSTEMS | 1050376 |  | F9209A002 | 2013-07-08 | 2013-07-15 | 71030 | HEART STATION | 2013-07-03 | USD | 924.49 | Active | UNIVERSITY NEW MEXICO HOSPITAL
84407 | 1198784 | GE HEALTHCARE | SEER LIGHT CONTROLLER | SEER LIGHT CONTROLLE | HOLTER MONITORING SYSTEMS | 1050214 |  | E8212E136 | 2013-07-03 | 2013-07-15 | 71030 | HEART STATION | 2013-07-03 | USD | 5539.17 | Active | UNIVERSITY NEW MEXICO HOSPITAL
84404 | 1198781 | GE HEALTHCARE | SEER LIGHT EXTEND CONTROLLER | 2042685-007 | HOLTER MONITORING SYSTEMS | 1050376 |  | F9209A000 | 2013-07-08 | 2013-07-15 | 71030 | HEART STATION | 2013-07-03 | USD | 924.49 | Active | UNIVERSITY NEW MEXICO HOSPITAL
84406 | 1198783 | GE HEALTHCARE | SEER LIGHT CONTROLLER | SEER LIGHT CONTROLLE | HOLTER MONITORING SYSTEMS | 1050214 |  | E8212E134 | 2013-07-03 | 2013-07-15 | 71030 | HEART STATION | 2013-07-03 | USD | 5539.17 | Active | UNIVERSITY NEW MEXICO HOSPITAL
84403 | 1198780 | GE HEALTHCARE | SEER LIGHT EXTEND CONTROLLER | 2042685-007 | HOLTER MONITORING SYSTEMS | 1050376 |  | F9209A003 | 2013-07-08 | 2013-07-15 | 71030 | HEART STATION | 2013-07-03 | USD | 924.49 | Active | UNIVERSITY NEW MEXICO HOSPITAL
84411 | 1198788 | GE HEALTHCARE | SEER LIGHT CONTROLLER | SEER LIGHT CONTROLLE | HOLTER MONITORING SYSTEMS | 1050214 |  | E8212E137 | 2013-07-03 | 2013-07-15 | 71030 | HEART STATION | 2013-07-03 | USD | 5539.17 | Active | UNIVERSITY NEW MEXICO HOSPITAL
84402 | 1198779 | GE HEALTHCARE | SEER LIGHT EXTEND CONTROLLER | 2042685-007 | HOLTER MONITORING SYSTEMS | 1050376 |  | F9305A008 | 2013-07-08 | 2013-07-15 | 95700 | CLINICAL ENGINEERING | 2013-07-03 | USD | 924.49 | Active | UNIVERSITY NEW MEXICO HOSPITAL
84390 | 1198766 | GE HEALTHCARE | CARESCAPE(V100) | CARESCAPE(V100) | MONITORING SYSTEMS/ PHYSIOLOGIC | 1050903 |  | SH613220049SA | 2017-01-23 | 2018-01-15 | 34150 | PEDIATRICS CLINIC | 2013-07-03 | USD | 3386.32 | Active | UNIVERSITY NEW MEXICO HOSPITAL
84401 | 1198778 | GE HEALTHCARE | SEER LIGHT EXTEND CONTROLLER | 2042685-007 | HOLTER MONITORING SYSTEMS | 1050376 |  | F9209A001 | 2013-07-08 | 2013-07-15 | 71030 | HEART STATION | 2013-07-03 | USD | 924.49 | Active | UNIVERSITY NEW MEXICO HOSPITAL
84400 | 1198777 | STRYKER CORP | 6110-120 | 6110-120 | BATTERY CHARGERS | 2000319 |  | 1312906673 | 2013-07-08 | 2013-07-15 | 15005 | OPERATING ROOM - BBRP | 2013-07-03 | USD | 4324.32 | Active | UNIVERSITY NEW MEXICO HOSPITAL
84420 | 1198797 | Vivosonic | INTEGRITY | V500 | AUDITORY FUNCTION SCREENING DEVICES | 1053575-0-CAP |  | IP1176 | 2013-07-03 | 2013-11-15 | 76025 | AUDIOLOGY | 2013-07-03 | USD | 27479.5 | Active | UNIVERSITY NEW MEXICO HOSPITAL
84399 | 1198776 | EXERGEN CORP | TAT-5000 | TAT-5000 | THERMOMETERS/ ELECTRONIC/ INFRARED | 2000351 |  | A334036 | 2013-07-08 | 2013-07-15 | 12480 | CTH REHAB-ORTHO UNIT | 2013-07-03 | USD | 316 | Active | UNIVERSITY NEW MEXICO HOSPITAL
84419 | 1198796 | MINDRAY | 1928L | 1928L | MONITORS/ MEDICAL GRADE DISPLAY | 1048814-0-CAP |  | C13C031344 | 2013-07-03 | 2013-07-15 | 76020 | SPEECH/LANGUAGE PATHOLOGY | 2013-07-03 | USD |  | Active | UNIVERSITY NEW MEXICO HOSPITAL
84398 | 1198775 | EXERGEN CORP | TAT-5000 | TAT-5000 | THERMOMETERS/ ELECTRONIC/ INFRARED | 2000351 |  | A347964 | 2013-07-08 | 2013-07-15 | 12480 | CTH REHAB-ORTHO UNIT | 2013-07-03 | USD | 316 | Active | UNIVERSITY NEW MEXICO HOSPITAL
84397 | 1198774 | EXERGEN CORP | TAT-5000 | TAT-5000 | THERMOMETERS/ ELECTRONIC/ INFRARED | 2000351 |  | A346611 | 2013-07-08 | 2013-07-15 | 12480 | CTH REHAB-ORTHO UNIT | 2013-07-03 | USD | 316 | Active | UNIVERSITY NEW MEXICO HOSPITAL
84396 | 1198773 | EXERGEN CORP | TAT-5000 | TAT-5000 | THERMOMETERS/ ELECTRONIC/ INFRARED | 2000351 |  | A346660 | 2013-07-08 | 2013-07-15 | 12480 | CTH REHAB-ORTHO UNIT | 2013-07-03 | USD | 316 | Active | UNIVERSITY NEW MEXICO HOSPITAL
84395 | 1198772 | EXERGEN CORP | TAT-5000 | TAT-5000 | THERMOMETERS/ ELECTRONIC/ INFRARED | 2000351 |  | A334673 | 2013-07-08 | 2013-07-15 | 12480 | CTH REHAB-ORTHO UNIT | 2013-07-03 | USD | 316 | Active | UNIVERSITY NEW MEXICO HOSPITAL
84394 | 1198771 | EXERGEN CORP | TAT-5000 | TAT-5000 | THERMOMETERS/ ELECTRONIC/ INFRARED | 2000351 |  | A346640 | 2013-07-08 | 2013-07-15 | 12480 | CTH REHAB-ORTHO UNIT | 2013-07-03 | USD | 316 | Active | UNIVERSITY NEW MEXICO HOSPITAL
84393 | 1198770 | EXERGEN CORP | TAT-5000 | TAT-5000 | THERMOMETERS/ ELECTRONIC/ INFRARED | 2000351 |  | A334025 | 2013-07-08 | 2013-07-15 | 12480 | CTH REHAB-ORTHO UNIT | 2013-07-03 | USD | 316 | Active | UNIVERSITY NEW MEXICO HOSPITAL
84392 | 1198769 | EXERGEN CORP | TAT-5000 | TAT-5000 | THERMOMETERS/ ELECTRONIC/ INFRARED | 2000351 |  | A333994 | 2013-07-08 | 2013-07-15 | 12480 | CTH REHAB-ORTHO UNIT | 2013-07-03 | USD | 316 | Active | UNIVERSITY NEW MEXICO HOSPITAL
84391 | 1198767 | EXERGEN CORP | TAT-5000 | TAT-5000 | THERMOMETERS/ ELECTRONIC/ INFRARED | 1050903 |  | A8103 | 2013-07-08 | 2013-07-15 | 34150 | PEDIATRICS CLINIC | 2013-07-03 | USD |  | Active | UNIVERSITY NEW MEXICO HOSPITAL
84370 | 1198768 | EXERGEN CORP | TAT-5000 | TAT-5000 | THERMOMETERS/ ELECTRONIC/ INFRARED | 1056879 |  | A345176 | 2013-07-08 | 2013-07-15 | 12210 | CORONARY CARE SUBACUTE | 2013-07-03 | USD | 316 | Active | UNIVERSITY NEW MEXICO HOSPITAL
84422 | 1198799 | VERATHON INC | BLADDERSCAN (BVI-9400) | BVI-9400 | SCANNING SYSTEMS/ULTRASONIC/DIAGNOSTIC (BIOMED) | 1054851-0-CAP |  | B4017079 | 2017-05-15 | 2018-05-15 | 34250 | UROLOGY | 2013-07-03 | USD | 13525 | Active | UNIVERSITY NEW MEXICO HOSPITAL
84421 | 1198798 | VERATHON INC | BLADDERSCAN (BVI-9400) | BVI-9400 | SCANNING SYSTEMS/ULTRASONIC/DIAGNOSTIC (BIOMED) | 1054851-0-CAP |  | B4017080 | 2017-07-17 | 2018-07-15 | 34250 | UROLOGY | 2013-07-03 | USD | 13525 | Active | UNIVERSITY NEW MEXICO HOSPITAL
85000 | 1162746 | HOLOGIC INC | NOVASURE 09 | NOVASURE 09 | CONTROLLERS | 1881770 |  | CSP8599 | 2016-05-01 | 2014-07-15 | 15500 | OSIS OPERATING ROOM | 2013-07-01 | USD |  | Active | UNIVERSITY NEW MEXICO HOSPITAL
84369 | 1198765 | GE HEALTHCARE | PANDA IRES | PANDA IRES | WARMING UNITS/ PATIENT/ RADIANT/ INFANT | 1050784-0-CAP |  | HDJS51808 | 2016-11-23 | 2017-11-15 | 12000 | LABOR AND DELIVERY | 2013-07-01 | USD | 20179.36 | Active | UNIVERSITY NEW MEXICO HOSPITAL
83751 | 60203469 | PHILIPS HEALTHCARE | iU22 Ultrasound System | 795050 | SCANNING SYSTEMS/ULTRASONIC/DIAGNOSTIC (DI) | 1056522-O-CAP | H581200 | B0MJJG |  | 2013-06-15 | 75050 | RADIOLOGY - ULTRASOUND | 2013-06-28 | USD | 170821.8 | Active | UNIVERSITY NEW MEXICO HOSPITAL
83750 | 60203468 | PHILIPS HEALTHCARE | iU22 Ultrasound System | 795050 | SCANNING SYSTEMS/ULTRASONIC/DIAGNOSTIC (DI) | 1056522-O-CAP | H581200 | B0MJJD |  | 2013-06-15 | 75050 | RADIOLOGY - ULTRASOUND | 2013-06-28 | USD | 170821.8 | Active | UNIVERSITY NEW MEXICO HOSPITAL
84389 | 1198764 | HEMOCUE INC | HB 201+ | HB 201+ | ANALYZERS/ POINT-OF-CARE/ WHOLE BLOOD/ HEMATOLOGY/ HEMOGLOBIN | FOUND |  | 1237013730 | 2015-05-27 | 2015-06-15 | B9935 | School Based Health Center | 2013-06-25 | USD | 0.1 | Active | UNIVERSITY NEW MEXICO HOSPITAL
84447 | 1198899 | EXERGEN CORP | TAT-5000 | TAT-5000 | THERMOMETERS/ ELECTRONIC/ INFRARED | 1056538 |  | A349278 | 2013-06-25 | 2013-06-15 | 12340 | SURGICAL SPECIALITY UNIT (4-S) | 2013-06-25 | USD | 316 | Active | UNIVERSITY NEW MEXICO HOSPITAL
84446 | 1198982 | INSTROMEDIX INC | KINGS OF HEART EXPRESS | KINGS OF HEART EXPRE | HOLTER MONITORING SYSTEMS | Repair Exchange of ACN# 68840 |  | 1111131 | 2013-06-24 | 2013-06-15 | 71030 | HEART STATION | 2013-06-24 | USD |  | Active | UNIVERSITY NEW MEXICO HOSPITAL
84569 | 1199018 | VITAL SIGNS INC | ENFLOW CONTROLLER | 121 | WARMING UNITS/ BLOOD/SOLUTION | Repair exchange for ACN# 83518 |  | 20432284 | 2017-06-30 | 2018-06-15 | 15055 | ANESTHESIA | 2013-06-20 | USD |  | Active | UNIVERSITY NEW MEXICO HOSPITAL
0000082546 | 1096801 | SSCOR INC | REF 2314 | REF 2314 | ASPIRATORS/ EMERGENCY | Found already in use | 514305 | M21138 | 2016-10-01 | 2017-10-15 | 34315 | CLINICAL NEUROSCIENCE CENTER | 2013-06-19 | USD | 874.01 | Active | UNIVERSITY NEW MEXICO HOSPITAL
0000084562 | 1199495 | WELCH ALLYN INC | 76710 | 76710 | OPHTHALMOSCOPE/OTOSCOPES |  |  | NONE | 2013-06-19 | 2013-06-15 | 34315 | CLINICAL NEUROSCIENCE CENTER | 2013-06-19 | USD | 0 | Active | UNIVERSITY NEW MEXICO HOSPITAL
84560 | 1199011 | ADVANCED STERILIZATION PRODUCTS A JOHNSON & JOHNSON CO | ASP STERRAD NX | 555291 | STERILIZING UNITS/ PLASMA | 1051560-0-CAP |  | 0033130239 | 2017-06-30 | 2017-09-15 | 15500 | OSIS OPERATING ROOM | 2013-06-19 | USD | 51974 | Active | UNIVERSITY NEW MEXICO HOSPITAL
83186 | 1162566 | GE HEALTHCARE | CARESCAPE V100 | 2034803-005 | MONITORS/ PHYSIOLOGIC/ VITAL SIGNS | 1048985 |  | SH613230238SA | 2016-10-26 | 2017-10-15 | 70010 | DIGESTIVE DISEASE PROCEDURES | 2013-06-18 | USD |  | Active | UNIVERSITY NEW MEXICO HOSPITAL
83188 | 1162567 | GE HEALTHCARE | CARESCAPE V100 | 2034803-005 | MONITORS/ PHYSIOLOGIC/ VITAL SIGNS | 1048985 | 385494 | SH613230220SA | 2016-10-26 | 2017-10-15 | 70010 | DIGESTIVE DISEASE PROCEDURES | 2013-06-18 | USD |  | Active | UNIVERSITY NEW MEXICO HOSPITAL
84388 | 1198763 | SIEMENS HEALTHCARE | DCA VANTAGE | DCA VANTAGE | ANALYZERS/ POINT-OF-CARE/ WHOLE BLOOD/ GLUCOSE | REPLACEMENT |  | 1381X10041000018 | 2016-07-08 | 2016-07-15 | 32035 | SE HEIGHTS CLINIC-TEXAS | 2013-06-18 | USD |  | Active | UNIVERSITY NEW MEXICO HOSPITAL
83190 | 1162569 | EXERGEN CORP | TAT-5000 | TAT-5000 | THERMOMETERS/ ELECTRONIC/ INFRARED | 1048985 |  | A8555 | 2013-06-18 | 2013-06-15 | 70010 | DIGESTIVE DISEASE PROCEDURES | 2013-06-18 | USD |  | Active | UNIVERSITY NEW MEXICO HOSPITAL
83189 | 1162568 | EXERGEN CORP | TAT-5000 | TAT-5000 | THERMOMETERS/ ELECTRONIC/ INFRARED | 1048985 |  | A8561 | 2013-06-18 | 2013-06-15 | 70010 | DIGESTIVE DISEASE PROCEDURES | 2013-06-18 | USD |  | Active | UNIVERSITY NEW MEXICO HOSPITAL
84387 | 1198762 | REICHERT INC | TONO-PEN AVIA | TONO-PEN AVIA | TONOMETERS | 1055686 |  | 40507-0413 | 2017-07-20 | 2017-12-15 | 34610 | OPHTHALMOLOGY ON SITE CLINIC | 2013-06-17 | USD | 3975 | Active | UNIVERSITY NEW MEXICO HOSPITAL
83218 | 1162595 | VITAL SIGNS INC | ENFLOW CONTROLLER | 121 | WARMING UNITS/ BLOOD/SOLUTION | Repair exchange for ACN# 83511 |  | 10635200 | 2017-06-06 | 2018-06-15 | 15055 | ANESTHESIA | 2013-06-14 | USD |  | Active | UNIVERSITY NEW MEXICO HOSPITAL
83219 | 1162652 | VITAL SIGNS INC | ENFLOW CONTROLLER | 121 | WARMING UNITS/ BLOOD/SOLUTION | Repair exchange for ACN# 83498 |  | 10634651 | 2017-06-22 | 2018-06-15 | 15055 | ANESTHESIA | 2013-06-14 | USD |  | Active | UNIVERSITY NEW MEXICO HOSPITAL
83220 | 1162653 | HEINE USA LTD | MPACK | 28KY | BATTERY CHARGERS |  |  | 1071002052 | 2013-08-02 | 2013-06-15 | 34610 | OPHTHALMOLOGY ON SITE CLINIC | 2013-06-14 | USD |  | Active | UNIVERSITY NEW MEXICO HOSPITAL
82364 | 1083506 | STRYKER CORP | SYSTEM 6 | SYSTEM 6 | BATTERY CHARGERS | 1056283 |  | 6110-120 | 2013-08-16 | 2013-06-15 | 15500 | OSIS OPERATING ROOM | 2013-06-12 | USD |  | Active | UNIVERSITY NEW MEXICO HOSPITAL
84559 | 1199010 | GE HEALTHCARE | TRANSPORT PRO | TRANSPORT PRO | MONITORS/ PATIENT TRANSPORT | 10488280 CAP | 398392 | SCS13188382GA | 2017-05-25 | 2018-05-15 | 12130 | TRAUMA/SURGICAL ICU | 2013-06-12 | USD | 7679 | Active | UNIVERSITY NEW MEXICO HOSPITAL
84558 | 1199009 | EXERGEN CORP | TAT-5000 | TAT-5000 | THERMOMETERS/ ELECTRONIC/ INFRARED | 1054760 |  | A344317 | 2013-08-05 | 2013-06-15 | 34350 | MEDICINE CLINIC | 2013-06-11 | USD | 316 | Active | UNIVERSITY NEW MEXICO HOSPITAL
70599 | 1198980 | ALCON SURGICAL INC | CONSTELLATION LXT | CONTELLATION LXT | VITRECTOMY UNITS | 1051740-0-CAP | 1051740 | 1301751201X | 2016-07-26 | 2017-07-15 | 15000 | OPERATING ROOM | 2013-06-11 | USD | 135946 | Active | UNIVERSITY NEW MEXICO HOSPITAL
84444 | 1198897 | SCALE-TRONIX INC | 6002 | 6002 | SCALES/ PATIENT/ PLATFORM/ ELECTRONIC | 2000306 |  | 6002-8050 | 2017-01-01 | 2018-01-15 | 30030 | CTH OUTPATIENT CLINIC | 2013-06-07 | USD | 2805 | Active | UNIVERSITY NEW MEXICO HOSPITAL
84443 | 1198896 | SCALE-TRONIX INC | 6002 | 6002 | SCALES/ PATIENT/ PLATFORM/ ELECTRONIC | 2000306 |  | 6002-8049 | 2017-01-01 | 2018-01-15 | 30030 | CTH OUTPATIENT CLINIC | 2013-06-07 | USD | 2805 | Active | UNIVERSITY NEW MEXICO HOSPITAL
84442 | 1198895 | SCALE-TRONIX INC | 6002 | 6002 | SCALES/ PATIENT/ PLATFORM/ ELECTRONIC | 2000306 |  | 6002-8051 | 2017-01-01 | 2018-01-15 | 30030 | CTH OUTPATIENT CLINIC | 2013-06-07 | USD | 2805 | Active | UNIVERSITY NEW MEXICO HOSPITAL
84380 | 1198755 | OLYMPUS AMERICA INC | VISERA ELITE | OTV-S190 | VIDEO IMAGE PROCESSORS | 1048814-0-CAP |  | 7353741 | 2013-07-05 | 2013-07-15 | 76020 | SPEECH/LANGUAGE PATHOLOGY | 2013-06-05 | USD | 81200.01 | Active | UNIVERSITY NEW MEXICO HOSPITAL
83934 | 1163426 | NIHON KOHDEN (AMERICA) INC | NEUROFAX (EEG-1200A ) | NEUROFAX (EEG-1200A | ELECTROENCEPHALOGRAPHS | 1042761-0-CAP |  | 01187 | 2017-06-29 | 2017-09-15 | 78010 | NEURODIAGNOSTICS LAB | 2013-06-05 | USD | 22544.3 | Active | UNIVERSITY NEW MEXICO HOSPITAL
83932 | 1163425 | NIHON KOHDEN (AMERICA) INC | NEUROFAX (EEG-1200A ) | NEUROFAX (EEG-1200A | ELECTROENCEPHALOGRAPHS | 1042761-0-CAP |  | 01186 | 2017-02-20 | 2017-09-15 | 78010 | NEURODIAGNOSTICS LAB | 2013-06-05 | USD | 22544.3 | Reactivated | UNIVERSITY NEW MEXICO HOSPITAL
83935 | 1163427 | NIHON KOHDEN (AMERICA) INC | NEUROFAX (EEG-1200A ) | NEUROFAX (EEG-1200A | ELECTROENCEPHALOGRAPHS | 1051415-0-CAP |  | 01182 | 2017-06-29 | 2017-09-15 | 78010 | NEURODIAGNOSTICS LAB | 2013-06-05 | USD | 13113 | Active | UNIVERSITY NEW MEXICO HOSPITAL
83746 | 1163240 | ORTHOSCAN INC | 1000HD | 555281 | RADIOGRAPHIC/FLUOROSCOPIC UNITS/ MOBILE | 1052131-O-CAP | HB108932 | SH0110 | 2013-06-04 | 2012-11-15 | 15500 | OSIS OPERATING ROOM | 2013-06-04 | USD | 75000 | Active | UNIVERSITY NEW MEXICO HOSPITAL
83933 | 1163424 | NIHON KOHDEN (AMERICA) INC | NEUROFAX (EEG-1200A ) | NEUROFAX (EEG-1200A | ELECTROENCEPHALOGRAPHS | 1051415-0-CAP |  | 01181 | 2016-09-22 | 2017-09-15 | 78010 | NEURODIAGNOSTICS LAB | 2013-06-04 | USD | 13113 | Active | UNIVERSITY NEW MEXICO HOSPITAL
84441 | 1198894 | WELCH ALLYN INC | THERMOSCAN PRO 4000 | THERMOSCAN PRO 4000 | THERMOMETERS/ ELECTRONIC/ INFRARED/ EAR | 300908 |  | 06513K02638 | 2013-06-04 | 2013-06-15 | 12035 | UPC INPATIENT ADULT SERVICES | 2013-06-04 | USD | 128 | Active | UNIVERSITY NEW MEXICO HOSPITAL
84379 | 1198754 | OLYMPUS AMERICA INC | nSTREAM G3 | nSTREAM G3 | WORKSTATION | 1048814-0-CAP |  | NS-30466 | 2013-06-03 | 2013-06-15 | 76020 | SPEECH/LANGUAGE PATHOLOGY | 2013-06-03 | USD |  | Active | UNIVERSITY NEW MEXICO HOSPITAL
84378 | 1198753 | OLYMPUS AMERICA INC | WM-NP2 | WM-NP2 | CARTS | 1048814-0-CAP |  | 21202300 | 2013-06-03 | 2013-06-15 | 76020 | SPEECH/LANGUAGE PATHOLOGY | 2013-06-03 | USD |  | Active | UNIVERSITY NEW MEXICO HOSPITAL
83745 | 1163239 | SONOSITE INC | EDGE | P15000-11 | SCANNING SYSTEMS/ ULTRASONIC/ PORTABLE |  |  | 03V3Y8 | 2013-06-14 | 2013-06-15 | 34250 | UROLOGY | 2013-05-28 | USD |  | Active | UNIVERSITY NEW MEXICO HOSPITAL
84837 | 58568810 | MEDRAD INC | PROVIS RACK MOUNT | 989801220078 | INJECTORS/ CONTRAST MEDIA | 1035765-0-CAP |  | 200917 | 2016-12-01 | 2017-12-15 | 75025 | RADIOLOGY - INTERVENTIONAL RAD | 2013-05-24 | USD |  | Active | UNIVERSITY NEW MEXICO HOSPITAL
84376 | 1198751 | TERUMO MEDICAL CORP | CDI 540 CALIBRATOR | CDI 540 CALIBRATOR | CALIBRATORS |  |  | 4700 | 2013-07-02 | 2013-07-15 | 70050 | ECMO | 2013-05-24 | USD |  | Active | UNIVERSITY NEW MEXICO HOSPITAL
84375 | 1198750 | SIEMENS HEALTHCARE | DCA VANTAGE | DCA VANTAGE | ANALYZERS/ POINT-OF-CARE/ WHOLE BLOOD/ GLUCOSE | FOUND |  | 13B1X10041000018 | 2016-07-31 | 2016-07-15 | 90030 | LAB - ADMIN | 2013-05-24 | USD |  | Active | UNIVERSITY NEW MEXICO HOSPITAL
84510 | 1198951 | DRAEGER MEDICAL INC | VAPOR 2000 SEVOFLURANE | VAPOR 2000 (M35170) | ANESTHESIA UNIT VAPORIZERS | REPLACEMENT |  | ARXC-1334 | 2017-01-06 | 2018-01-15 | 15055 | ANESTHESIA | 2013-05-23 | USD | 0 | Active | UNIVERSITY NEW MEXICO HOSPITAL
84479 | 1198920 | COVIDIEN (ASPECT MEDICAL) | BIS VISTA 185-0151 | BIS VISTA 185-0151 | MONITORS/ BISPECTRAL INDEX | 1052140 |  | VT29815 | 2016-10-12 | 2017-10-15 | 15060 | ANESTHESIA - BBRP | 2013-05-21 | USD | 0.01 | Active | UNIVERSITY NEW MEXICO HOSPITAL
84480 | 1198921 | COVIDIEN (ASPECT MEDICAL) | BIS VISTA 185-0151 | BIS VISTA 185-0151 | MONITORS/ BISPECTRAL INDEX | 1052140 |  | VT29805 | 2017-06-13 | 2018-06-15 | 15055 | ANESTHESIA | 2013-05-21 | USD | 0.01 | Active | UNIVERSITY NEW MEXICO HOSPITAL
84481 | 1198922 | COVIDIEN (ASPECT MEDICAL) | BIS VISTA 185-0151 | BIS VISTA 185-0151 | MONITORS/ BISPECTRAL INDEX | 1052140 |  | VT27813 | 2017-06-30 | 2018-06-15 | 15055 | ANESTHESIA | 2013-05-21 | USD | 0.01 | Active | UNIVERSITY NEW MEXICO HOSPITAL
84482 | 1198923 | COVIDIEN (ASPECT MEDICAL) | BIS VISTA 185-0151 | BIS VISTA 185-0151 | MONITORS/ BISPECTRAL INDEX | 1052140 |  | VT27812 | 2017-06-20 | 2018-06-15 | 15055 | ANESTHESIA | 2013-05-21 | USD | 0.01 | Active | UNIVERSITY NEW MEXICO HOSPITAL
84483 | 1198924 | COVIDIEN (ASPECT MEDICAL) | BIS VISTA 185-0151 | BIS VISTA 185-0151 | MONITORS/ BISPECTRAL INDEX | 1052140 |  | VT27811 | 2017-06-20 | 2018-06-15 | 15055 | ANESTHESIA | 2013-05-21 | USD | 0.01 | Active | UNIVERSITY NEW MEXICO HOSPITAL
84484 | 1198925 | COVIDIEN (ASPECT MEDICAL) | BIS VISTA 185-0151 | BIS VISTA 185-0151 | MONITORS/ BISPECTRAL INDEX | 1052140 |  | VT29752 | 2017-06-28 | 2018-06-15 | 15055 | ANESTHESIA | 2013-05-21 | USD | 0.01 | Active | UNIVERSITY NEW MEXICO HOSPITAL
84485 | 1198926 | COVIDIEN (ASPECT MEDICAL) | BIS VISTA 185-0151 | BIS VISTA 185-0151 | MONITORS/ BISPECTRAL INDEX | 1052140 |  | VT29807 | 2017-06-23 | 2018-06-15 | 15055 | ANESTHESIA | 2013-05-21 | USD | 0.01 | Active | UNIVERSITY NEW MEXICO HOSPITAL
84486 | 1198927 | COVIDIEN (ASPECT MEDICAL) | BIS VISTA 185-0151 | BIS VISTA 185-0151 | MONITORS/ BISPECTRAL INDEX | 1052140 |  | VT29838 | 2017-06-22 | 2018-06-15 | 15055 | ANESTHESIA | 2013-05-21 | USD | 0.01 | Active | UNIVERSITY NEW MEXICO HOSPITAL
84488 | 1198929 | COVIDIEN (ASPECT MEDICAL) | BIS VISTA 185-0151 | BIS VISTA 185-0151 | MONITORS/ BISPECTRAL INDEX | 1052140 |  | VT29835 | 2017-06-20 | 2018-06-15 | 15055 | ANESTHESIA | 2013-05-21 | USD | 0.01 | Active | UNIVERSITY NEW MEXICO HOSPITAL
84489 | 1198930 | COVIDIEN (ASPECT MEDICAL) | BIS VISTA 185-0151 | BIS VISTA 185-0151 | MONITORS/ BISPECTRAL INDEX | 1052140 |  | VT29834 | 2017-06-23 | 2018-06-15 | 15055 | ANESTHESIA | 2013-05-21 | USD | 0.01 | Active | UNIVERSITY NEW MEXICO HOSPITAL
84490 | 1198931 | COVIDIEN (ASPECT MEDICAL) | BIS VISTA 185-0151 | BIS VISTA 185-0151 | MONITORS/ BISPECTRAL INDEX | 1052140 |  | VT29814 | 2017-06-21 | 2018-06-15 | 15055 | ANESTHESIA | 2013-05-21 | USD | 0.01 | Active | UNIVERSITY NEW MEXICO HOSPITAL
84491 | 1198932 | COVIDIEN (ASPECT MEDICAL) | BIS VISTA 185-0151 | BIS VISTA 185-0151 | MONITORS/ BISPECTRAL INDEX | 1052140 |  | VT29415 | 2017-06-08 | 2018-06-15 | 15055 | ANESTHESIA | 2013-05-21 | USD | 0.01 | Active | UNIVERSITY NEW MEXICO HOSPITAL
84492 | 1198933 | COVIDIEN (ASPECT MEDICAL) | BIS VISTA 185-0151 | BIS VISTA 185-0151 | MONITORS/ BISPECTRAL INDEX | 1052140 |  | VT29837 | 2017-06-21 | 2018-06-15 | 15055 | ANESTHESIA | 2013-05-21 | USD | 0.01 | Active | UNIVERSITY NEW MEXICO HOSPITAL
84493 | 1198934 | COVIDIEN (ASPECT MEDICAL) | BIS VISTA 185-0151 | BIS VISTA 185-0151 | MONITORS/ BISPECTRAL INDEX | 1052140 |  | VT29733 | 2015-10-28 | 2016-10-15 | 15060 | ANESTHESIA - BBRP | 2013-05-21 | USD | 0.01 | Active | UNIVERSITY NEW MEXICO HOSPITAL
84494 | 1198935 | COVIDIEN (ASPECT MEDICAL) | BIS VISTA 185-0151 | BIS VISTA 185-0151 | MONITORS/ BISPECTRAL INDEX | 1052140 |  | VT29826 | 2016-10-11 | 2017-10-15 | 15060 | ANESTHESIA - BBRP | 2013-05-21 | USD | 0.01 | Active | UNIVERSITY NEW MEXICO HOSPITAL
84495 | 1198936 | COVIDIEN (ASPECT MEDICAL) | BIS VISTA 185-0151 | BIS VISTA 185-0151 | MONITORS/ BISPECTRAL INDEX | 1052140 |  | VT29806 | 2017-06-20 | 2018-06-15 | 15055 | ANESTHESIA | 2013-05-21 | USD | 0.01 | Active | UNIVERSITY NEW MEXICO HOSPITAL
84508 | 1198949 | PRECISION MEDICAL INC | PM3300 | PM3300 | REGULATORS/ SUCTION | 1053518 |  | 201914 | 2013-05-21 | 2013-05-15 | 12360 | NEUROSCIENCE | 2013-05-21 | USD | 335 | Active | UNIVERSITY NEW MEXICO HOSPITAL
84507 | 1198948 | PRECISION MEDICAL INC | PM3300 | PM3300 | REGULATORS/ SUCTION | 1053518 |  | 201906 | 2013-05-21 | 2013-05-15 | 12250 | ORTHOPEDICS (3-S) | 2013-05-21 | USD | 335 | Active | UNIVERSITY NEW MEXICO HOSPITAL
84506 | 1198947 | PRECISION MEDICAL INC | PM3300 | PM3300 | REGULATORS/ SUCTION | 1053518 |  | 201907 | 2013-05-21 | 2013-05-15 | 12360 | NEUROSCIENCE | 2013-05-21 | USD | 335 | Active | UNIVERSITY NEW MEXICO HOSPITAL
84505 | 1198946 | PRECISION MEDICAL INC | PM3300 | PM3300 | REGULATORS/ SUCTION | 1053518 |  | 201915 | 2013-05-21 | 2013-05-15 | 12360 | NEUROSCIENCE | 2013-05-21 | USD | 335 | Active | UNIVERSITY NEW MEXICO HOSPITAL
84504 | 1198945 | PRECISION MEDICAL INC | PM3300 | PM3300 | REGULATORS/ SUCTION | 1053518 |  | 201911 | 2013-05-21 | 2013-05-15 | 12360 | NEUROSCIENCE | 2013-05-21 | USD | 335 | Active | UNIVERSITY NEW MEXICO HOSPITAL
84502 | 1198943 | PRECISION MEDICAL INC | PM3300 | PM3300 | REGULATORS/ SUCTION | 1053518 |  | 201910 | 2013-05-21 | 2013-05-15 | 12360 | NEUROSCIENCE | 2013-05-21 | USD | 335 | Active | UNIVERSITY NEW MEXICO HOSPITAL
84501 | 1198942 | PRECISION MEDICAL INC | PM3300 | PM3300 | REGULATORS/ SUCTION | 1053518 |  | 201909 | 2013-05-21 | 2013-05-15 | 12360 | NEUROSCIENCE | 2013-05-21 | USD | 335 | Active | UNIVERSITY NEW MEXICO HOSPITAL
84500 | 1198941 | PRECISION MEDICAL INC | PM3300 | PM3300 | REGULATORS/ SUCTION | 1053518 |  | 201908 | 2013-05-21 | 2013-05-15 | 12360 | NEUROSCIENCE | 2013-05-21 | USD | 335 | Active | UNIVERSITY NEW MEXICO HOSPITAL
84503 | 1198944 | PRECISION MEDICAL INC | PM3300 | PM3300 | REGULATORS/ SUCTION | 1053518 |  | 201913 | 2013-05-21 | 2013-05-15 | 12360 | NEUROSCIENCE | 2013-05-21 | USD | 335 | Active | UNIVERSITY NEW MEXICO HOSPITAL
84509 | 1198950 | PRECISION MEDICAL INC | PM3100 | PM3100 | REGULATORS/ SUCTION | 1053518 |  | 125576 | 2013-05-21 | 2013-05-15 | 12360 | NEUROSCIENCE | 2013-05-21 | USD | 335 | Active | UNIVERSITY NEW MEXICO HOSPITAL
84478 | 1198919 | SOMANETICS CORP | INVOS(5100C) | INVOS(5100C) | OXIMETERS/ CEREBRAL | 1052140 |  | 13-G10132X | 2016-10-11 | 2017-10-15 | 15060 | ANESTHESIA - BBRP | 2013-05-21 | USD | 0.01 | Active | UNIVERSITY NEW MEXICO HOSPITAL
84496 | 1198937 | SOMANETICS CORP | INVOS(5100C) | INVOS(5100C) | OXIMETERS/ CEREBRAL | 1052140 |  | 13-G10126X | 2017-06-20 | 2018-06-15 | 15055 | ANESTHESIA | 2013-05-21 | USD | 0.01 | Active | UNIVERSITY NEW MEXICO HOSPITAL
84497 | 1198938 | SOMANETICS CORP | INVOS(5100C) | INVOS(5100C) | OXIMETERS/ CEREBRAL | 1052140 |  | 13-G10131X | 2017-06-20 | 2018-06-15 | 15055 | ANESTHESIA | 2013-05-21 | USD | 0.01 | Active | UNIVERSITY NEW MEXICO HOSPITAL
84498 | 1198939 | SOMANETICS CORP | INVOS(5100C) | INVOS(5100C) | OXIMETERS/ CEREBRAL | 1052140 |  | 13-G10124X | 2017-06-20 | 2018-06-15 | 15055 | ANESTHESIA | 2013-05-21 | USD | 0.01 | Active | UNIVERSITY NEW MEXICO HOSPITAL
84477 | 1198918 | DRAEGER MEDICAL INC | D-VAPOR DESFLURANE | D-VAPOR DESFLURANE | ANESTHESIA UNIT VAPORIZERS | CONSIGNMENT |  | ARXM-0173 | 2017-01-04 | 2018-01-15 | 15060 | ANESTHESIA - BBRP | 2013-05-15 | USD |  | Active | UNIVERSITY NEW MEXICO HOSPITAL
84374 | 1198749 | FRESENIUS MEDICAL CARE NORTH AMERICA | C.A.T.S. | C.A.T.S. | AUTOTRANSFUSION UNITS/ BLOOD PROCESSING | 1030287 |  | 2CAT4819 | 2017-06-28 | 2018-06-15 | 15005 | OPERATING ROOM - BBRP | 2013-05-14 | USD |  | Active | UNIVERSITY NEW MEXICO HOSPITAL
84372 | 1198737 | TYCO HEALTHCARE GROUP | GENIUS II | GENIUS II | THERMOMETERS/ ELECTRONIC/ INFRARED/ EAR | 1048235 |  | N12602584 | 2013-07-05 | 2013-07-15 | 34025 | CARDIOLOGY CLINIC | 2013-05-10 | USD | 242.26 | Active | UNIVERSITY NEW MEXICO HOSPITAL
84371 | 1198736 | TYCO HEALTHCARE GROUP | GENIUS II | GENIUS II | THERMOMETERS/ ELECTRONIC/ INFRARED/ EAR | 1048235 |  | N12602583 | 2013-07-05 | 2013-07-15 | 34025 | CARDIOLOGY CLINIC | 2013-05-10 | USD | 242.26 | Active | UNIVERSITY NEW MEXICO HOSPITAL
84373 | 1198748 | STIHLER ELECTRONIC GMBH | PRISMAFLO 2 | PRISMAFLO 2 | WARMING UNITS/ BLOOD/SOLUTION (FLUID) | 1050213 |  | GHNA05928 | 2017-04-27 | 2018-04-15 | 12120 | MEDICAL/CARDIAC ICU | 2013-05-10 | USD | 2400 | Active | UNIVERSITY NEW MEXICO HOSPITAL
84367 | 1198746 | MEDTRONIC INC | KANGAROO EPUMP | KANGAROO EPUMP | PUMPS/ ENTERAL FEEDING | 301015 |  | C13018508 | 2017-01-13 | 2018-01-15 | 12035 | UPC INPATIENT ADULT SERVICES | 2013-05-09 | USD | 296.09 | Active | UNIVERSITY NEW MEXICO HOSPITAL
84472 | 1198913 | PRECISION MEDICAL INC | PM3300 | PM3300 | REGULATORS/ SUCTION | 1051266 |  | 200949 | 2013-05-09 | 2013-05-15 | 12360 | NEUROSCIENCE | 2013-05-09 | USD | 335 | Active | UNIVERSITY NEW MEXICO HOSPITAL
84366 | 1198745 | MEDTRONIC INC | KANGAROO EPUMP | KANGAROO EPUMP | PUMPS/ ENTERAL FEEDING | 301015 |  | C13018644 | 2017-01-01 | 2018-01-15 | 12035 | UPC INPATIENT ADULT SERVICES | 2013-05-09 | USD | 296.09 | Active | UNIVERSITY NEW MEXICO HOSPITAL
84473 | 1198914 | PRECISION MEDICAL INC | PM3300 | PM3300 | REGULATORS/ SUCTION | 1051266 |  | 200953 | 2013-05-09 | 2013-05-15 | 12360 | NEUROSCIENCE | 2013-05-09 | USD | 335 | Active | UNIVERSITY NEW MEXICO HOSPITAL
84474 | 1198915 | PRECISION MEDICAL INC | PM3300 | PM3300 | REGULATORS/ SUCTION | 1051266 |  | 200944 | 2013-05-09 | 2013-05-15 | 12360 | NEUROSCIENCE | 2013-05-09 | USD | 335 | Active | UNIVERSITY NEW MEXICO HOSPITAL
84471 | 1198912 | PRECISION MEDICAL INC | PM3300 | PM3300 | REGULATORS/ SUCTION | 1051266 |  | 200952 | 2013-05-09 | 2013-05-15 | 12250 | ORTHOPEDICS (3-S) | 2013-05-09 | USD | 335 | Active | UNIVERSITY NEW MEXICO HOSPITAL
84475 | 1198916 | PRECISION MEDICAL INC | PM3300 | PM3300 | REGULATORS/ SUCTION | 1051266 |  | 200897 | 2013-05-09 | 2013-05-15 | 12360 | NEUROSCIENCE | 2013-05-09 | USD | 335 | Active | UNIVERSITY NEW MEXICO HOSPITAL
84476 | 1198917 | PRECISION MEDICAL INC | PM3300 | PM3300 | REGULATORS/ SUCTION | 1051266 |  | 200951 | 2013-05-09 | 2013-05-15 | 12360 | NEUROSCIENCE | 2013-05-09 | USD | 335 | Active | UNIVERSITY NEW MEXICO HOSPITAL
84368 | 1198747 | GE HEALTHCARE | CARESCAPE | V100 | MONITORS/ BEDSIDE/ BLOOD PRESSURE | 1047692 |  | SH613110316SA | 2016-12-01 | 2017-12-15 | 34250 | UROLOGY | 2013-05-09 | USD | 2744.1 | Reactivated | UNIVERSITY NEW MEXICO HOSPITAL
80346 | 1085919 | DYMAX CORP | SITE-RITE 6 | SITE-RITE 6 | SCANNING SYSTEMS/ULTRASONIC/DIAGNOSTIC (DI) | PO-1050235-O-CAP | H554898 | DYXB7006 |  | 2017-06-15 | 90120 | ADVANCED CLINICAL CARE | 2013-05-08 | USD | 19000 | Active | UNIVERSITY NEW MEXICO HOSPITAL
84358 | 1198867 | GE HEALTHCARE | CARESCAPE V100 | 2034803-005 | MONITORS/ PHYSIOLOGIC/ VITAL SIGNS | 1045239 |  | SH612510293SA | 2016-09-21 | 2017-09-15 | 34350 | MEDICINE CLINIC | 2013-05-08 | USD |  | Active | UNIVERSITY NEW MEXICO HOSPITAL
84365 | 1198744 | MEDTRONIC INC | FORCE TRIAD | FORCE TRIAD | ELECTROSURGICAL UNITS/ MONOPOLAR/ BIPOLAR | 1051258-0-CAP |  | T3D34703EX | 2016-10-26 | 2017-10-15 | 15005 | OPERATING ROOM - BBRP | 2013-05-08 | USD |  | Active | UNIVERSITY NEW MEXICO HOSPITAL
84356 | 1198866 | GE HEALTHCARE | CARESCAPE V100 | 2034803-005 | MONITORS/ PHYSIOLOGIC/ VITAL SIGNS | 1045239 |  | SH6613080453SA | 2016-09-21 | 2017-09-15 | 34350 | MEDICINE CLINIC | 2013-05-08 | USD |  | Active | UNIVERSITY NEW MEXICO HOSPITAL
84364 | 1198743 | MEDTRONIC INC | FORCE TRIAD | FORCE TRIAD | ELECTROSURGICAL UNITS/ MONOPOLAR/ BIPOLAR | 1051258-0-CAP |  | T3D34704EX | 2016-10-26 | 2017-10-15 | 15005 | OPERATING ROOM - BBRP | 2013-05-08 | USD |  | Active | UNIVERSITY NEW MEXICO HOSPITAL
84355 | 1198865 | GE HEALTHCARE | CARESCAPE V100 | 2034803-005 | MONITORS/ PHYSIOLOGIC/ VITAL SIGNS | 1045239 |  | sh613110357sa | 2016-09-21 | 2017-09-15 | 34350 | MEDICINE CLINIC | 2013-05-08 | USD |  | Active | UNIVERSITY NEW MEXICO HOSPITAL
84362 | 1198741 | HILL-ROM INC | THE VEST (205) | THE VEST (205) | MUCUS CLEARANCE DEVICES | 1050804-0-CAP |  | 52-01014 | 2016-09-01 | 2017-09-15 | 71510 | PULMONARY SERVICES | 2013-05-08 | USD |  | Active | UNIVERSITY NEW MEXICO HOSPITAL
84357 | 1198868 | GE HEALTHCARE | CARESCAPE V100 | 2034803-005 | MONITORS/ PHYSIOLOGIC/ VITAL SIGNS | 1045239 |  | SH613110360SA | 2016-09-21 | 2017-09-15 | 34350 | MEDICINE CLINIC | 2013-05-08 | USD |  | Active | UNIVERSITY NEW MEXICO HOSPITAL
84361 | 1198740 | HILL-ROM INC | THE VEST (205) | THE VEST (205) | MUCUS CLEARANCE DEVICES | 1050804-0-CAP |  | 52-01019 | 2016-09-08 | 2017-09-15 | 71510 | PULMONARY SERVICES | 2013-05-08 | USD |  | Active | UNIVERSITY NEW MEXICO HOSPITAL
83752 | 59681897 | PHILIPS HEALTHCARE | iE33 Ultrasound System | 795052 | SCANNING SYSTEMS/ULTRASONIC/DIAGNOSTIC (DI) | 1019665 |  | B0G1QW |  | 2013-06-15 | 71030 | HEART STATION | 2013-05-08 | USD | 163243.57 | Active | UNIVERSITY NEW MEXICO HOSPITAL
84360 | 1198739 | HILL-ROM INC | THE VEST (205) | THE VEST (205) | MUCUS CLEARANCE DEVICES | 1050804-0-CAP |  | 52-01018 | 2016-09-01 | 2017-09-15 | 71510 | PULMONARY SERVICES | 2013-05-08 | USD |  | Active | UNIVERSITY NEW MEXICO HOSPITAL
84644 | 1198864 | SONOSITE INC | S-CATH | S-CATH | SCANNING SYSTEMS/ ULTRASONIC/ PORTABLE |  |  | 03VKNH |  | 2014-05-15 | 90120 | ADVANCED CLINICAL CARE | 2013-05-08 | USD |  | Active | UNIVERSITY NEW MEXICO HOSPITAL
83747 | 1163237 | SONOSITE INC | S-CATH | S-CATH | SCANNING SYSTEMS/ ULTRASONIC/ PORTABLE | 1050345-O-CAP | REPLACN62673 | 03V3P6 | 2014-05-08 | 2014-05-15 | 90120 | ADVANCED CLINICAL CARE | 2013-05-08 | USD | 19996 | Active | UNIVERSITY NEW MEXICO HOSPITAL
62650 | 1198911 | ARJO HOSPITAL EQUIPMENT INC | MINI DOPPLEX (D900) | MINI DOPPLEX (D900) | BLOOD-FLOW DETECTORS/ ULTRASONIC | FOUND NOT IN SYSTEM |  | 900LX0A20614-07 |  | 2013-05-15 | 12230 | GEN MED/SAC (4-W) | 2013-05-08 | USD |  | Active | UNIVERSITY NEW MEXICO HOSPITAL
84363 | 1198742 | CINCINNATI SUB-ZERO PRODUCTS INC | BLANKETROL III | BLANKETROL III | WARMING UNITS/ PATIENT/ CIRCULATING-FLUID | 1048827-0-CAP |  | 131-3-02885 | 2017-05-09 | 2017-08-15 | 12130 | TRAUMA/SURGICAL ICU | 2013-05-08 | USD |  | Reactivated | UNIVERSITY NEW MEXICO HOSPITAL
83775 | 1083504 | MIDMARK CORP | 604 (604-001) | 604 (604-001) | TABLES/ EXAMINATION/TREATMENT | 1047741 |  | V1384300 | 2013-05-02 | 2013-05-15 | 34540 | SPORTS MEDICINE | 2013-05-03 | USD | 1289.93 | Active | UNIVERSITY NEW MEXICO HOSPITAL
84470 | 119891% | GE HEALTHCARE | TRAM RAC | TRAM RAC | RACKS/ MODULE | FOUND WITHOUT ACN |  | RST10522810GA |  | 2013-05-15 | 12130 | TRAUMA/SURGICAL ICU | 2013-05-03 | USD |  | Active | UNIVERSITY NEW MEXICO HOSPITAL
84010 | 1198734 | ZOLL CIRCULATION/ ALSIUS | THERMOGARD XP | THERMOGARD XP | COOLING UNITS | 1048817-0-CAP |  | TGXP10860 | 2017-07-06 | 2018-07-15 | 21015 | ED-NORTH | 2013-05-03 | USD | 36141.85 | Active | UNIVERSITY NEW MEXICO HOSPITAL
83704 | 1163236 | SONOSITE INC | S-SERIES | 555330 | SCANNING SYSTEMS/ULTRASONIC/DIAGNOSTIC (DI) | 1050343-O-CAP | REPLACN62673 | 03V4C6 | 2014-05-30 | 2014-05-15 | 15055 | ANESTHESIA | 2013-05-03 | USD | 29660.4 | Active | UNIVERSITY NEW MEXICO HOSPITAL
83703 | 1163235 | SONOSITE INC | S-SERIES | 555330 | SCANNING SYSTEMS/ULTRASONIC/DIAGNOSTIC (DI) | 1050343-O-CAP | REPLACN62673 | 03V3NW | 2014-05-20 | 2014-05-15 | 15055 | ANESTHESIA | 2013-05-03 | USD | 29660.4 | Active | UNIVERSITY NEW MEXICO HOSPITAL
83772 | 1083502 | SHERWOOD MEDICAL CO SUB AMERICAN HOME PRODUCTS COR | GENIUS 1ST TEMP | GENIUS 1ST TEMP | THERMOMETERS/ ELECTRONIC/ INFRARED/ EAR | FOUND |  | N12597927 | 2013-05-08 | 2013-05-15 | 54080 | UNMMG - TRUMAN ST. CLINIC | 2013-05-02 | USD | 0.01 | Active | UNIVERSITY NEW MEXICO HOSPITAL
84009 | 1198733 | SIEMENS HEALTHCARE | DCA VANTAGE | DCA VANTAGE | ANALYZERS/ POINT-OF-CARE/ WHOLE BLOOD/ GLUCOSE | 940917075 |  | 13B1X10041000018 | 2017-04-10 | 2017-04-15 | 32045 | SOUTHWEST MESA CLINIC | 2013-05-02 | USD |  | Active | UNIVERSITY NEW MEXICO HOSPITAL
83776 | 1083505 | MIDMARK CORP | RITTER 204 (204-001) | RITTER 204 (204-001) | TABLES/ EXAMINATION/TREATMENT | 1048524 |  | V1387666 | 2013-05-01 | 2013-05-15 | 70010 | DIGESTIVE DISEASE PROCEDURES | 2013-05-01 | USD | 1725 | Active | UNIVERSITY NEW MEXICO HOSPITAL
83771 | 1163461 | MIDMARK CORP | 640-001 | 640-001 | TABLES/ EXAMINATION/TREATMENT | 1049730 |  | V1394002 | 2013-05-01 | 2013-05-15 | 32035 | SE HEIGHTS CLINIC-TEXAS | 2013-05-01 | USD | 1841.71 | Active | UNIVERSITY NEW MEXICO HOSPITAL
83217 | 1162650 | OR SOLUTIONS INC | ORS 2038D-F | ORS 2038D-F | WARMING UNITS/ MULTIPURPOSE | REPLACE 62351 |  | 55639 | 2017-06-14 | 2018-06-15 | 15000 | OPERATING ROOM | 2013-04-26 | USD |  | Active | UNIVERSITY NEW MEXICO HOSPITAL
84008 | 1198873 | GE HEALTHCARE | CARESCAPE(V100) | CARESCAPE(V100) | MONITORING SYSTEMS/ PHYSIOLOGIC | 1047565 | 569025 | SH613070422SA | 2016-12-01 | 2017-12-15 | 34250 | UROLOGY | 2013-04-23 | USD |  | Active | UNIVERSITY NEW MEXICO HOSPITAL
84440 | 1163404 | OR SOLUTIONS INC | ORS-2057D | ORS-2057D | WARMING UNITS/ MULTIPURPOSE | 449632 |  | 56284 | 2017-06-05 | 2018-06-15 | 15000 | OPERATING ROOM | 2013-04-18 | USD | 0 | Active | UNIVERSITY NEW MEXICO HOSPITAL
84439 | 1163403 | OR SOLUTIONS INC | ORS-2057D | ORS-2057D | WARMING UNITS/ MULTIPURPOSE | 449632 |  | 56290 | 2017-06-30 | 2018-06-15 | 15000 | OPERATING ROOM | 2013-04-18 | USD | 0 | Active | UNIVERSITY NEW MEXICO HOSPITAL
82226 | 1085460 | GE HEALTHCARE | CIC PRO | CIC PRO | MONITORS/ CENTRAL STATION | 556012 |  | SDY10446103GA | 2017-04-28 | 2018-04-15 | 12410 | PEDIATRIC SPECIALTY CARE | 2013-04-16 | USD | 6212.5 | Active | UNIVERSITY NEW MEXICO HOSPITAL
84004 | 1198869 | SOMANETICS CORP | INVOS(5100C) | INVOS(5100C) | OXIMETERS/ CEREBRAL | 1049222-0-CAP |  | 13-G10207X | 2015-05-06 | 2016-05-15 | 95700 | CLINICAL ENGINEERING | 2013-04-16 | USD |  | Active | UNIVERSITY NEW MEXICO HOSPITAL
84007 | 1198872 | AMERICAN ORTHOPAEDIC | 0295-200 | 0295-200 | CAST CUTTERS | 1049779 |  | 29340 | 2013-05-09 | 2013-05-15 | 30030 | CTH OUTPATIENT CLINIC | 2013-04-15 | USD | 1113.99 | Active | UNIVERSITY NEW MEXICO HOSPITAL
84006 | 1198871 | AMERICAN ORTHOPAEDIC | 0295-200 | 0295-200 | CAST CUTTERS | 1049779 |  | 29294 | 2013-04-15 | 2013-05-15 | 30030 | CTH OUTPATIENT CLINIC | 2013-04-15 | USD | 1113.99 | Active | UNIVERSITY NEW MEXICO HOSPITAL
70255 | 1198888 | EXERGEN CORP | TAT-5000 | TAT-5000 | THERMOMETERS/ ELECTRONIC/ INFRARED | REPL ACN 82858 |  | A334977 | 2013-04-15 | 2013-04-15 | 12320 | GENERAL MEDICINE (5-W) | 2013-04-12 | USD | 0 | Active | UNIVERSITY NEW MEXICO HOSPITAL
83830 | 1198891 | EXERGEN CORP | TAT-5000 | TAT-5000 | THERMOMETERS/ ELECTRONIC/ INFRARED | REPL ACN 64354 |  | A332572 | 2013-04-15 | 2013-04-15 | 12430 | GENERAL PEDIATRICS UNIT | 2013-04-12 | USD | 0 | Active | UNIVERSITY NEW MEXICO HOSPITAL
83829 | 1198887 | PRECISION MEDICAL INC | PM3300 | PM3300 | REGULATORS/ SUCTION | 1047258 |  | 200948 | 2013-04-10 | 2013-04-15 | 12360 | NEUROSCIENCE | 2013-04-10 | USD | 365 | Active | UNIVERSITY NEW MEXICO HOSPITAL
83828 | 1198886 | PRECISION MEDICAL INC | PM3300 | PM3300 | REGULATORS/ SUCTION | 1047258 |  | 200947 | 2013-04-10 | 2013-04-15 | 12360 | NEUROSCIENCE | 2013-04-10 | USD | 365 | Active | UNIVERSITY NEW MEXICO HOSPITAL
83827 | 1198885 | PRECISION MEDICAL INC | PM3300 | PM3300 | REGULATORS/ SUCTION | 1047258 |  | 200946 | 2013-04-10 | 2013-04-15 | 12360 | NEUROSCIENCE | 2013-04-10 | USD | 365 | Active | UNIVERSITY NEW MEXICO HOSPITAL
83826 | 1198884 | PRECISION MEDICAL INC | PM3300 | PM3300 | REGULATORS/ SUCTION | 1047258 |  | 200945 | 2013-04-10 | 2013-04-15 | 12360 | NEUROSCIENCE | 2013-04-10 | USD | 365 | Active | UNIVERSITY NEW MEXICO HOSPITAL
83950 | 1198877 | MIDMARK CORP | RITTER 204 (204-001) | RITTER 204 (204-001) | TABLES/ EXAMINATION/TREATMENT | HSC P-CARD |  | V1296148 | 2013-04-22 | 2013-04-15 | 9025 | CLINICAL AND TRANSLATIONAL SCIENCE CENTER (07) | 2013-04-08 | USD | 1496.74 | Active | UNIVERSITY NEW MEXICO HOSPITAL
89515 | 1329049 | GE HEALTHCARE | DASH PORT 2 | DASH PORT 2 | MODULES/ DATA/ TRANSFER | REPL ACN 82129 |  | SE511138454GA | 2014-04-04 | 2014-04-15 | 15040 | PACU (RECOVERY ROOM 1) | 2013-04-04 | USD | 750 | Active | UNIVERSITY NEW MEXICO HOSPITAL
89516 | 1329050 | GE HEALTHCARE | DASH PORT 2 | DASH PORT 2 | MODULES/ DATA/ TRANSFER | REPL ACN 82132 |  | SE511138452GA | 2014-04-04 | 2014-04-15 | 15040 | PACU (RECOVERY ROOM 1) | 2013-04-04 | USD | 750 | Active | UNIVERSITY NEW MEXICO HOSPITAL
83883 | 1084665 | WELCH ALLYN INC | THERMOSCAN PRO 4000 | THERMOSCAN PRO 4000 | THERMOMETERS/ ELECTRONIC/ INFRARED/ EAR | 300910 |  | 33312K06593 | 2013-04-03 | 2013-04-15 | 12035 | UPC INPATIENT ADULT SERVICES | 2013-04-03 | USD | 129.2 | Active | UNIVERSITY NEW MEXICO HOSPITAL
83881 | 1084663 | WELCH ALLYN INC | THERMOSCAN PRO 4000 | THERMOSCAN PRO 4000 | THERMOMETERS/ ELECTRONIC/ INFRARED/ EAR | 300910 |  | 33412K01192 | 2013-04-03 | 2013-04-15 | 12035 | UPC INPATIENT ADULT SERVICES | 2013-04-03 | USD | 129.2 | Active | UNIVERSITY NEW MEXICO HOSPITAL
70712 | 1163358 | WELCH ALLYN INC | THERMOSCAN PRO 4000 | THERMOSCAN PRO 4000 | THERMOMETERS/ ELECTRONIC/ INFRARED/ EAR | 300910 |  | 26212K00206 | 2013-04-03 | 2013-04-15 | 12035 | UPC INPATIENT ADULT SERVICES | 2013-04-03 | USD | 129.2 | Active | UNIVERSITY NEW MEXICO HOSPITAL
83884 | 1163437 | WELCH ALLYN INC | THERMOSCAN PRO 4000 | THERMOSCAN PRO 4000 | THERMOMETERS/ ELECTRONIC/ INFRARED/ EAR | 300910 |  | 02313K00891 | 2013-04-03 | 2013-04-15 | 12035 | UPC INPATIENT ADULT SERVICES | 2013-04-03 | USD | 129.2 | Active | UNIVERSITY NEW MEXICO HOSPITAL
80244 | 1163439 | WELCH ALLYN INC | THERMOSCAN PRO 4000 | THERMOSCAN PRO 4000 | THERMOMETERS/ ELECTRONIC/ INFRARED/ EAR | 300910 |  | 02313K00554 | 2013-04-03 | 2013-04-15 | 12035 | UPC INPATIENT ADULT SERVICES | 2013-04-03 | USD | 129.2 | Active | UNIVERSITY NEW MEXICO HOSPITAL
83947 | 1198874 | WELCH ALLYN INC | THERMOSCAN PRO 4000 | THERMOSCAN PRO 4000 | THERMOMETERS/ ELECTRONIC/ INFRARED/ EAR | 300910 |  | 02313K00470 | 2013-04-03 | 2013-04-15 | 12035 | UPC INPATIENT ADULT SERVICES | 2013-04-03 | USD | 129.2 | Active | UNIVERSITY NEW MEXICO HOSPITAL
83884 | 1084666 | WELCH ALLYN INC | THERMOSCAN PRO 4000 | THERMOSCAN PRO 4000 | THERMOMETERS/ ELECTRONIC/ INFRARED/ EAR | 300910 |  | 02213K07712 | 2013-04-03 | 2013-04-15 | 12035 | UPC INPATIENT ADULT SERVICES | 2013-04-03 | USD | 129.2 | Active | UNIVERSITY NEW MEXICO HOSPITAL
83882 | 1084664 | WELCH ALLYN INC | THERMOSCAN PRO 4000 | THERMOSCAN PRO 4000 | THERMOMETERS/ ELECTRONIC/ INFRARED/ EAR | 300910 |  | 02313K00561 | 2013-04-03 | 2013-04-15 | 12035 | UPC INPATIENT ADULT SERVICES | 2013-04-03 | USD | 129.2 | Active | UNIVERSITY NEW MEXICO HOSPITAL
83655 | 1084662 | WELCH ALLYN INC | THERMOSCAN PRO 4000 | THERMOSCAN PRO 4000 | THERMOMETERS/ ELECTRONIC/ INFRARED/ EAR | 300908 |  | 25912K01674 | 2013-04-03 | 2013-04-15 | 12035 | UPC INPATIENT ADULT SERVICES | 2013-04-03 | USD | 129.2 | Active | UNIVERSITY NEW MEXICO HOSPITAL
83654 | 1163359 | WELCH ALLYN INC | THERMOSCAN PRO 4000 | THERMOSCAN PRO 4000 | THERMOMETERS/ ELECTRONIC/ INFRARED/ EAR | 300908 |  | 34112K04742 | 2013-04-03 | 2013-04-15 | 12035 | UPC INPATIENT ADULT SERVICES | 2013-04-03 | USD | 129.2 | Active | UNIVERSITY NEW MEXICO HOSPITAL
83885 | 1084667 | WELCH ALLYN INC | THERMOSCAN PRO 4000 | THERMOSCAN PRO 4000 | THERMOMETERS/ ELECTRONIC/ INFRARED/ EAR | 300908 |  | 34112K03099 | 2013-04-03 | 2013-04-15 | 12035 | UPC INPATIENT ADULT SERVICES | 2013-04-03 | USD | 129.2 | Active | UNIVERSITY NEW MEXICO HOSPITAL
80243 | 1163438 | WELCH ALLYN INC | THERMOSCAN PRO 4000 | THERMOSCAN PRO 4000 | THERMOMETERS/ ELECTRONIC/ INFRARED/ EAR | 300908 |  | 02313K00499 | 2013-04-03 | 2013-04-15 | 12035 | UPC INPATIENT ADULT SERVICES | 2013-04-03 | USD | 129.2 | Active | UNIVERSITY NEW MEXICO HOSPITAL
80245 | 1163440 | WELCH ALLYN INC | THERMOSCAN PRO 4000 | THERMOSCAN PRO 4000 | THERMOMETERS/ ELECTRONIC/ INFRARED/ EAR | 300908 |  | 02313K00912 | 2013-04-03 | 2013-04-15 | 12035 | UPC INPATIENT ADULT SERVICES | 2013-04-03 | USD | 129.2 | Active | UNIVERSITY NEW MEXICO HOSPITAL
83948 | 1198875 | WELCH ALLYN INC | THERMOSCAN PRO 4000 | THERMOSCAN PRO 4000 | THERMOMETERS/ ELECTRONIC/ INFRARED/ EAR | 300908 |  | 25912K02627 | 2013-04-03 | 2013-04-15 | 12035 | UPC INPATIENT ADULT SERVICES | 2013-04-03 | USD | 129.2 | Active | UNIVERSITY NEW MEXICO HOSPITAL
83960 | 1163450 | INSTROMEDIX INC | KING OF HEARTS EXPRESS AF | LR080A-02 | RECORDERS/ ELECTRONIC STORAGE/ DATA | 1044897 |  | 4444477 | 2013-04-01 | 2013-04-15 | 71030 | HEART STATION | 2013-04-01 | USD | 795 | Active | UNIVERSITY NEW MEXICO HOSPITAL
84023 | 1162754 | LUXO LAMP CORP | WOODS LAMP (0164010) | WOODS LAMP (0164010) | LIGHTS/ ULTRAVIOLET |  |  | 5268094 | 2016-12-14 | 2017-12-15 | 3180-CDD | UNMMG - CENTER FOR DEVELOPMENT AND DISABILITIES | 2013-04-01 | USD |  | Active | UNIVERSITY NEW MEXICO HOSPITAL
83915 | 1163411 | INSTROMEDIX INC | KING OF HEARTS EXPRESS AF | LR080A-02 | RECORDERS/ ELECTRONIC STORAGE/ DATA | 1044897 |  | 4444476 | 2013-04-01 | 2013-04-15 | 71030 | HEART STATION | 2013-04-01 | USD | 795 | Active | UNIVERSITY NEW MEXICO HOSPITAL
83918 | 1163442 | INSTROMEDIX INC | KING OF HEARTS EXPRESS AF | LR080A-02 | RECORDERS/ ELECTRONIC STORAGE/ DATA | 1044897 |  | 4444474 | 2013-04-01 | 2013-04-15 | 71030 | HEART STATION | 2013-04-01 | USD | 795 | Active | UNIVERSITY NEW MEXICO HOSPITAL
83956 | 1163446 | INSTROMEDIX INC | KING OF HEARTS EXPRESS AF | LR080A-02 | RECORDERS/ ELECTRONIC STORAGE/ DATA | 1044897 |  | 4444475 | 2013-04-01 | 2013-04-15 | 71030 | HEART STATION | 2013-04-01 | USD | 795 | Active | UNIVERSITY NEW MEXICO HOSPITAL
83961 | 1163451 | INSTROMEDIX INC | KING OF HEARTS EXPRESS AF | LR080A-02 | RECORDERS/ ELECTRONIC STORAGE/ DATA | 1044897 |  | 4444473 | 2013-04-01 | 2013-04-15 | 71030 | HEART STATION | 2013-04-01 | USD | 795 | Active | UNIVERSITY NEW MEXICO HOSPITAL
83914 | 1163410 | INSTROMEDIX INC | KING OF HEARTS EXPRESS AF | LR080A-02 | RECORDERS/ ELECTRONIC STORAGE/ DATA | 1044897 |  | 4444471 | 2013-04-01 | 2013-04-15 | 71030 | HEART STATION | 2013-04-01 | USD | 795 | Active | UNIVERSITY NEW MEXICO HOSPITAL
83912 | 1163408 | INSTROMEDIX INC | KING OF HEARTS EXPRESS AF | LR080A-02 | RECORDERS/ ELECTRONIC STORAGE/ DATA | 1044897 |  | 4444470 | 2013-04-01 | 2013-04-15 | 71030 | HEART STATION | 2013-04-01 | USD | 795 | Active | UNIVERSITY NEW MEXICO HOSPITAL
83917 | 1163413 | INSTROMEDIX INC | KING OF HEARTS EXPRESS AF | LR080A-02 | RECORDERS/ ELECTRONIC STORAGE/ DATA | 1044897 |  | 4444472 | 2013-04-01 | 2013-04-15 | 71030 | HEART STATION | 2013-04-01 | USD | 795 | Active | UNIVERSITY NEW MEXICO HOSPITAL
83958 | 1163448 | INSTROMEDIX INC | KING OF HEARTS EXPRESS AF | LR080A-02 | RECORDERS/ ELECTRONIC STORAGE/ DATA | 1044897 |  | 4444468 | 2013-04-01 | 2013-04-15 | 71030 | HEART STATION | 2013-04-01 | USD | 795 | Active | UNIVERSITY NEW MEXICO HOSPITAL
83959 | 1163449 | INSTROMEDIX INC | KING OF HEARTS EXPRESS AF | LR080A-02 | RECORDERS/ ELECTRONIC STORAGE/ DATA | 1044897 |  | 4444467 | 2013-04-01 | 2013-04-15 | 71030 | HEART STATION | 2013-04-01 | USD | 795 | Active | UNIVERSITY NEW MEXICO HOSPITAL
83967 | 1163457 | INSTROMEDIX INC | KING OF HEARTS EXPRESS AF | LR080A-02 | RECORDERS/ ELECTRONIC STORAGE/ DATA | 1044897 |  | 4444466 | 2013-04-01 | 2013-04-15 | 71030 | HEART STATION | 2013-04-01 | USD | 795 | Active | UNIVERSITY NEW MEXICO HOSPITAL
83965 | 1163455 | INSTROMEDIX INC | KING OF HEARTS EXPRESS AF | LR080A-02 | RECORDERS/ ELECTRONIC STORAGE/ DATA | 1044897 |  | 4444465 | 2013-04-01 | 2013-04-15 | 71030 | HEART STATION | 2013-04-01 | USD | 795 | Active | UNIVERSITY NEW MEXICO HOSPITAL
83966 | 1163456 | INSTROMEDIX INC | KING OF HEARTS EXPRESS AF | LR080A-02 | RECORDERS/ ELECTRONIC STORAGE/ DATA | 1044897 |  | 4444464 | 2013-04-01 | 2013-04-15 | 71030 | HEART STATION | 2013-04-01 | USD | 795 | Active | UNIVERSITY NEW MEXICO HOSPITAL
83913 | 1163409 | INSTROMEDIX INC | KING OF HEARTS EXPRESS AF | LR080A-02 | RECORDERS/ ELECTRONIC STORAGE/ DATA | 1044897 |  | 4444463 | 2013-04-01 | 2013-04-15 | 71030 | HEART STATION | 2013-04-01 | USD | 795 | Active | UNIVERSITY NEW MEXICO HOSPITAL
83964 | 1163454 | INSTROMEDIX INC | KING OF HEARTS EXPRESS AF | LR080A-02 | RECORDERS/ ELECTRONIC STORAGE/ DATA | 1044897 |  | 4444469 | 2013-04-01 | 2013-04-15 | 71030 | HEART STATION | 2013-04-01 | USD | 795 | Active | UNIVERSITY NEW MEXICO HOSPITAL
83954 | 1163444 | INSTROMEDIX INC | KING OF HEARTS EXPRESS AF | LR080A-02 | RECORDERS/ ELECTRONIC STORAGE/ DATA | 1044897 |  | 4444461 | 2013-04-01 | 2013-04-15 | 71030 | HEART STATION | 2013-04-01 | USD | 795 | Active | UNIVERSITY NEW MEXICO HOSPITAL
83916 | 1163412 | INSTROMEDIX INC | KING OF HEARTS EXPRESS AF | LR080A-02 | RECORDERS/ ELECTRONIC STORAGE/ DATA | 1044897 |  | 4444459 | 2013-04-01 | 2013-04-15 | 71030 | HEART STATION | 2013-04-01 | USD | 795 | Active | UNIVERSITY NEW MEXICO HOSPITAL
83957 | 1163447 | INSTROMEDIX INC | KING OF HEARTS EXPRESS AF | LR080A-02 | RECORDERS/ ELECTRONIC STORAGE/ DATA | 1044897 |  | 4444458 | 2013-04-01 | 2013-04-15 | 71030 | HEART STATION | 2013-04-01 | USD | 795 | Active | UNIVERSITY NEW MEXICO HOSPITAL
83919 | 1163443 | INSTROMEDIX INC | KING OF HEARTS EXPRESS AF | LR080A-02 | RECORDERS/ ELECTRONIC STORAGE/ DATA | 1044897 |  | 4444457 | 2013-04-01 | 2013-04-15 | 71030 | HEART STATION | 2013-04-01 | USD | 795 | Active | UNIVERSITY NEW MEXICO HOSPITAL
83968 | 1163458 | INSTROMEDIX INC | KING OF HEARTS EXPRESS AF | LR080A-02 | RECORDERS/ ELECTRONIC STORAGE/ DATA | 1044897 |  | 4444456 | 2013-04-01 | 2013-04-15 | 71030 | HEART STATION | 2013-04-01 | USD | 795 | Active | UNIVERSITY NEW MEXICO HOSPITAL
83963 | 1163453 | INSTROMEDIX INC | KING OF HEARTS EXPRESS AF | LR080A-02 | RECORDERS/ ELECTRONIC STORAGE/ DATA | 1044897 |  | 4444455 | 2013-04-01 | 2013-04-15 | 71030 | HEART STATION | 2013-04-01 | USD | 795 | Active | UNIVERSITY NEW MEXICO HOSPITAL
83770 | 1163460 | SCIENTIFIC INDUSTRIES INC | VORTEX-GENIE 2 | G560 | MIXERS/ CLINICAL LABORATORY | 1048681-0-BILO |  | 2-429695 | 2013-04-01 | 2013-04-15 | 75025 | RADIOLOGY - INTERVENTIONAL RAD | 2013-04-01 | USD | 0 | Active | UNIVERSITY NEW MEXICO HOSPITAL
83931 | 1163423 | WELCH ALLYN INC | SPOT VITAL SIGNS 420 | 42NTB | MONITORS/ BEDSIDE/ BLOOD PRESSURE | 1041819 |  | 201301377 | 2016-09-21 | 2017-09-15 | 34540 | SPORTS MEDICINE | 2013-03-29 | USD | 1681.78 | Active | UNIVERSITY NEW MEXICO HOSPITAL
84003 | 1163386 | SORIN GROUP USA INC | 3T HEATER/COOLER | 3T HEATER/COOLER | PUMPS/ CIRCULATING-FLUID | 1039722-0-CAP |  | 16S13567 | 2017-06-19 | 2018-03-15 | 15000 | OPERATING ROOM | 2013-03-27 | USD | 35150 | Active | UNIVERSITY NEW MEXICO HOSPITAL
84021 | 1162742 | SUMMIT DOPPLER SYSTEMS INC | LIFEDOP L150 | LIFEDOP L150 | BLOOD-FLOW DETECTORS/ ULTRASONIC | 1041867 |  | LA013541 | 2013-03-19 | 2013-03-15 | 32050 | WESTSIDE FAMILY & SENIOR HLTH | 2013-03-19 | USD |  | Active | UNIVERSITY NEW MEXICO HOSPITAL
84030 | 1198507 | GE HEALTHCARE | CIC PRO | CIC PRO | MONITORS/ CENTRAL STATION | 1039226 REPL-83841 |  | SDY13084575GA | 2016-09-08 | 2017-09-15 | 12320 | GENERAL MEDICINE (5-W) | 2013-03-19 | USD |  | Active | UNIVERSITY NEW MEXICO HOSPITAL
83766 | 1163252 | GE HEALTHCARE | CIC PRO | CIC PRO | MONITORS/ CENTRAL STATION | 566301 |  | SDY12483762GA | 2017-03-24 | 2018-01-15 | 95700 | CLINICAL ENGINEERING | 2013-03-19 | USD |  | Active | UNIVERSITY NEW MEXICO HOSPITAL
80241 | 1162306 | GE HEALTHCARE | CIC PRO | CIC PRO | MONITORS/ CENTRAL STATION | 556012 |  | SDY11077889GA | 2017-01-01 | 2018-01-15 | 95700 | CLINICAL ENGINEERING | 2013-03-19 | USD | 6212.5 | Active | UNIVERSITY NEW MEXICO HOSPITAL
84020 | 1198506 | STRYKER CORP | CORE CONSOLE | 5400-050-000 | CONTROLLERS | 1038008 |  | 1234101193 | 2013-03-15 | 2013-03-15 | 15005 | OPERATING ROOM - BBRP | 2013-03-14 | USD | 4511.4 | Active | UNIVERSITY NEW MEXICO HOSPITAL
83824 | 1198501 | EXERGEN CORP | TAT-5000 | TAT-5000 | THERMOMETERS/ ELECTRONIC/ INFRARED | REPL ACN 80295 |  | A335017 | 2013-03-13 | 2013-03-15 | 12220 | MED/SURG SUBACUTE (4-E) | 2013-03-13 | USD | 0 | Active | UNIVERSITY NEW MEXICO HOSPITAL
83825 | 1198500 | EXERGEN CORP | TAT-5000 | TAT-5000 | THERMOMETERS/ ELECTRONIC/ INFRARED | REPL ACN 80732 |  | A332744 | 2013-03-13 | 2013-03-15 | 21015 | ED-NORTH | 2013-03-13 | USD | 0 | Active | UNIVERSITY NEW MEXICO HOSPITAL
84005 | 1198870 | SORIN GROUP USA INC | XTRA | 75221 | AUTOTRANSFUSION UNITS/ BLOOD PROCESSING | 1034110 |  | BO21985C13 | 2016-10-26 | 2017-10-15 | 15000 | OPERATING ROOM | 2013-03-13 | USD |  | Active | UNIVERSITY NEW MEXICO HOSPITAL
83971 | 1163459 | PRECISION MEDICAL INC | PM3300 | PM3300 | REGULATORS/ SUCTION | 1041820 |  | 199558 | 2013-03-07 | 2013-03-15 | 12360 | NEUROSCIENCE | 2013-03-07 | USD | 365 | Active | UNIVERSITY NEW MEXICO HOSPITAL
83970 | 1162405 | PRECISION MEDICAL INC | PM3300 | PM3300 | REGULATORS/ SUCTION | 1041820 |  | 199562 | 2013-03-07 | 2013-03-15 | 12360 | NEUROSCIENCE | 2013-03-07 | USD | 365 | Active | UNIVERSITY NEW MEXICO HOSPITAL
83969 | 1162404 | PRECISION MEDICAL INC | PM3300 | PM3300 | REGULATORS/ SUCTION | 1041820 |  | 199564 | 2013-03-07 | 2013-03-15 | 12250 | ORTHOPEDICS (3-S) | 2013-03-07 | USD | 365 | Active | UNIVERSITY NEW MEXICO HOSPITAL
80325 | 1096478 | PARKS MEDICAL ELECTRONICS INC | 811-BTS | 811-BTS | BLOOD-FLOW DETECTORS/ ULTRASONIC | FOUND NOT IN SYSTEM |  | 811B-700003532 |  | 2013-03-15 | 21015 | ED-NORTH | 2013-03-06 | USD |  | Active | UNIVERSITY NEW MEXICO HOSPITAL
83696 | 1163178 | ALLIED HEALTHCARE PRODUCTS INC | SCHUCO-VAC | S130A | ASPIRATORS | FOUND |  | 101001949 | 2015-12-09 | 2016-12-15 | 54080 | UNMMG - TRUMAN ST. CLINIC | 2013-03-06 | USD |  | Active | UNIVERSITY NEW MEXICO HOSPITAL
83998 | 1163377 | NIHON KOHDEN (AMERICA) INC | NEUROFAX | JE-922A | MODULES/ DATA/ TRANSFER | REPL ACN 64689 |  | 03351 | 2013-03-05 | 2013-03-15 | 34015 | SLEEP DISORDERS CENTER 1101-2 | 2013-03-05 | USD | 1575 | Active | UNIVERSITY NEW MEXICO HOSPITAL
70282 | 1163376 | HEALTH-O-METER INC | PROPLUS 1100KL | 1100KL | SCALES/ PATIENT/ PLATFORM/ ELECTRONIC | 574454 |  | 401100611 | 2016-12-01 | 2017-12-15 | 54080 | UNMMG - TRUMAN ST. CLINIC | 2013-03-05 | USD |  | Active | UNIVERSITY NEW MEXICO HOSPITAL
83797 | 1163383 | VERATHON INC | GLIDESCOPE COBALT AVL | GLIDESCOPE COBALT AV | LARYNGOSCOPES | 1043537-0-CAP |  | AM131638 | 2017-05-24 | 2018-05-15 | 12130 | TRAUMA/SURGICAL ICU | 2013-03-01 | USD |  | Active | UNIVERSITY NEW MEXICO HOSPITAL
83210 | 1162591 | MEDTRONIC INC | KANGAROO EPUMP | KANGAROO EPUMP | PUMPS/ ENTERAL FEEDING | 1041960 |  | C13019870 | 2016-07-01 | 2017-07-15 | 21030 | ER OBSERVATION | 2013-03-01 | USD |  | Reactivated | UNIVERSITY NEW MEXICO HOSPITAL
83207 | 1162589 | VERATHON INC | BLADDERSCAN (BVI-9400) | BVI-9400 | SCANNING SYSTEMS/ULTRASONIC/DIAGNOSTIC (BIOMED) | 1043690 |  | B4015873 | 2017-02-13 | 2018-02-15 | 12210 | CORONARY CARE SUBACUTE | 2013-02-28 | USD |  | Active | UNIVERSITY NEW MEXICO HOSPITAL
83796 | 1163382 | FERNO-WASHINGTON INC | 500 | 500 | PROBES | 1045280 |  | 1045280 | 2013-03-04 | 2013-03-15 | 12110 | NEUROSCIENCE ICU | 2013-02-27 | USD |  | Active | UNIVERSITY NEW MEXICO HOSPITAL
83953 | 1163441 | BAXTER HEALTHCARE CORP | HOME CHOICE PRO APD | HOME CHOICE PRO APD | PERITONEAL DIALYSIS UNITS | REPLACE ACN 82283 |  | 637889 | 2013-02-25 | 2013-02-15 | 72040 | I/P HEMODIALYSIS | 2013-02-25 | USD |  | Active | UNIVERSITY NEW MEXICO HOSPITAL
83911 | 1163407 | HILL-ROM INC | 7114x | 7114x | OPHTHALMOSCOPE/OTOSCOPES | 1042102 |  | 13029 | 2013-02-22 | 2013-02-15 | 15005 | OPERATING ROOM - BBRP | 2013-02-22 | USD | 310 | Active | UNIVERSITY NEW MEXICO HOSPITAL
83946 | 1163436 | EXERGEN CORP | TAT-5000 | TAT-5000 | THERMOMETERS/ ELECTRONIC/ INFRARED | 1041714 |  | A330348 | 2013-02-21 | 2013-02-15 | 34250 | UROLOGY | 2013-02-22 | USD | 316 | Active | UNIVERSITY NEW MEXICO HOSPITAL
83945 | 1163435 | EXERGEN CORP | TAT-5000 | TAT-5000 | THERMOMETERS/ ELECTRONIC/ INFRARED | 1041714 |  | A330247 | 2013-02-21 | 2013-02-15 | 34250 | UROLOGY | 2013-02-22 | USD | 316 | Active | UNIVERSITY NEW MEXICO HOSPITAL
83944 | 1163434 | EXERGEN CORP | TAT-5000 | TAT-5000 | THERMOMETERS/ ELECTRONIC/ INFRARED | 1041717 |  | A330248 | 2013-02-21 | 2013-02-15 | 34250 | UROLOGY | 2013-02-22 | USD | 316 | Active | UNIVERSITY NEW MEXICO HOSPITAL
83943 | 1163433 | HAAG-STREIT SERVICE INC | BM 900 | BM 900 | SLIT LAMPS |  |  | 00597 | 2013-02-22 | 2013-02-15 | 34610 | OPHTHALMOLOGY ON SITE CLINIC | 2013-02-22 | USD |  | Active | UNIVERSITY NEW MEXICO HOSPITAL
83942 | 1163432 | HEINE USA LTD | OMEGA 500 | OMEGA 500 | OPHTHALMOSCOPES/ INDIRECT | 1041444 |  | 1121000854 | 2013-02-22 | 2013-02-15 | 34610 | OPHTHALMOLOGY ON SITE CLINIC | 2013-02-22 | USD | 2973 | Active | UNIVERSITY NEW MEXICO HOSPITAL
83929 | 1163375 | TYCO HEALTHCARE GROUP | GENIUS II | GENIUS II | THERMOMETERS/ ELECTRONIC/ INFRARED/ EAR |  |  | 12592622 | 2013-02-21 | 2013-02-15 | 54080 | UNMMG - TRUMAN ST. CLINIC | 2013-02-21 | USD |  | Active | UNIVERSITY NEW MEXICO HOSPITAL
83927 | 1163421 | TYCO HEALTHCARE GROUP | GENIUS II | GENIUS II | THERMOMETERS/ ELECTRONIC/ INFRARED/ EAR |  |  | 12592613 | 2013-02-21 | 2013-02-15 | 54080 | UNMMG - TRUMAN ST. CLINIC | 2013-02-21 | USD |  | Active | UNIVERSITY NEW MEXICO HOSPITAL
83926 | 1163420 | TYCO HEALTHCARE GROUP | GENIUS II | GENIUS II | THERMOMETERS/ ELECTRONIC/ INFRARED/ EAR |  |  | 12579105 | 2013-02-21 | 2013-02-15 | 54080 | UNMMG - TRUMAN ST. CLINIC | 2013-02-21 | USD |  | Active | UNIVERSITY NEW MEXICO HOSPITAL
83925 | 1163419 | TYCO HEALTHCARE GROUP | GENIUS II | GENIUS II | THERMOMETERS/ ELECTRONIC/ INFRARED/ EAR |  |  | 11573354 | 2013-02-21 | 2013-02-15 | 54080 | UNMMG - TRUMAN ST. CLINIC | 2013-02-21 | USD |  | Active | UNIVERSITY NEW MEXICO HOSPITAL
83928 | 1163422 | TYCO HEALTHCARE GROUP | GENIUS II | GENIUS II | THERMOMETERS/ ELECTRONIC/ INFRARED/ EAR |  |  | 12592617 | 2013-02-21 | 2013-02-15 | 54080 | UNMMG - TRUMAN ST. CLINIC | 2013-02-21 | USD |  | Active | UNIVERSITY NEW MEXICO HOSPITAL
83910 | 1163406 | PERKINS MANUFACTURING COMPANY | MK2 | MK2 | TONOMETERS | 1042102 |  | T19794 | 2016-10-26 | 2017-10-15 | 15005 | OPERATING ROOM - BBRP | 2013-02-19 | USD | 690 | Active | UNIVERSITY NEW MEXICO HOSPITAL
83905 | 1163402 | POWERCOM AMERICA INC | SMART KING (SMK-600A) | SMART KING (SMK-600A | POWER SYSTEMS/ UNINTERRUPTIBLE | 1039226 |  | 40219481207 | 2017-04-28 | 2018-04-15 | 12210 | CORONARY CARE SUBACUTE | 2013-02-18 | USD |  | Active | UNIVERSITY NEW MEXICO HOSPITAL
82227 | 1085461 | GE HEALTHCARE | PRN-50 | PRN-50 | MODULES/ RECORDERS | FOUND |  | RPV10453621GA | 2012-01-09 | 2012-01-15 | 12220 | MED/SURG SUBACUTE (4-E) | 2013-02-18 | USD |  | Active | UNIVERSITY NEW MEXICO HOSPITAL
83878 | 1163354 | PRO-TECH SERVICES INC | PTAF2 | PTAF2 | POLYSOMNOGRAPHS | REPL ACN 68684 |  | PP2000936 | 2013-02-18 | 2013-02-15 | 34015 | SLEEP DISORDERS CENTER 1101-2 | 2013-02-18 | USD | 0 | Active | UNIVERSITY NEW MEXICO HOSPITAL
83877 | 1163353 | PRO-TECH SERVICES INC | PTAF2 | PTAF2 | POLYSOMNOGRAPHS | REPL ACN 68210 |  | PP2000934 | 2013-02-18 | 2013-02-15 | 34015 | SLEEP DISORDERS CENTER 1101-2 | 2013-02-18 | USD | 0 | Active | UNIVERSITY NEW MEXICO HOSPITAL
83902 | 1163397 | POWERCOM AMERICA INC | SMART KING (SMK-600A) | SMART KING (SMK-600A | POWER SYSTEMS/ UNINTERRUPTIBLE | 1039226 |  | 40220031207 | 2017-03-31 | 2018-03-15 | 12320 | GENERAL MEDICINE (5-W) | 2013-02-16 | USD |  | Active | UNIVERSITY NEW MEXICO HOSPITAL
83897 | 1163394 | GE HEALTHCARE | CIC PRO | CIC PRO | MONITORS/ CENTRAL STATION | 556012 |  | SDY11077845GA | 2016-10-27 | 2017-10-15 | 12210 | CORONARY CARE SUBACUTE | 2013-02-16 | USD | 6212.5 | Active | UNIVERSITY NEW MEXICO HOSPITAL
83874 | 1163395 | GE HEALTHCARE | CIC PRO | CIC PRO | MONITORS/ CENTRAL STATION | 556012 |  | SDY11077880GA | 2016-10-27 | 2017-10-15 | 12210 | CORONARY CARE SUBACUTE | 2013-02-16 | USD |  | Active | UNIVERSITY NEW MEXICO HOSPITAL
83875 | 1163396 | GE HEALTHCARE | CIC PRO | CIC PRO | MONITORS/ CENTRAL STATION | 556012 |  | SDY11077878GA | 2016-10-27 | 2017-10-15 | 12210 | CORONARY CARE SUBACUTE | 2013-02-16 | USD |  | Active | UNIVERSITY NEW MEXICO HOSPITAL
83873 | 1163389 | GE HEALTHCARE | CIC PRO | CIC PRO | MONITORS/ CENTRAL STATION | 566301 |  | SDY11108109GA | 2016-10-11 | 2017-10-15 | 12220 | MED/SURG SUBACUTE (4-E) | 2013-02-16 | USD | 6212.5 | Active | UNIVERSITY NEW MEXICO HOSPITAL
83840 | 1163323 | GE HEALTHCARE | CIC PRO | CIC PRO | MONITORS/ CENTRAL STATION | 1039226 |  | SDY12534165GA | 2016-09-08 | 2017-09-15 | 12320 | GENERAL MEDICINE (5-W) | 2013-02-16 | USD |  | Active | UNIVERSITY NEW MEXICO HOSPITAL
83870 | 1163391 | GE HEALTHCARE | CIC PRO | CIC PRO | MONITORS/ CENTRAL STATION | 556012 |  | SDY11118283GA | 2016-08-17 | 2017-08-15 | 12220 | MED/SURG SUBACUTE (4-E) | 2013-02-16 | USD | 6212.5 | Active | UNIVERSITY NEW MEXICO HOSPITAL
83871 | 1163392 | GE HEALTHCARE | CIC PRO | CIC PRO | MONITORS/ CENTRAL STATION | 556012 |  | SDY11148728GA | 2016-08-17 | 2017-08-15 | 12220 | MED/SURG SUBACUTE (4-E) | 2013-02-16 | USD | 6212.5 | Active | UNIVERSITY NEW MEXICO HOSPITAL
83872 | 1163390 | GE HEALTHCARE | CIC PRO | CIC PRO | MONITORS/ CENTRAL STATION | 566301 |  | SDY11128435GA | 2016-10-07 | 2017-10-15 | 12220 | MED/SURG SUBACUTE (4-E) | 2013-02-16 | USD | 6212.5 | Active | UNIVERSITY NEW MEXICO HOSPITAL
83899 | 1163393 | GE HEALTHCARE | CIC PRO | CIC PRO | MONITORS/ CENTRAL STATION | 556012 |  | SDY11077831GA | 2016-10-27 | 2017-10-15 | 12210 | CORONARY CARE SUBACUTE | 2013-02-16 | USD | 6212.5 | Active | UNIVERSITY NEW MEXICO HOSPITAL
83901 | 1163399 | GE HEALTHCARE | CARESCAPE (MP100R) | CARESCAPE (MP100R) | COMPUTERS | 556012 |  | SEE12410135GA | 2013-02-22 | 2013-02-15 | 12210 | CORONARY CARE SUBACUTE | 2013-02-16 | USD |  | Active | UNIVERSITY NEW MEXICO HOSPITAL
83900 | 1163398 | GE HEALTHCARE | CARESCAPE (MP100R) | CARESCAPE (MP100R) | COMPUTERS | 556012 |  | SEE12410140GA | 2013-02-25 | 2013-02-15 | 12220 | MED/SURG SUBACUTE (4-E) | 2013-02-16 | USD |  | Active | UNIVERSITY NEW MEXICO HOSPITAL
83868 | 1163328 | GE HEALTHCARE | DASH 4000 | DASH 4000 | MONITORING SYSTEMS/ PHYSIOLOGIC | 1039226 |  | SHQ13015089SA | 2016-09-08 | 2017-09-15 | 12320 | GENERAL MEDICINE (5-W) | 2013-02-16 | USD | 11387.33 | Active | UNIVERSITY NEW MEXICO HOSPITAL
83867 | 1163327 | GE HEALTHCARE | DASH 4000 | DASH 4000 | MONITORING SYSTEMS/ PHYSIOLOGIC | 1039226 |  | SHQ13015050SA | 2016-09-08 | 2017-09-15 | 12320 | GENERAL MEDICINE (5-W) | 2013-02-16 | USD | 11387.33 | Active | UNIVERSITY NEW MEXICO HOSPITAL
83842 | 1163326 | GE HEALTHCARE | DASH 4000 | DASH 4000 | MONITORING SYSTEMS/ PHYSIOLOGIC | 1039226 |  | SHQ13015052SA | 2016-09-19 | 2017-09-15 | 12320 | GENERAL MEDICINE (5-W) | 2013-02-16 | USD | 11387.33 | Active | UNIVERSITY NEW MEXICO HOSPITAL
83865 | 1163330 | GE HEALTHCARE | DASH 4000 | DASH 4000 | MONITORING SYSTEMS/ PHYSIOLOGIC | 1039226 |  | SHQ13015066SA | 2016-09-08 | 2017-09-15 | 12320 | GENERAL MEDICINE (5-W) | 2013-02-16 | USD | 11387.33 | Active | UNIVERSITY NEW MEXICO HOSPITAL
83864 | 1163334 | GE HEALTHCARE | DASH 4000 | DASH 4000 | MONITORING SYSTEMS/ PHYSIOLOGIC | 1039226 |  | SHQ13015079SA | 2016-09-08 | 2017-09-15 | 12320 | GENERAL MEDICINE (5-W) | 2013-02-16 | USD | 11387.33 | Active | UNIVERSITY NEW MEXICO HOSPITAL
83863 | 1163333 | GE HEALTHCARE | DASH 4000 | DASH 4000 | MONITORING SYSTEMS/ PHYSIOLOGIC | 1039226 |  | SHQ13015072SA | 2016-09-08 | 2017-09-15 | 12320 | GENERAL MEDICINE (5-W) | 2013-02-16 | USD | 11387.33 | Active | UNIVERSITY NEW MEXICO HOSPITAL
83844 | 1163332 | GE HEALTHCARE | DASH 4000 | DASH 4000 | MONITORING SYSTEMS/ PHYSIOLOGIC | 1039226 |  | SHQ13015076SA | 2016-09-19 | 2017-09-15 | 12320 | GENERAL MEDICINE (5-W) | 2013-02-16 | USD | 11387.33 | Active | UNIVERSITY NEW MEXICO HOSPITAL
83862 | 1163337 | GE HEALTHCARE | DASH 4000 | DASH 4000 | MONITORING SYSTEMS/ PHYSIOLOGIC | 1039226 |  | SHQ13015058SA | 2016-09-19 | 2017-09-15 | 12320 | GENERAL MEDICINE (5-W) | 2013-02-16 | USD | 11387.33 | Active | UNIVERSITY NEW MEXICO HOSPITAL
83845 | 1163335 | GE HEALTHCARE | DASH 4000 | DASH 4000 | MONITORING SYSTEMS/ PHYSIOLOGIC | 1039226 |  | SHQ13015055SA | 2016-09-13 | 2017-09-15 | 12320 | GENERAL MEDICINE (5-W) | 2013-02-16 | USD | 11387.33 | Active | UNIVERSITY NEW MEXICO HOSPITAL
83866 | 1163331 | GE HEALTHCARE | DASH 4000 | DASH 4000 | MONITORING SYSTEMS/ PHYSIOLOGIC | 1039226 |  | SHQ13015063SA | 2016-09-08 | 2017-09-15 | 12320 | GENERAL MEDICINE (5-W) | 2013-02-16 | USD | 11387.33 | Active | UNIVERSITY NEW MEXICO HOSPITAL
83860 | 1163340 | GE HEALTHCARE | DASH 4000 | DASH 4000 | MONITORING SYSTEMS/ PHYSIOLOGIC | 1039226 |  | SHQ12412277SA | 2016-09-13 | 2017-09-15 | 12320 | GENERAL MEDICINE (5-W) | 2013-02-16 | USD | 11387.33 | Active | UNIVERSITY NEW MEXICO HOSPITAL
83859 | 1163339 | GE HEALTHCARE | DASH 4000 | DASH 4000 | MONITORING SYSTEMS/ PHYSIOLOGIC | 1039226 |  | SHQ12504585SA | 2016-09-14 | 2017-09-15 | 12320 | GENERAL MEDICINE (5-W) | 2013-02-16 | USD | 11387.33 | Active | UNIVERSITY NEW MEXICO HOSPITAL
83846 | 1163338 | GE HEALTHCARE | DASH 4000 | DASH 4000 | MONITORING SYSTEMS/ PHYSIOLOGIC | 1039226 |  | SHQ13015054SA | 2016-09-13 | 2017-09-15 | 12320 | GENERAL MEDICINE (5-W) | 2013-02-16 | USD | 11387.33 | Active | UNIVERSITY NEW MEXICO HOSPITAL
83858 | 1163343 | GE HEALTHCARE | DASH 4000 | DASH 4000 | MONITORING SYSTEMS/ PHYSIOLOGIC | 1039226 |  | SHQ12412267SA | 2016-09-12 | 2017-09-15 | 12320 | GENERAL MEDICINE (5-W) | 2013-02-16 | USD | 11387.33 | Active | UNIVERSITY NEW MEXICO HOSPITAL
83847 | 1163341 | GE HEALTHCARE | DASH 4000 | DASH 4000 | MONITORING SYSTEMS/ PHYSIOLOGIC | 1039226 |  | SHQ13015082SA | 2016-09-12 | 2017-09-15 | 12320 | GENERAL MEDICINE (5-W) | 2013-02-16 | USD | 11387.33 | Active | UNIVERSITY NEW MEXICO HOSPITAL
83856 | 1163346 | GE HEALTHCARE | DASH 4000 | DASH 4000 | MONITORING SYSTEMS/ PHYSIOLOGIC | 1039226 |  | SHQ13015081SA | 2016-09-19 | 2017-09-15 | 12320 | GENERAL MEDICINE (5-W) | 2013-02-16 | USD | 11387.33 | Active | UNIVERSITY NEW MEXICO HOSPITAL
83857 | 1163342 | GE HEALTHCARE | DASH 4000 | DASH 4000 | MONITORING SYSTEMS/ PHYSIOLOGIC | 1039226 |  | SHQ13015085SA | 2016-09-19 | 2017-09-15 | 12320 | GENERAL MEDICINE (5-W) | 2013-02-16 | USD | 11387.33 | Active | UNIVERSITY NEW MEXICO HOSPITAL
83848 | 1163344 | GE HEALTHCARE | DASH 4000 | DASH 4000 | MONITORING SYSTEMS/ PHYSIOLOGIC | 1039226 |  | SHQ13015061SA | 2016-09-19 | 2017-09-15 | 12320 | GENERAL MEDICINE (5-W) | 2013-02-16 | USD | 11387.33 | Active | UNIVERSITY NEW MEXICO HOSPITAL
83854 | 1163349 | GE HEALTHCARE | DASH 4000 | DASH 4000 | MONITORING SYSTEMS/ PHYSIOLOGIC | 1039226 |  | SHQ13015057SA | 2016-09-12 | 2017-09-15 | 12320 | GENERAL MEDICINE (5-W) | 2013-02-16 | USD | 11387.33 | Active | UNIVERSITY NEW MEXICO HOSPITAL
83853 | 1163348 | GE HEALTHCARE | DASH 4000 | DASH 4000 | MONITORING SYSTEMS/ PHYSIOLOGIC | 1039226 |  | SHQ13015161SA | 2016-09-19 | 2017-09-15 | 12320 | GENERAL MEDICINE (5-W) | 2013-02-16 | USD | 11387.33 | Active | UNIVERSITY NEW MEXICO HOSPITAL
83849 | 1163347 | GE HEALTHCARE | DASH 4000 | DASH 4000 | MONITORING SYSTEMS/ PHYSIOLOGIC | 1039226 |  | SHQ13015064SA | 2016-09-12 | 2017-09-15 | 12320 | GENERAL MEDICINE (5-W) | 2013-02-16 | USD | 11387.33 | Active | UNIVERSITY NEW MEXICO HOSPITAL
83852 | 1163388 | GE HEALTHCARE | DASH 4000 | DASH 4000 | MONITORING SYSTEMS/ PHYSIOLOGIC | 1039226 |  | SHQ13015162SA | 2016-09-13 | 2017-09-15 | 12320 | GENERAL MEDICINE (5-W) | 2013-02-16 | USD | 11387.33 | Active | UNIVERSITY NEW MEXICO HOSPITAL
83843 | 1163329 | GE HEALTHCARE | DASH 4000 | DASH 4000 | MONITORING SYSTEMS/ PHYSIOLOGIC | 1039226 |  | SHQ12504621SA | 2016-09-08 | 2017-09-15 | 12320 | GENERAL MEDICINE (5-W) | 2013-02-16 | USD | 11387.33 | Active | UNIVERSITY NEW MEXICO HOSPITAL
83851 | 1163387 | GE HEALTHCARE | DASH 4000 | DASH 4000 | MONITORING SYSTEMS/ PHYSIOLOGIC | 1039226 |  | SHQ13015065SA | 2016-09-12 | 2017-09-15 | 12320 | GENERAL MEDICINE (5-W) | 2013-02-16 | USD | 11387.33 | Active | UNIVERSITY NEW MEXICO HOSPITAL
83850 | 1163350 | GE HEALTHCARE | DASH 4000 | DASH 4000 | MONITORING SYSTEMS/ PHYSIOLOGIC | 1039226 |  | SHQ13015075SA | 2016-09-08 | 2017-09-15 | 12320 | GENERAL MEDICINE (5-W) | 2013-02-16 | USD | 11387.33 | Active | UNIVERSITY NEW MEXICO HOSPITAL
83861 | 1163336 | GE HEALTHCARE | DASH 4000 | DASH 4000 | MONITORING SYSTEMS/ PHYSIOLOGIC | 1039226 |  | SHQ13015077SA | 2016-09-08 | 2017-09-15 | 12320 | GENERAL MEDICINE (5-W) | 2013-02-16 | USD | 11387.33 | Active | UNIVERSITY NEW MEXICO HOSPITAL
83855 | 1163345 | GE HEALTHCARE | DASH 4000 | DASH 4000 | MONITORING SYSTEMS/ PHYSIOLOGIC | 1039226 |  | SHQ13015068SA | 2016-09-12 | 2017-09-15 | 12320 | GENERAL MEDICINE (5-W) | 2013-02-16 | USD | 11387.33 | Active | UNIVERSITY NEW MEXICO HOSPITAL
83904 | 1163401 | GE HEALTHCARE | PRN 50-M | 418331-002 | RECORDERS | 1039226 |  | RPV12520830GA | 2013-02-25 | 2013-02-15 | 12320 | GENERAL MEDICINE (5-W) | 2013-02-16 | USD |  | Active | UNIVERSITY NEW MEXICO HOSPITAL
83903 | 1163400 | GE HEALTHCARE | PRN 50-M | 418331-002 | RECORDERS | 1039226 |  | RPV12520808GA | 2013-02-25 | 2013-02-15 | 12320 | GENERAL MEDICINE (5-W) | 2013-02-16 | USD |  | Active | UNIVERSITY NEW MEXICO HOSPITAL
83869 | 1163325 | GE HEALTHCARE | PRN 50-M | 418331-002 | RECORDERS | 1039226 |  | RPV11236924GA | 2013-02-25 | 2013-02-15 | 12320 | GENERAL MEDICINE (5-W) | 2013-02-16 | USD |  | Active | UNIVERSITY NEW MEXICO HOSPITAL
83306 | 1162853 | GE HEALTHCARE | CIC PRO | CIC PRO | MONITORS/ CENTRAL STATION | 566301 |  | SDY11108098GA | 2016-10-11 | 2017-10-15 | 12340 | SURGICAL SPECIALITY UNIT (4-S) | 2013-02-14 | USD | 6212.5 | Active | UNIVERSITY NEW MEXICO HOSPITAL
83700 | 58814907 | PHILIPS HEALTHCARE | iU22 Ultrasound System | 795050 | SCANNING SYSTEMS/ULTRASONIC/DIAGNOSTIC (DI) | PO-1039224-O-CAP |  | B0G2MG | 2013-08-21 | 2013-08-15 | 75050 | RADIOLOGY - ULTRASOUND | 2013-02-14 | USD | 205242.65 | Active | UNIVERSITY NEW MEXICO HOSPITAL
83666 | 1084413 | MAC MEDICAL INC | SWC 36-G | SWC 36-G | WARMING UNITS/ BLANKET | 300661 |  | 101512-708 | 2017-01-01 | 2018-01-15 | 12035 | UPC INPATIENT ADULT SERVICES | 2013-02-11 | USD | 4950 | Reactivated | UNIVERSITY NEW MEXICO HOSPITAL
83702 | 58814910 | PHILIPS HEALTHCARE | iU22 Ultrasound System | 795050 | SCANNING SYSTEMS/ULTRASONIC/DIAGNOSTIC (DI) | PO - 1039244 - O - CAP |  | B0G2MH | 2013-08-21 | 2013-08-15 | 75100 | OSIS ULTRASOUND | 2013-02-11 | USD | 180293.47 | Active | UNIVERSITY NEW MEXICO HOSPITAL
83600 | 1163272 | TERUMO MEDICAL CORP | CDI 500 | CDI 500 | MONITORS/ BEDSIDE/ BLOOD GAS | 1034520 |  | 5951 | 2017-06-30 | 2018-06-15 | 15005 | OPERATING ROOM - BBRP | 2013-02-11 | USD |  | Active | UNIVERSITY NEW MEXICO HOSPITAL
83701 | 58814888 | PHILIPS HEALTHCARE | iU22 Ultrasound System | 795050 | SCANNING SYSTEMS/ULTRASONIC/DIAGNOSTIC (DI) | PO - 1039244 - O - CAP |  | B0G2MF | 2013-08-21 | 2013-08-15 | 75100 | OSIS ULTRASOUND | 2013-02-11 | USD | 189501.2 | Active | UNIVERSITY NEW MEXICO HOSPITAL
83380 | 1163274 | TERUMO MEDICAL CORP | CDI 540 CALIBRATOR | CDI 540 CALIBRATOR | CALIBRATORS | 1034520 |  | 4724 | 2013-02-11 | 2013-02-15 | 15005 | OPERATING ROOM - BBRP | 2013-02-11 | USD |  | Active | UNIVERSITY NEW MEXICO HOSPITAL
83787 | 1163273 | TERUMO MEDICAL CORP | CDI 540 CALIBRATOR | CDI 540 CALIBRATOR | CALIBRATORS | 1034520 |  | 4420 | 2013-02-11 | 2013-02-15 | 15005 | OPERATING ROOM - BBRP | 2013-02-11 | USD |  | Active | UNIVERSITY NEW MEXICO HOSPITAL
83895 | 1163368 | KEELER INSTRUMENTS INC | VANTAGE | 1202-P-6229 | OPHTHALMOSCOPES/ INDIRECT | 1041441 |  | 32951 | 2013-02-15 | 2014-02-15 | 34610 | OPHTHALMOLOGY ON SITE CLINIC | 2013-02-08 | USD | 3122 | Active | UNIVERSITY NEW MEXICO HOSPITAL
83894 | 1163367 | MIDMARK CORP | 204 (204-002) | 204 (204-002) | TABLES/ EXAMINATION/TREATMENT | found |  | V888976 | 2013-02-08 | 2013-02-15 | 54080 | UNMMG - TRUMAN ST. CLINIC | 2013-02-08 | USD |  | Active | UNIVERSITY NEW MEXICO HOSPITAL
| 1163365 | MIDMARK CORP | 204 (204-002) | 204 (204-002) | TABLES/ EXAMINATION/TREATMENT | found |  | V888994 | 2013-02-08 | 2017-06-15 | 54080 | UNMMG - TRUMAN ST. CLINIC | 2013-02-08 | USD |  | Active | UNIVERSITY NEW MEXICO HOSPITAL
83891 | 1163364 | MIDMARK CORP | RITTER 204 (204-001) | RITTER 204 (204-001) | TABLES/ EXAMINATION/TREATMENT | found |  | V889053 | 2013-02-08 | 2017-06-15 | 54080 | UNMMG - TRUMAN ST. CLINIC | 2013-02-08 | USD |  | Active | UNIVERSITY NEW MEXICO HOSPITAL
62666 | 1163371 | DETECTO SCALE COMPANY | DETECTO MECHANICAL SCALE | DETECTO MECHANICAL SCALE | SCALES/ PATIENT/ PLATFORM/ MECHANICAL | found |  | e31807-0042 | 2013-02-08 | 2013-02-15 | 54080 | UNMMG - TRUMAN ST. CLINIC | 2013-02-08 | USD |  | Active | UNIVERSITY NEW MEXICO HOSPITAL
62668 | 1142699 | DETECTO SCALE COMPANY | DETECTO MECHANICAL SCALE | DETECTO MECHANICAL SCALE | SCALES/ PATIENT/ PLATFORM/ MECHANICAL | found |  | e31807-0037 | 2013-02-08 | 2017-06-15 | 54080 | UNMMG - TRUMAN ST. CLINIC | 2013-02-08 | USD |  | Active | UNIVERSITY NEW MEXICO HOSPITAL
83876 | 1163351 | OLYMPUS AMERICA INC | OEV-261H | OEV-261H | MONITORS/ VIDEO | 1041783 |  | 7257752 | 2013-03-13 | 2013-03-15 | 15005 | OPERATING ROOM - BBRP | 2013-02-06 | USD | 4675.27 | Active | UNIVERSITY NEW MEXICO HOSPITAL
58786 | 1144546 | GE HEALTHCARE | SOLAR 8000I | SOLAR 8000I | MONITORING SYSTEMS/ PHYSIOLOGIC | FOUND NOT IN SYSTEM |  | SBL06163844GA | 2017-02-15 | 2018-02-15 | 12455 | NEWBORN ICU | 2013-02-05 | USD |  | Active | UNIVERSITY NEW MEXICO HOSPITAL
58394 | 1163352 | STERIS CORP | HARMONY LC | HARMONY LC | LIGHTS/ SURGICAL | found |  | 110208606983 | 2017-05-03 | 2018-05-15 | 12120 | MEDICAL/CARDIAC ICU | 2013-02-05 | USD |  | Active | UNIVERSITY NEW MEXICO HOSPITAL
83834 | 1163317 | EXERGEN CORP | TAT-5000 | TAT-5000 | THERMOMETERS/ ELECTRONIC/ INFRARED | 1040899 |  | A329630 | 2013-01-31 | 2013-01-15 | 32035 | SE HEIGHTS CLINIC-TEXAS | 2013-01-31 | USD | 316 | Active | UNIVERSITY NEW MEXICO HOSPITAL
83835 | 1163318 | GE HEALTHCARE | V100 | V100 | MONITORS/ BEDSIDE/ BLOOD PRESSURE | 2000236 |  | SH612440407SA | 2016-10-06 | 2017-10-15 | 32005 | YCHC GENERAL | 2013-01-31 | USD | 3386.33 | Active | UNIVERSITY NEW MEXICO HOSPITAL
83836 | 1163319 | GE HEALTHCARE | V100 | V100 | MONITORS/ BEDSIDE/ BLOOD PRESSURE | 2000236 |  | SH612440401SA | 2016-10-06 | 2017-10-15 | 32005 | YCHC GENERAL | 2013-01-31 | USD | 3386.33 | Active | UNIVERSITY NEW MEXICO HOSPITAL
83832 | 1163316 | EXERGEN CORP | TAT-5000 | TAT-5000 | THERMOMETERS/ ELECTRONIC/ INFRARED | 1040367 |  | A328627 | 2013-01-30 | 2013-01-15 | 12340 | SURGICAL SPECIALITY UNIT (4-S) | 2013-01-30 | USD | 316 | Active | UNIVERSITY NEW MEXICO HOSPITAL
83833 | 1163315 | EXERGEN CORP | TAT-5000 | TAT-5000 | THERMOMETERS/ ELECTRONIC/ INFRARED | 1040367 |  | A328620 | 2013-01-30 | 2013-01-15 | 12340 | SURGICAL SPECIALITY UNIT (4-S) | 2013-01-30 | USD | 316 | Active | UNIVERSITY NEW MEXICO HOSPITAL
83795 | 1163381 | PRECISION MEDICAL INC | PM3100 | PM3100 | REGULATORS/ SUCTION | FOUND |  | 079095 |  | 2013-02-15 | 12480 | CTH REHAB-ORTHO UNIT | 2013-01-24 | USD | 0 | Active | UNIVERSITY NEW MEXICO HOSPITAL
83180 | 1439979 | OLYMPUS AMERICA INC | CV-180 | CV-180 | VIDEO IMAGE PROCESSORS | 2000228 |  | 7009760 | 2013-01-24 | 2013-10-15 | 15005 | OPERATING ROOM - BBRP | 2013-01-24 | USD |  | Active | UNIVERSITY NEW MEXICO HOSPITAL
83181 | 1162560 | OLYMPUS AMERICA INC | EVIS EXERA II CLV-180 | EVIS EXERA II CLV-18 | LIGHT SOURCES/ FIBEROPTIC | 2000228 |  | 7807242 | 2016-10-12 | 2017-10-15 | 15005 | OPERATING ROOM - BBRP | 2013-01-24 | USD |  | Active | UNIVERSITY NEW MEXICO HOSPITAL
83806 | 1163296 | EXERGEN CORP | TAT-5000 | TAT-5000 | THERMOMETERS/ ELECTRONIC/ INFRARED |  |  | 317907 | 2013-01-21 | 2013-01-15 | 15510 | OSIS PACU | 2013-01-22 | USD |  | Active | UNIVERSITY NEW MEXICO HOSPITAL
83805 | 1163295 | EXERGEN CORP | TAT-5000 | TAT-5000 | THERMOMETERS/ ELECTRONIC/ INFRARED |  |  | 317230 | 2013-01-21 | 2013-01-15 | 15510 | OSIS PACU | 2013-01-22 | USD |  | Active | UNIVERSITY NEW MEXICO HOSPITAL
83803 | 1163293 | EXERGEN CORP | TAT-5000 | TAT-5000 | THERMOMETERS/ ELECTRONIC/ INFRARED |  |  | 318034 | 2013-01-21 | 2013-01-15 | 15510 | OSIS PACU | 2013-01-22 | USD |  | Active | UNIVERSITY NEW MEXICO HOSPITAL
83802 | 1163292 | EXERGEN CORP | TAT-5000 | TAT-5000 | THERMOMETERS/ ELECTRONIC/ INFRARED |  |  | 322381 | 2013-01-21 | 2013-01-15 | 15510 | OSIS PACU | 2013-01-22 | USD |  | Active | UNIVERSITY NEW MEXICO HOSPITAL
83801 | 1163291 | EXERGEN CORP | TAT-5000 | TAT-5000 | THERMOMETERS/ ELECTRONIC/ INFRARED |  |  | 317159 | 2013-01-21 | 2013-01-15 | 15510 | OSIS PACU | 2013-01-22 | USD |  | Active | UNIVERSITY NEW MEXICO HOSPITAL
83804 | 1163294 | EXERGEN CORP | TAT-5000 | TAT-5000 | THERMOMETERS/ ELECTRONIC/ INFRARED |  |  | 302016 | 2013-01-21 | 2013-01-15 | 15510 | OSIS PACU | 2013-01-22 | USD |  | Active | UNIVERSITY NEW MEXICO HOSPITAL
64437 | 1141330 | WELCH ALLYN INC | 14001 | SURESIGHT (14001) | RETINOSCOPES | found |  | 200800463 | 2016-10-06 | 2017-10-15 | 32005 | YCHC GENERAL | 2013-01-14 | USD | 0 | Active | UNIVERSITY NEW MEXICO HOSPITAL
83609 | 1163069 | MEDLINE INDUSTRIES INC | MDS600EL | MDS600EL | LIFTS/ PATIENT TRANSFER | 300660 |  | 600el12020048 | 2017-01-01 | 2018-01-15 | 12035 | UPC INPATIENT ADULT SERVICES | 2013-01-10 | USD | 2502.12 | Active | UNIVERSITY NEW MEXICO HOSPITAL
83377 | 1163268 | DRAEGER MEDICAL INC | D-VAPOR DESFLURANE | D-VAPOR DESFLURANE | ANESTHESIA UNIT VAPORIZERS | REPLACN80657 |  | ARZC-0275 | 2017-01-01 | 2018-01-15 | 15055 | ANESTHESIA | 2013-01-10 | USD | 0 | Active | UNIVERSITY NEW MEXICO HOSPITAL
82127 | 1161879 | GE HEALTHCARE | DASH PORT 2 | DASH PORT 2 | MODULES/ DATA/ TRANSFER | FOUND |  | SE511138549GA | 2014-04-03 | 2013-01-15 | 15040 | PACU (RECOVERY ROOM 1) | 2013-01-02 | USD | 750 | Active | UNIVERSITY NEW MEXICO HOSPITAL
82128 | 1161880 | GE HEALTHCARE | DASH PORT 2 | DASH PORT 2 | MODULES/ DATA/ TRANSFER | FOUND |  | SE511138535GA | 2014-04-03 | 2013-01-15 | 15040 | PACU (RECOVERY ROOM 1) | 2013-01-02 | USD | 750 | Active | UNIVERSITY NEW MEXICO HOSPITAL
82130 | 1096460 | GE HEALTHCARE | DASH PORT 2 | DASH PORT 2 | MODULES/ DATA/ TRANSFER | FOUND |  | SE511138537GA | 2014-04-03 | 2013-01-15 | 15040 | PACU (RECOVERY ROOM 1) | 2013-01-02 | USD | 750 | Active | UNIVERSITY NEW MEXICO HOSPITAL
82134 | 1161881 | GE HEALTHCARE | DASH PORT 2 | DASH PORT 2 | MODULES/ DATA/ TRANSFER |  |  | SE511138546GA | 2014-04-03 | 2013-01-15 | 15040 | PACU (RECOVERY ROOM 1) | 2013-01-02 | USD | 750 | Active | UNIVERSITY NEW MEXICO HOSPITAL
82133 | 1096463 | GE HEALTHCARE | DASH PORT 2 | DASH PORT 2 | MODULES/ DATA/ TRANSFER | FOUND |  | SE511138543GA | 2014-04-03 | 2013-01-15 | 15040 | PACU (RECOVERY ROOM 1) | 2013-01-02 | USD | 750 | Active | UNIVERSITY NEW MEXICO HOSPITAL
82124 | 1161876 | GE HEALTHCARE | DASH PORT 2 | DASH PORT 2 | MODULES/ DATA/ TRANSFER | FOUND |  | SE511138548GA | 2014-04-03 | 2013-01-15 | 15040 | PACU (RECOVERY ROOM 1) | 2013-01-02 | USD | 750 | Active | UNIVERSITY NEW MEXICO HOSPITAL
82126 | 1161878 | GE HEALTHCARE | DASH PORT 2 | DASH PORT 2 | MODULES/ DATA/ TRANSFER | FOUND |  | SE511138532GA | 2014-04-03 | 2013-01-15 | 15040 | PACU (RECOVERY ROOM 1) | 2013-01-02 | USD | 750 | Active | UNIVERSITY NEW MEXICO HOSPITAL
82131 | 1096461 | GE HEALTHCARE | DASH PORT 2 | DASH PORT 2 | MODULES/ DATA/ TRANSFER | FOUND |  | SE511138534GA | 2014-04-03 | 2013-01-15 | 15040 | PACU (RECOVERY ROOM 1) | 2013-01-02 | USD | 750 | Active | UNIVERSITY NEW MEXICO HOSPITAL
82123 | 1096457 | GE HEALTHCARE | DASH PORT 2 | DASH PORT 2 | MODULES/ DATA/ TRANSFER | FOUND |  | SE511138536GA | 2014-04-03 | 2013-01-15 | 15040 | PACU (RECOVERY ROOM 1) | 2013-01-02 | USD | 750 | Active | UNIVERSITY NEW MEXICO HOSPITAL
82121 | 1096455 | GE HEALTHCARE | DASH PORT 2 | DASH PORT 2 | MODULES/ DATA/ TRANSFER | FOUND |  | SE511138540GA | 2014-04-03 | 2013-01-15 | 15040 | PACU (RECOVERY ROOM 1) | 2013-01-02 | USD | 750 | Active | UNIVERSITY NEW MEXICO HOSPITAL
82122 | 1096456 | GE HEALTHCARE | DASH PORT 2 | DASH PORT 2 | MODULES/ DATA/ TRANSFER | FOUND |  | SE511138547GA | 2014-04-03 | 2013-01-15 | 15040 | PACU (RECOVERY ROOM 1) | 2013-01-02 | USD | 750 | Active | UNIVERSITY NEW MEXICO HOSPITAL
82120 | 1096448 | GE HEALTHCARE | DASH PORT 2 | DASH PORT 2 | MODULES/ DATA/ TRANSFER | FOUND |  | SE511138539GA |  | 2013-01-15 | 15040 | PACU (RECOVERY ROOM 1) | 2013-01-02 | USD | 750 | Active | UNIVERSITY NEW MEXICO HOSPITAL
82119 | 1096447 | GE HEALTHCARE | DASH PORT 2 | DASH PORT 2 | MODULES/ DATA/ TRANSFER | FOUND |  | SE511138531GA | 2014-04-03 | 2013-01-15 | 15040 | PACU (RECOVERY ROOM 1) | 2013-01-02 | USD | 750 | Active | UNIVERSITY NEW MEXICO HOSPITAL
83375 | 1163266 | GE HEALTHCARE | DASH PORT 2 | DASH PORT 2 | MODULES/ DATA/ TRANSFER | H566213 |  | SE511128372GA | 2013-01-02 | 2013-01-15 | 15040 | PACU (RECOVERY ROOM 1) | 2013-01-02 | USD | 750 | Active | UNIVERSITY NEW MEXICO HOSPITAL
83785 | 1163265 | SONY CORP OF AMERICA | UP-55MD | UP-55MD | PRINTERS/ VIDEO | 1038009 |  | 81399 | 2012-12-27 | 2012-12-15 | 15000 | OPERATING ROOM | 2012-12-27 | USD | 2900 | Active | UNIVERSITY NEW MEXICO HOSPITAL
83707 | 58568758 | PHILIPS HEALTHCARE | CX50 Cardiac/ShS Ultrasound System | 795076 | SCANNING SYSTEMS/ ULTRASONIC/ PORTABLE |  | 1035765-CAP | SGN1203894 |  | 2013-05-15 | 75025 | RADIOLOGY - INTERVENTIONAL RAD | 2012-12-24 | USD | 63280 | Active | UNIVERSITY NEW MEXICO HOSPITAL
80707 | 1096186 | OLYMPUS AMERICA INC | GIF-XP180N | GIF-XP180N | GASTROSCOPES | 1036602-0-CAP |  | 2201217 | 2012-12-20 | 2012-12-15 | 70020 | ENDOSCOPY CENTER | 2012-12-20 | USD |  | Active | UNIVERSITY NEW MEXICO HOSPITAL
83178 | 1162557 | OLYMPUS AMERICA INC | EU-ME1 | 555586 | SCANNING SYSTEMS/ ULTRASONIC | 1036602-0-CAP |  | 1232554 | 2016-10-01 | 2017-10-15 | 70020 | ENDOSCOPY CENTER | 2012-12-20 | USD |  | Active | UNIVERSITY NEW MEXICO HOSPITAL
80706 | 1096185 | OLYMPUS AMERICA INC | GIF-XP180N | GIF-XP180N | GASTROSCOPES | 1036602-0-CAP |  | 2201220 | 2012-12-20 | 2012-12-15 | 70020 | ENDOSCOPY CENTER | 2012-12-20 | USD |  | Active | UNIVERSITY NEW MEXICO HOSPITAL
80705 | 1096184 | OLYMPUS AMERICA INC | TJF-Q180V | TJF-Q180V | DUODENOSCOPES | 1036602-0-CAP |  | 2203369 | 2012-12-20 | 2012-12-15 | 70020 | ENDOSCOPY CENTER | 2012-12-20 | USD |  | Active | UNIVERSITY NEW MEXICO HOSPITAL
80704 | 1096183 | OLYMPUS AMERICA INC | TJF-Q180V | TJF-Q180V | DUODENOSCOPES | 1036602-0-CAP |  | 2203413 | 2012-12-20 | 2012-12-15 | 70020 | ENDOSCOPY CENTER | 2012-12-20 | USD |  | Active | UNIVERSITY NEW MEXICO HOSPITAL
82718 | 1161940 | OLYMPUS AMERICA INC ENDOSCOPY GROUP | UM-2R | UM-2R | PROBES/ ULTRASONIC | 1036602-0-CAP |  | 1271287 | 2012-12-21 | 2013-10-15 | 70020 | ENDOSCOPY CENTER | 2012-12-20 | USD |  | Active | UNIVERSITY NEW MEXICO HOSPITAL
82719 | 1161941 | OLYMPUS AMERICA INC ENDOSCOPY GROUP | UM-2R | UM-2R | PROBES/ ULTRASONIC | 1036602-0-CAP |  | 1271299 | 2012-12-21 | 2013-10-15 | 70020 | ENDOSCOPY CENTER | 2012-12-20 | USD |  | Active | UNIVERSITY NEW MEXICO HOSPITAL
83143 | 1162933 | ZOLL MEDICAL CORP | R-SERIES ALS | R-SERIES ALS | DEFIBRILLATOR/ MONITOR/ PACEMAKERS | 1016179 |  | AF12F022851 | 2016-08-15 | 2017-08-15 | 12220 | MED/SURG SUBACUTE (4-E) | 2012-12-20 | USD | 13031.85 | Active | UNIVERSITY NEW MEXICO HOSPITAL
83144 | 1162934 | ZOLL MEDICAL CORP | R-SERIES ALS | R-SERIES ALS | DEFIBRILLATOR/ MONITOR/ PACEMAKERS | 1016179 |  | AF12F022848 | 2016-08-15 | 2017-08-15 | 12220 | MED/SURG SUBACUTE (4-E) | 2012-12-20 | USD | 13031.85 | Active | UNIVERSITY NEW MEXICO HOSPITAL
82717 | 1161939 | OLYMPUS AMERICA INC ENDOSCOPY GROUP | UM-3R | UM-3R | PROBES/ ULTRASONIC | 1036602-0-CAP |  | 1272873 | 2012-12-21 | 2013-10-15 | 70020 | ENDOSCOPY CENTER | 2012-12-20 | USD |  | Active | UNIVERSITY NEW MEXICO HOSPITAL
82716 | 1161938 | OLYMPUS AMERICA INC ENDOSCOPY GROUP | UM-3R | UM-3R | PROBES/ ULTRASONIC | 1036602-0-CAP |  | 1272879 | 2012-12-21 | 2013-10-15 | 70020 | ENDOSCOPY CENTER | 2012-12-20 | USD |  | Active | UNIVERSITY NEW MEXICO HOSPITAL
83811 | 1163289 | TYCO HEALTHCARE GROUP | GENIUS II | GENIUS II | THERMOMETERS/ ELECTRONIC/ INFRARED/ EAR | REPL ACN 68433 |  | N12584801 | 2012-12-19 | 2012-12-15 | 12480 | CTH REHAB-ORTHO UNIT | 2012-12-19 | USD | 125 | Active | UNIVERSITY NEW MEXICO HOSPITAL
83810 | 1163288 | TYCO HEALTHCARE GROUP | GENIUS II | GENIUS II | THERMOMETERS/ ELECTRONIC/ INFRARED/ EAR | REPL ACN 68433 |  | N12584870 | 2012-12-19 | 2012-12-15 | 12250 | ORTHOPEDICS (3-S) | 2012-12-19 | USD | 125 | Active | UNIVERSITY NEW MEXICO HOSPITAL
80703 | 1096182 | SCALE-TRONIX INC | 4802 | 4802 | SCALES/ INFANT | 1036361 |  | 4802-21458 | 2017-01-18 | 2018-01-15 | 71010 | PEDIATRIC CARDIOLOGY | 2012-12-18 | USD | 2590 | Active | UNIVERSITY NEW MEXICO HOSPITAL
83597 | 1163169 | SMITHS MEDICAL MD INC | CADD-SOLIS | CADD-SOLIS | INFUSION PUMPS/ PATIENT-CONTROLLED ANALGESIC | 1035885 |  | 1030407 | 2017-05-18 | 2018-05-15 | 12120 | MEDICAL/CARDIAC ICU | 2012-12-17 | USD | 3630 | Active | UNIVERSITY NEW MEXICO HOSPITAL
83769 | 1163255 | SCALE-TRONIX INC | 5102 | 5102 | SCALES/ PATIENT/ PLATFORM/ ELECTRONIC | 2000199 |  | 5102-1079 | 2017-01-01 | 2018-01-15 | 30030 | CTH OUTPATIENT CLINIC | 2012-12-12 | USD | 1395 | Active | UNIVERSITY NEW MEXICO HOSPITAL
83768 | 1163254 | SCALE-TRONIX INC | 5102 | 5102 | SCALES/ PATIENT/ PLATFORM/ ELECTRONIC | 2000199 |  | 5102-1078 | 2017-01-01 | 2018-01-15 | 30030 | CTH OUTPATIENT CLINIC | 2012-12-12 | USD | 1395 | Active | UNIVERSITY NEW MEXICO HOSPITAL
80109 | 1096400 | STORZ ENDOSCOPY | 202056-20 | 202056-20 | RECORDERS/ ELECTRONIC STORAGE/ DATA | FOUND NOT IN SYSTEM |  | RY602196-T | 2012-12-12 | 2012-12-15 | 15000 | OPERATING ROOM | 2012-12-12 | USD |  | Active | UNIVERSITY NEW MEXICO HOSPITAL
83688 | 1163196 | GE HEALTHCARE | TEC 6 PLUS | TEC 6 PLUS | ANESTHESIA UNIT VAPORIZERS | UNKNOWN |  | AESR39075 | 2017-01-31 | 2017-07-15 | 15060 | ANESTHESIA - BBRP | 2012-12-11 | USD |  | Active | UNIVERSITY NEW MEXICO HOSPITAL
83366 | 1163211 | TR GROUP INC. | TR 4000 ATLAS | 4000/0521040 | STRETCHERS/ MOBILE/ HOSPITAL/ PATIENT TRANSFER | 2000219-0-CAP |  | 1208-20759 | 2012-12-27 | 2012-12-15 | 12130 | TRAUMA/SURGICAL ICU | 2012-12-11 | USD | 9815 | Active | UNIVERSITY NEW MEXICO HOSPITAL
83365 | 1163197 | ZOLL MEDICAL CORP | R-SERIES ALS | R-SERIES ALS | DEFIBRILLATOR/ MONITOR/ PACEMAKERS | 2000210-0-CAP |  | AF12D022014 | 2017-05-01 | 2018-05-15 | 12130 | TRAUMA/SURGICAL ICU | 2012-12-11 | USD | 11046.85 | Active | UNIVERSITY NEW MEXICO HOSPITAL
80107 | 1096398 | KARL STORZ ENDOSCOPY-AMERICA INC | 222010-20 | 222010-20 | VIDEO IMAGE PROCESSORS | found |  | SY685130-P | 2012-12-11 | 2012-12-15 | 15000 | OPERATING ROOM | 2012-12-11 | USD |  | Active | UNIVERSITY NEW MEXICO HOSPITAL
80110 | 1096401 | KARL STORZ ENDOSCOPY-AMERICA INC | SC-WU26-A1511 | SC-WU26-A1511 | MONITORS/ VIDEO | FOUND NOT IN SYSTEM |  | 11-179716 | 2012-12-11 | 2012-12-15 | 15000 | OPERATING ROOM | 2012-12-11 | USD |  | Active | UNIVERSITY NEW MEXICO HOSPITAL
80897 | 1096397 | KARL STORZ ENDOSCOPY-AMERICA INC | 264305-20 | 264305-20 | INSUFFLATORS | found |  | TY0672396 | 2017-06-20 | 2017-12-15 | 15000 | OPERATING ROOM | 2012-12-11 | USD |  | Active | UNIVERSITY NEW MEXICO HOSPITAL
83697 | 1163179 | ZOLL MEDICAL CORP | AED PLUS | AED PLUS | DEFIBRILLATORS/ EXTERNAL/ AUTOMATED | FOUND |  | X09I422729 | 2017-06-15 | 2017-12-15 | 54080 | UNMMG - TRUMAN ST. CLINIC | 2012-12-10 | USD |  | Active | UNIVERSITY NEW MEXICO HOSPITAL
83691 | 1163173 | HILL-ROM INC | SURETEMP PLUS | SURETEMP PLUS | THERMOMETERS/ ELECTRONIC | found | found | 100300493 | 2012-12-10 | 2012-12-15 | 54080 | UNMMG - TRUMAN ST. CLINIC | 2012-12-07 | USD |  | Active | UNIVERSITY NEW MEXICO HOSPITAL
83692 | 1163174 | HILL-ROM INC | SURETEMP PLUS | SURETEMP PLUS | THERMOMETERS/ ELECTRONIC | found | found | 10050006 | 2012-12-10 | 2012-12-15 | 54080 | UNMMG - TRUMAN ST. CLINIC | 2012-12-07 | USD |  | Active | UNIVERSITY NEW MEXICO HOSPITAL
83693 | 1163175 | HILL-ROM INC | SURETEMP PLUS | SURETEMP PLUS | THERMOMETERS/ ELECTRONIC | found | found | 10050176 | 2012-12-10 | 2012-12-15 | 54080 | UNMMG - TRUMAN ST. CLINIC | 2012-12-07 | USD |  | Active | UNIVERSITY NEW MEXICO HOSPITAL
83694 | 1163176 | HILL-ROM INC | SURETEMP PLUS | SURETEMP PLUS | THERMOMETERS/ ELECTRONIC | found | found | 10050177 | 2012-12-10 | 2012-12-15 | 54080 | UNMMG - TRUMAN ST. CLINIC | 2012-12-07 | USD |  | Active | UNIVERSITY NEW MEXICO HOSPITAL
83149 | 1163210 | WELCH ALLYN INC | THERMOSCAN PRO 4000 | THERMOSCAN PRO 4000 | THERMOMETERS/ ELECTRONIC/ INFRARED/ EAR | 1036298 |  | 23611K00239 | 2012-12-04 | 2012-12-15 | 34130 | MILAGRO OP OB CLINIC | 2012-12-04 | USD | 182.41 | Active | UNIVERSITY NEW MEXICO HOSPITAL
67792 | 1144019 | ARMSTRONG MEDICAL INDUSTRIES INC | S-SCORT JR | S-SCORT JR | ASPIRATORS | found |  | AB02296 | 2016-12-01 | 2017-12-15 | 70060 | FIXED WING TRANSPORT | 2012-12-04 | USD |  | Active | UNIVERSITY NEW MEXICO HOSPITAL
67793 | 1144020 | ARMSTRONG MEDICAL INDUSTRIES INC | S-SCORT JR | S-SCORT JR | ASPIRATORS | found |  | AB02242 | 2016-12-01 | 2017-12-15 | 70060 | FIXED WING TRANSPORT | 2012-12-04 | USD |  | Reactivated | UNIVERSITY NEW MEXICO HOSPITAL
68668 | 1144021 | ARMSTRONG MEDICAL INDUSTRIES INC | S-SCORT JR | S-SCORT JR | ASPIRATORS | found |  | AB02283 | 2016-12-01 | 2017-12-15 | 70060 | FIXED WING TRANSPORT | 2012-12-04 | USD |  | Active | UNIVERSITY NEW MEXICO HOSPITAL
83888 | 1163362 | NOT ASSIGNED | UV502 | UV502 | LIGHTS/ EXAMINATION |  |  | 5247081 | 2013-02-08 | 2013-02-15 | 54080 | UNMMG - TRUMAN ST. CLINIC | 2012-12-03 | USD |  | Active | UNIVERSITY NEW MEXICO HOSPITAL
83889 | 1163360 | NOT ASSIGNED | UV502 | UV502 | LIGHTS/ EXAMINATION |  |  | 5247080 | 2013-02-08 | 2013-02-15 | 54080 | UNMMG - TRUMAN ST. CLINIC | 2012-12-03 | USD |  | Active | UNIVERSITY NEW MEXICO HOSPITAL
67123 | 1004220 | NATIONAL DISPLAY SYSTEMS | WIDEVIEW | SC-WU23-A1511 | MONITORS/ VIDEO | FOUND NOT IN SYSTEM |  | 08-119748 |  | 2017-06-15 | 15000 | OPERATING ROOM | 2012-11-30 | USD |  | Reactivated | UNIVERSITY NEW MEXICO HOSPITAL
83723 | 1163190 | GE HEALTHCARE | DASH PORT 2 | DASH PORT 2 | MODULES/ DATA/ TRANSFER | 566213 |  | SE511128369GA | 2012-11-29 | 2012-11-15 | 21015 | ED-NORTH | 2012-11-29 | USD | 750 | Active | UNIVERSITY NEW MEXICO HOSPITAL
83713 | 1163183 | SKYTRON LLC | HERCULES (6701) | HERCULES (6701) | TABLES/ OPERATING | 1033712-0-cap |  | 6701-SUN-12J-1619 | 2017-06-20 | 2017-12-15 | 15000 | OPERATING ROOM | 2012-11-29 | USD |  | Active | UNIVERSITY NEW MEXICO HOSPITAL
83686 | 1163152 | ACCUMETRICS INC | VERIFY NOW | 86001 | ANALYZERS/ LABORATORY/ HEMATOLOGY/ PLATELET AGGREG | REPL ACN 82764 |  | 5610 | 2017-01-16 | 2018-01-15 | 75025 | RADIOLOGY - INTERVENTIONAL RAD | 2012-11-29 | USD | 0 | Active | UNIVERSITY NEW MEXICO HOSPITAL
83364 | 1163194 | EXERGEN CORP | TAT-5000 | TAT-5000 | THERMOMETERS/ ELECTRONIC/ INFRARED | REPL ACN 80276 |  | A303034 | 2012-12-27 | 2012-12-15 | 12360 | NEUROSCIENCE | 2012-11-29 | USD | 0 | Active | UNIVERSITY NEW MEXICO HOSPITAL
83362 | 1163192 | EXERGEN CORP | TAT-5000 | TAT-5000 | THERMOMETERS/ ELECTRONIC/ INFRARED | REPL ACN 82483 |  | A303048 | 2012-12-27 | 2012-12-15 | 12210 | CORONARY CARE SUBACUTE | 2012-11-29 | USD | 0 | Active | UNIVERSITY NEW MEXICO HOSPITAL
84818 | 1163484 | EXERGEN CORP | TAT-5000 | TAT-5000 | THERMOMETERS/ ELECTRONIC/ INFRARED | REPL ACN 82566 |  | A352105 | 2012-12-27 | 2012-12-15 | 12310 | ADULT ONCOLOGY MED/SURG | 2012-11-29 | USD | 0 | Active | UNIVERSITY NEW MEXICO HOSPITAL
83148 | 1163181 | 3M HEALTH CARE | 290 | 290 | INCUBATORS/ TEST TUBE | 1036123 |  | 238874 | 2012-12-03 | 2012-12-15 | 15005 | OPERATING ROOM - BBRP | 2012-11-28 | USD | 1998 | Active | UNIVERSITY NEW MEXICO HOSPITAL
83717 | 1163187 | SKYTRON LLC | HERCULES (6701) | HERCULES (6701) | TABLES/ OPERATING | 1033712-0-cap |  | 6701-SUN-12J-1618 | 2017-06-19 | 2017-12-15 | 15000 | OPERATING ROOM | 2012-11-28 | USD |  | Active | UNIVERSITY NEW MEXICO HOSPITAL
83716 | 1163186 | SKYTRON LLC | HERCULES (6701) | HERCULES (6701) | TABLES/ OPERATING | 1033712-0-cap |  | 6701-SUN-12J-1616 | 2017-06-13 | 2017-12-15 | 15000 | OPERATING ROOM | 2012-11-28 | USD |  | Active | UNIVERSITY NEW MEXICO HOSPITAL
83715 | 1163185 | SKYTRON LLC | HERCULES (6701) | HERCULES (6701) | TABLES/ OPERATING | 1033712-0-cap |  | 6701-SUN-12J-1606 | 2017-06-16 | 2017-12-15 | 15000 | OPERATING ROOM | 2012-11-28 | USD |  | Active | UNIVERSITY NEW MEXICO HOSPITAL
83714 | 1163184 | SKYTRON LLC | HERCULES (6701) | HERCULES (6701) | TABLES/ OPERATING | 1033712-0-cap |  | 6701-SUN-12J-1629 | 2017-06-19 | 2017-12-15 | 15000 | OPERATING ROOM | 2012-11-28 | USD |  | Active | UNIVERSITY NEW MEXICO HOSPITAL
83712 | 1163182 | SKYTRON LLC | HERCULES (6701) | HERCULES (6701) | TABLES/ OPERATING |  |  | 6701-SUN-12J-1611 | 2017-06-15 | 2017-12-15 | 15000 | OPERATING ROOM | 2012-11-28 | USD |  | Active | UNIVERSITY NEW MEXICO HOSPITAL
83360 | 1163150 | ZOLL MEDICAL CORP | X SERIES | X SERIES | DEFIBRILLATOR/ MONITOR/ PACEMAKERS | EMS3600002898 |  | AR12H001623 | 2016-12-07 | 2017-12-15 | 70060 | FIXED WING TRANSPORT | 2012-11-27 | USD |  | Active | UNIVERSITY NEW MEXICO HOSPITAL
82262 | 1096497 | CARDINAL HEALTH INC | XENON 300 | XENON 300 | LIGHT SOURCES | found |  | TY0672267 | 2017-06-07 | 2018-06-15 | 15000 | OPERATING ROOM | 2012-11-21 | USD | 0.01 | Active | UNIVERSITY NEW MEXICO HOSPITAL
83709 | 1162854 | SONOSITE INC | S-SERIES | 555330 | SCANNING SYSTEMS/ULTRASONIC/DIAGNOSTIC (DI) |  | REPLACN62673 | 03RFX5 | 2013-11-22 | 2013-11-15 | 15515 | OSIS ANESTHESIA | 2012-11-19 | USD | 0.01 | Active | UNIVERSITY NEW MEXICO HOSPITAL
83710 | 1162855 | SONOSITE INC | S-SERIES | 555330 | SCANNING SYSTEMS/ULTRASONIC/DIAGNOSTIC (DI) |  | REPLACN62673 | 03RFX4 | 2013-11-22 | 2013-11-15 | 15515 | OSIS ANESTHESIA | 2012-11-19 | USD | 0.01 | Active | UNIVERSITY NEW MEXICO HOSPITAL
83764 | 1163250 | FERNO-WASHINGTON INC | 500 | 500 | PROBES | no cost |  | 154242-266 | 2013-01-04 | 2013-01-15 | 12110 | NEUROSCIENCE ICU | 2012-11-16 | USD | 0.01 | Active | UNIVERSITY NEW MEXICO HOSPITAL
83765 | 1163251 | FERNO-WASHINGTON INC | 500 | 500 | PROBES | no cost |  | 106372-230 | 2013-01-04 | 2013-01-15 | 12110 | NEUROSCIENCE ICU | 2012-11-16 | USD | 0.01 | Active | UNIVERSITY NEW MEXICO HOSPITAL
83146 | 1162935 | TYCO HEALTHCARE GROUP | GENIUS II | GENIUS II | THERMOMETERS/ ELECTRONIC/ INFRARED/ EAR | REPL. ACN 73923 |  | N12582604 | 2012-12-03 | 2012-12-15 | 34315 | CLINICAL NEUROSCIENCE CENTER | 2012-11-16 | USD |  | Active | UNIVERSITY NEW MEXICO HOSPITAL
83147 | 1162936 | TYCO HEALTHCARE GROUP | GENIUS II | GENIUS II | THERMOMETERS/ ELECTRONIC/ INFRARED/ EAR | REPL. ACN 82617 |  | N12506549 | 2012-12-03 | 2012-12-15 | 12460 | PEDIATRIC ICU | 2012-11-16 | USD | 125 | Active | UNIVERSITY NEW MEXICO HOSPITAL
83664 | 1162961 | EXERGEN CORP | TAT-5000 | TAT-5000 | THERMOMETERS/ ELECTRONIC/ INFRARED | 1029904 |  | A310093 | 2012-11-15 | 2012-11-15 | 12120 | MEDICAL/CARDIAC ICU | 2012-11-15 | USD | 316 | Active | UNIVERSITY NEW MEXICO HOSPITAL
83663 | 1162960 | EXERGEN CORP | TAT-5000 | TAT-5000 | THERMOMETERS/ ELECTRONIC/ INFRARED | 1029904 |  | A307160 | 2012-11-15 | 2012-11-15 | 12120 | MEDICAL/CARDIAC ICU | 2012-11-15 | USD | 316 | Active | UNIVERSITY NEW MEXICO HOSPITAL
83662 | 1163142 | EXERGEN CORP | TAT-5000 | TAT-5000 | THERMOMETERS/ ELECTRONIC/ INFRARED | REPL ACN 80727 |  | A314300 | 2012-11-13 | 2012-11-15 | 12230 | GEN MED/SAC (4-W) | 2012-11-13 | USD | 0 | Active | UNIVERSITY NEW MEXICO HOSPITAL
83356 | 1163147 | CRITICARE SYSTEMS INC | COMFORT CUFF | COMFORT CUFF | MONITORS/ BEDSIDE/ BLOOD PRESSURE | UNM |  | 412721883 | 2017-01-19 | 2018-01-15 | 9026 | PEDIATRIC NEPHROLOGY (04) | 2012-11-12 | USD | 1995 | Active | UNIVERSITY NEW MEXICO HOSPITAL
83358 | 1163149 | TERUMO MEDICAL CORP | CDI 500 | CDI 500 | MONITORS/ BEDSIDE/ BLOOD GAS | 1034520 |  | 5956 | 2016-07-13 | 2017-06-15 | 15000 | OPERATING ROOM | 2012-11-09 | USD |  | Active | UNIVERSITY NEW MEXICO HOSPITAL
83357 | 1163148 | TERUMO MEDICAL CORP | CDI 500 | CDI 500 | MONITORS/ BEDSIDE/ BLOOD GAS | 1034520 |  | 5957 | 2017-06-30 | 2018-06-15 | 15000 | OPERATING ROOM | 2012-11-09 | USD | 0 | Active | UNIVERSITY NEW MEXICO HOSPITAL
83354 | 1163145 | VERATHON INC | BLADDERSCAN (BVI-9400) | BVI-9400 | SCANNING SYSTEMS/ULTRASONIC/DIAGNOSTIC (BIOMED) | 2000211-0-CAP |  | B4014943 | 2016-11-21 | 2017-11-15 | 12480 | CTH REHAB-ORTHO UNIT | 2012-11-08 | USD | 11050 | Active | UNIVERSITY NEW MEXICO HOSPITAL
83670 | 1163153 | NOT ASSIGNED | 3500CP-G | 3500CP-G | OXYGEN-AIR PROPORTIONERS | 1030880-0-CAP |  | 69480 | 2016-10-31 | 2017-11-15 | 15005 | OPERATING ROOM - BBRP | 2012-11-02 | USD |  | Active | UNIVERSITY NEW MEXICO HOSPITAL
83684 | 1163168 | SORIN GROUP | XVAC | 75307 | VACUUM PUMPS/ CENTRAL | 1034110 |  | BO21007E12 | 2016-10-26 | 2017-10-15 | 15000 | OPERATING ROOM | 2012-11-02 | USD |  | Active | UNIVERSITY NEW MEXICO HOSPITAL
83674 | 1163157 | SORIN BIOMEDICAL INC | S5 ROLLER PUMP 150 | S5 ROLLER PUMP 150 | PUMPS/ ROLLER | 1030880-0-CAP |  | 10E06889 | 2016-11-28 | 2017-11-15 | 15005 | OPERATING ROOM - BBRP | 2012-11-02 | USD |  | Active | UNIVERSITY NEW MEXICO HOSPITAL
83682 | 1163166 | SORIN GROUP | XVAC | 75307 | VACUUM PUMPS/ CENTRAL | 1034110 |  | BO21010E12 | 2016-10-26 | 2017-10-15 | 15000 | OPERATING ROOM | 2012-11-02 | USD |  | Active | UNIVERSITY NEW MEXICO HOSPITAL
83673 | 1163156 | SORIN BIOMEDICAL INC | S5 ROLLER PUMP 150 | S5 ROLLER PUMP 150 | PUMPS/ ROLLER | 1030880-0-CAP |  | 10E06888 | 2016-11-28 | 2017-11-15 | 15005 | OPERATING ROOM - BBRP | 2012-11-02 | USD |  | Active | UNIVERSITY NEW MEXICO HOSPITAL
83678 | 1163162 | SORIN GROUP | XVAC | 75307 | VACUUM PUMPS/ CENTRAL | 1034110 |  | BO21009E12 | 2016-10-26 | 2017-10-15 | 15000 | OPERATING ROOM | 2012-11-02 | USD |  | Active | UNIVERSITY NEW MEXICO HOSPITAL
83676 | 1163160 | SORIN GROUP | S5 Mast Roller Pump 150 | 10-88-00 | PUMPS/ ROLLER | 1030880-0-CAP |  | 10E00748 | 2016-11-28 | 2017-11-15 | 15005 | OPERATING ROOM - BBRP | 2012-11-02 | USD |  | Active | UNIVERSITY NEW MEXICO HOSPITAL
83680 | 1163164 | SORIN GROUP | XVAC | 75307 | VACUUM PUMPS/ CENTRAL | 1034110 |  | BO21008E12 | 2016-10-26 | 2017-10-15 | 15000 | OPERATING ROOM | 2012-11-02 | USD |  | Active | UNIVERSITY NEW MEXICO HOSPITAL
83687 | 1163159 | SORIN GROUP | S5 Mast Roller Pump 85 | 10-88-60 | PUMPS/ ROLLER | 1030880-0-CAP |  | 10E50764 | 2016-11-28 | 2017-11-15 | 15005 | OPERATING ROOM - BBRP | 2012-11-02 | USD |  | Active | UNIVERSITY NEW MEXICO HOSPITAL
83675 | 1163159 - Verify | SORIN GROUP | S5 Mast Roller Pump 85 | 10-88-60 | PUMPS/ ROLLER | 1030880-0-CAP |  | 10E50765 | 2016-11-28 | 2017-11-15 | 15005 | OPERATING ROOM - BBRP | 2012-11-02 | USD |  | Active | UNIVERSITY NEW MEXICO HOSPITAL
83681 | 1163165 | SORIN GROUP USA INC | XTRA | 75221 | AUTOTRANSFUSION UNITS/ BLOOD PROCESSING | 1034110 |  | BO21332L12 | 2016-10-26 | 2017-10-15 | 15000 | OPERATING ROOM | 2012-11-02 | USD |  | Active | UNIVERSITY NEW MEXICO HOSPITAL
83679 | 1163163 | SORIN GROUP USA INC | XTRA | 75221 | AUTOTRANSFUSION UNITS/ BLOOD PROCESSING | 1034110 |  | BO21328L12 | 2016-10-26 | 2017-10-15 | 15000 | OPERATING ROOM | 2012-11-02 | USD |  | Active | UNIVERSITY NEW MEXICO HOSPITAL
83677 | 1163161 | SORIN GROUP USA INC | XTRA | 75221 | AUTOTRANSFUSION UNITS/ BLOOD PROCESSING | 1034110 |  | BO21330L12 | 2016-10-26 | 2017-10-15 | 15000 | OPERATING ROOM | 2012-11-02 | USD |  | Active | UNIVERSITY NEW MEXICO HOSPITAL
83671 | 1163154 | SORIN BIOMEDICAL INC | S5 CONSOLE | S5 CONSOLE | CONTROLLERS | 1030880-0-CAP |  | 48E02363 | 2016-11-28 | 2015-11-15 | 15005 | OPERATING ROOM - BBRP | 2012-10-31 | USD |  | Active | UNIVERSITY NEW MEXICO HOSPITAL
83596 | 1163144 | GE HEALTHCARE | V100 | V100 | MONITORS/ BEDSIDE/ BLOOD PRESSURE | 1032196 |  | SH612360293SA | 2016-10-01 | 2017-10-15 | 34315 | CLINICAL NEUROSCIENCE CENTER | 2012-10-31 | USD | 2821 | Active | UNIVERSITY NEW MEXICO HOSPITAL
83423 | 1163104 | ERBE USA INC | VIO 300D | VIO 300D | ELECTROSURGICAL UNIT/ MONO/ BI-POLAR/ ARGON-ENHANCED |  |  | 11348462 | 2017-04-17 | 2018-04-15 | 70010 | DIGESTIVE DISEASE PROCEDURES | 2012-10-30 | USD |  | Active | UNIVERSITY NEW MEXICO HOSPITAL
80701 | 1096180 | MEDELA INC | SYMPHONY | SYMPHONY | PUMPS/ BREAST | 1029611 |  | 1371848 | 2017-07-11 | 2017-07-15 | 12110 | NEUROSCIENCE ICU | 2012-10-26 | USD | 1311.37 | Active | UNIVERSITY NEW MEXICO HOSPITAL
83669 | 1163115 | MEDFUSION INC | 3500 | 3500 | INFUSION PUMPS | P0115742(UNM) |  | M98227 | 2017-02-14 | 2018-02-15 | 12455 | NEWBORN ICU | 2012-10-18 | USD | 2645 | Active | UNIVERSITY NEW MEXICO HOSPITAL
83668 | 1163114 | MEDFUSION INC | 3500 | 3500 | INFUSION PUMPS | P0115742(UNM) |  | M98226 | 2017-02-14 | 2018-02-15 | 12455 | NEWBORN ICU | 2012-10-18 | USD | 2645 | Active | UNIVERSITY NEW MEXICO HOSPITAL
83667 | 1163113 | MEDFUSION INC | 3500 | 3500 | INFUSION PUMPS | P0115742(UNM) |  | M98225 | 2017-02-14 | 2018-02-15 | 12455 | NEWBORN ICU | 2012-10-18 | USD | 2645 | Reactivated | UNIVERSITY NEW MEXICO HOSPITAL
83672 | 1163155 | SORIN BIOMEDICAL INC | S5 ROLLER PUMP 150 | S5 ROLLER PUMP 150 | PUMPS/ ROLLER | 1030880-0-CAP |  | 10E06887 | 2016-11-28 | 2017-11-15 | 15005 | OPERATING ROOM - BBRP | 2012-10-15 | USD |  | Active | UNIVERSITY NEW MEXICO HOSPITAL
60796 | 1162893 | GETINGE USA INC | 5624 | 5624 | WARMING UNITS/ MULTIPURPOSE | found |  | L064124 | 2017-07-13 | 2018-07-15 | 21020 | PEDIATRIC EMERGENCY DEPARTMENT | 2012-10-15 | USD | 0.01 | Active | UNIVERSITY NEW MEXICO HOSPITAL
83069 | 1162449 | EXERGEN CORP | TAT-5000 | TAT-5000 | THERMOMETERS/ ELECTRONIC/ INFRARED | found |  | A297722 | 2013-04-04 | 2013-04-15 | 30115 | SE HEIGHTS CLINIC-SAN PABLO | 2012-10-15 | USD |  | Active | UNIVERSITY NEW MEXICO HOSPITAL
83607 | 1163067 | INTOXIMETERS | ALCO-SENSOR III | ALCO-SENSOR III | ANALYZERS/ POINT-OF-CARE/ BREATH/ ALCOHOL |  |  | 1210584 | 2016-10-27 | 2017-10-15 | 60640 | ASAP PRIMARY CARE CLINIC | 2012-10-12 | USD |  | Active | UNIVERSITY NEW MEXICO HOSPITAL
83659 | 1163135 | PHILIPS HEALTHCARE | M1116B | M1116B | MODULES/ RECORDERS | 581200 |  | 4227AB3374 | 2012-10-11 | 2017-06-15 | 75025 | RADIOLOGY - INTERVENTIONAL RAD | 2012-10-11 | USD | 1922.28 | Active | UNIVERSITY NEW MEXICO HOSPITAL
83660 | 1163136 | PHILIPS HEALTHCARE | M3001A | M3001A | MODULES/ MULTIPARAMETERS | 581200 |  | DE9070B1YB | 2017-01-11 | 2018-01-15 | 75025 | RADIOLOGY - INTERVENTIONAL RAD | 2012-10-11 | USD | 5022.28 | Active | UNIVERSITY NEW MEXICO HOSPITAL
83427 | 1162872 | PHILIPS HEALTHCARE | INTELLIVUE MP50 | M8004A | MONITORS/ BEDSIDE | 581200 |  | DE820A1467 | 2017-01-05 | 2018-01-15 | 75025 | RADIOLOGY - INTERVENTIONAL RAD | 2012-10-11 | USD | 20022.28 | Active | UNIVERSITY NEW MEXICO HOSPITAL
70692 | 1084465 | SSCOR INC | REF 2314 | REF 2314 | ASPIRATORS/ EMERGENCY | found |  | M14343 | 2016-10-07 | 2017-10-15 | 30115 | SE HEIGHTS CLINIC-SAN PABLO | 2012-10-10 | USD |  | Active | UNIVERSITY NEW MEXICO HOSPITAL
83649 | 1163129 | GAMBRO AB | WRO 300H | 107365 | WATER PURIFICATION SYSTEMS/ REVERSE OSMOSIS | 1024519 |  | 1301190 | 2016-09-01 | 2017-09-15 | 4362 | PEDIATRIC DIALYSIS | 2012-10-10 | USD | 14507.29 | Active | UNIVERSITY NEW MEXICO HOSPITAL
83648 | 1163128 | GAMBRO AB | WRO 300H | 107365 | WATER PURIFICATION SYSTEMS/ REVERSE OSMOSIS | 1024519 |  | 1300506 | 2016-09-27 | 2017-09-15 | 4362 | PEDIATRIC DIALYSIS | 2012-10-10 | USD | 14507.29 | Active | UNIVERSITY NEW MEXICO HOSPITAL
83651 | 1163131 | GAMBRO AB | WRO 300H | 107365 | WATER PURIFICATION SYSTEMS/ REVERSE OSMOSIS | 1023333 |  | 1301189 | 2016-09-14 | 2017-09-15 | 72040 | I/P HEMODIALYSIS | 2012-10-10 | USD | 14507.29 | Active | UNIVERSITY NEW MEXICO HOSPITAL
83650 | 1163130 | GAMBRO AB | WRO 300H | 107365 | WATER PURIFICATION SYSTEMS/ REVERSE OSMOSIS | 1023333 |  | 1301106 | 2016-09-21 | 2017-09-15 | 72040 | I/P HEMODIALYSIS | 2012-10-10 | USD | 14507.29 | Active | UNIVERSITY NEW MEXICO HOSPITAL
83652 | 1163132 | GAMBRO AB | WRO 300H | 107365 | WATER PURIFICATION SYSTEMS/ REVERSE OSMOSIS | 1023333 |  | 1300276 | 2016-09-21 | 2017-09-15 | 72040 | I/P HEMODIALYSIS | 2012-10-10 | USD | 14507.29 | Active | UNIVERSITY NEW MEXICO HOSPITAL
83646 | 1163126 | GAMBRO AB | WRO 300H | 107365 | WATER PURIFICATION SYSTEMS/ REVERSE OSMOSIS | 1023333 |  | 1301110 | 2016-09-01 | 2017-09-15 | 4362 | PEDIATRIC DIALYSIS | 2012-10-10 | USD | 14507.29 | Active | UNIVERSITY NEW MEXICO HOSPITAL
83647 | 1163127 | GAMBRO AB | WRO 300H | 107365 | WATER PURIFICATION SYSTEMS/ REVERSE OSMOSIS | 1023333 |  | 1301107 | 2016-09-20 | 2017-09-15 | 72040 | I/P HEMODIALYSIS | 2012-10-10 | USD | 14507.29 | Active | UNIVERSITY NEW MEXICO HOSPITAL
68362 | 1077661 | PARI RESPIRATORY EQUIPMENT INC | PRONEB ULTRA 2 | PRONEB ULTRA 2 | NEBULIZERS | found |  | AD08L27932 | 2016-10-06 | 2017-10-15 | 30115 | SE HEIGHTS CLINIC-SAN PABLO | 2012-10-10 | USD |  | Active | UNIVERSITY NEW MEXICO HOSPITAL
68361 | 1077660 | PARI RESPIRATORY EQUIPMENT INC | PRONEB ULTRA 2 | PRONEB ULTRA 2 | NEBULIZERS | found |  | AD09B18508 | 2016-10-27 | 2017-10-15 | 30115 | SE HEIGHTS CLINIC-SAN PABLO | 2012-10-10 | USD |  | Active | UNIVERSITY NEW MEXICO HOSPITAL
68107 | 1144637 | PARI RESPIRATORY EQUIPMENT INC | PRONEB ULTRA 2 | PRONEB ULTRA 2 | NEBULIZERS | found |  | AD08L27932 | 2016-10-06 | 2017-10-15 | 30115 | SE HEIGHTS CLINIC-SAN PABLO | 2012-10-10 | USD |  | Active | UNIVERSITY NEW MEXICO HOSPITAL
83658 | 1162959 | EXERGEN CORP | TAT-5000 | TAT-5000 | THERMOMETERS/ ELECTRONIC/ INFRARED | REPL ACN 67418 |  | A6694 | 2012-10-09 | 2012-10-15 | 12000 | LABOR AND DELIVERY | 2012-10-09 | USD | 0 | Active | UNIVERSITY NEW MEXICO HOSPITAL
83657 | 1162958 | EXERGEN CORP | TAT-5000 | TAT-5000 | THERMOMETERS/ ELECTRONIC/ INFRARED | REPL ACN 67417 |  | A3624 | 2012-10-09 | 2012-10-15 | 12000 | LABOR AND DELIVERY | 2012-10-09 | USD | 0 | Active | UNIVERSITY NEW MEXICO HOSPITAL
83656 | 1162957 | EXERGEN CORP | TAT-5000 | TAT-5000 | THERMOMETERS/ ELECTRONIC/ INFRARED | REPL ACN 70844 |  | A3821 | 2012-10-09 | 2012-10-15 | 12000 | LABOR AND DELIVERY | 2012-10-09 | USD | 0 | Active | UNIVERSITY NEW MEXICO HOSPITAL
| 1162956 | IVIVI Technologies, Inc. | ROMA3 | ROMA3 | STIMULATORS/ ELECTROMAGNETIC |  |  | RD791 | 2015-07-14 | 2016-07-15 | 12110 | NEUROSCIENCE ICU | 2012-10-08 | USD |  | Active | UNIVERSITY NEW MEXICO HOSPITAL
| 1162955 | IVIVI Technologies, Inc. | ROMA3 | ROMA3 | STIMULATORS/ ELECTROMAGNETIC |  |  | RD579 | 2017-07-11 | 2018-07-15 | 12110 | NEUROSCIENCE ICU | 2012-10-08 | USD |  | Active | UNIVERSITY NEW MEXICO HOSPITAL
83643 | 1163110 | WELCH ALLYN INC | SURETEMP | 679 | THERMOMETERS/ ELECTRONIC | 1028530 |  | 12390048 | 2012-10-05 | 2012-10-15 | 12420 | NEWBORN ICU | 2012-10-05 | USD | 166.89 | Active | UNIVERSITY NEW MEXICO HOSPITAL
83642 | 1163109 | WELCH ALLYN INC | SURETEMP | 679 | THERMOMETERS/ ELECTRONIC | 1028530 |  | 12390033 | 2012-10-05 | 2012-10-15 | 12420 | NEWBORN ICU | 2012-10-05 | USD | 166.89 | Active | UNIVERSITY NEW MEXICO HOSPITAL
83644 | 1163111 | WELCH ALLYN INC | SURETEMP | 679 | THERMOMETERS/ ELECTRONIC | 1028530 |  | 12390036 | 2012-10-05 | 2012-10-15 | 12420 | NEWBORN ICU | 2012-10-05 | USD | 166.89 | Active | UNIVERSITY NEW MEXICO HOSPITAL
83412 | 1163112 | SCIENTIFIC INDUSTRIES INC | VORTEX-GENIE 2 | G560 | MIXERS/ CLINICAL LABORATORY | RPL ACN55870 |  | 2-427157 | 2012-10-03 | 2012-10-15 | 75025 | RADIOLOGY - INTERVENTIONAL RAD | 2012-10-05 | USD |  | Active | UNIVERSITY NEW MEXICO HOSPITAL
83641 | 1163108 | 3M HEALTH CARE | BAIR HUGGER | 775 | WARMING UNITS/ PATIENT/ FORCED-AIR | 1026822 |  | 33252 | 2017-01-09 | 2017-07-15 | 75025 | RADIOLOGY - INTERVENTIONAL RAD | 2012-10-04 | USD | 1495 | Reactivated | UNIVERSITY NEW MEXICO HOSPITAL
83632 | 1163092 | TYCO HEALTHCARE GROUP | GENIUS II | GENIUS II | THERMOMETERS/ ELECTRONIC/ INFRARED/ EAR | 1027292 |  | N12532094 | 2012-10-04 | 2012-10-15 | 32050 | WESTSIDE FAMILY & SENIOR HLTH | 2012-10-04 | USD |  | Active | UNIVERSITY NEW MEXICO HOSPITAL
83633 | 1163093 | TYCO HEALTHCARE GROUP | GENIUS II | GENIUS II | THERMOMETERS/ ELECTRONIC/ INFRARED/ EAR | 1027292 |  | N12536654 | 2012-10-04 | 2012-10-15 | 32050 | WESTSIDE FAMILY & SENIOR HLTH | 2012-10-04 | USD |  | Active | UNIVERSITY NEW MEXICO HOSPITAL
83142 | 1162932 | ZOLL MEDICAL CORP | R-SERIES ALS | R-SERIES ALS | DEFIBRILLATOR/ MONITOR/ PACEMAKERS | 1016179 |  | AF12F022850 | 2016-08-03 | 2017-08-15 | 12230 | GEN MED/SAC (4-W) | 2012-10-04 | USD | 13381.33 | Active | UNIVERSITY NEW MEXICO HOSPITAL
83141 | 1162931 | ZOLL MEDICAL CORP | R-SERIES ALS | R-SERIES ALS | DEFIBRILLATOR/ MONITOR/ PACEMAKERS | 1016179 |  | AF12F022849 | 2016-08-03 | 2017-08-15 | 12230 | GEN MED/SAC (4-W) | 2012-10-04 | USD | 13381.33 | Active | UNIVERSITY NEW MEXICO HOSPITAL
83635 | 1163094 | GE HEALTHCARE | DINAMAP V100 | NBAA-AXAA-DR | MONITORS/ PHYSIOLOGIC/ VITAL SIGNS | 1026823 |  | SH612310487SA | 2016-10-01 | 2017-10-15 | 34315 | CLINICAL NEUROSCIENCE CENTER | 2012-10-03 | USD | 2060 | Active | UNIVERSITY NEW MEXICO HOSPITAL
83637 | 1163096 | TYCO HEALTHCARE GROUP | GENIUS II | GENIUS II | THERMOMETERS/ ELECTRONIC/ INFRARED/ EAR | 1030125 |  | N12520082 | 2012-10-25 | 2012-10-15 | 30030 | CTH OUTPATIENT CLINIC | 2012-10-03 | USD | 323.01 | Active | UNIVERSITY NEW MEXICO HOSPITAL
83640 | 1162403 | TYCO HEALTHCARE GROUP | GENIUS II | GENIUS II | THERMOMETERS/ ELECTRONIC/ INFRARED/ EAR | 1030125 |  | N12535998 | 2012-10-03 | 2012-10-15 | 30030 | CTH OUTPATIENT CLINIC | 2012-10-03 | USD | 323.01 | Active | UNIVERSITY NEW MEXICO HOSPITAL
83639 | 1163098 | TYCO HEALTHCARE GROUP | GENIUS II | GENIUS II | THERMOMETERS/ ELECTRONIC/ INFRARED/ EAR | 1030125 |  | N12523461 | 2012-10-03 | 2012-10-15 | 30030 | CTH OUTPATIENT CLINIC | 2012-10-03 | USD | 323.01 | Active | UNIVERSITY NEW MEXICO HOSPITAL
83638 | 1163097 | TYCO HEALTHCARE GROUP | GENIUS II | GENIUS II | THERMOMETERS/ ELECTRONIC/ INFRARED/ EAR | 1030125 |  | N12536007 | 2012-10-03 | 2012-10-15 | 30030 | CTH OUTPATIENT CLINIC | 2012-10-03 | USD | 323.01 | Active | UNIVERSITY NEW MEXICO HOSPITAL
83612 | 1163072 | PRECISION MEDICAL INC | PM3300 | PM3300 | REGULATORS/ SUCTION | 1008097 |  | 190199 | 2012-10-04 | 2012-10-15 | 12110 | NEUROSCIENCE ICU | 2012-10-02 | USD | 335 | Active | UNIVERSITY NEW MEXICO HOSPITAL
83620 | 1163080 | TYCO HEALTHCARE GROUP | GENIUS II | GENIUS II | THERMOMETERS/ ELECTRONIC/ INFRARED/ EAR | 1020246 |  | N12520085 | 2012-10-03 | 2012-10-15 | 12130 | TRAUMA/SURGICAL ICU | 2012-10-02 | USD | 242.26 | Active | UNIVERSITY NEW MEXICO HOSPITAL
83613 | 1163073 | PRECISION MEDICAL INC | PM3300 | PM3300 | REGULATORS/ SUCTION | 1008097 |  | 190208 | 2012-10-04 | 2012-10-15 | 12110 | NEUROSCIENCE ICU | 2012-10-02 | USD | 335 | Active | UNIVERSITY NEW MEXICO HOSPITAL
83619 | 1163079 | TYCO HEALTHCARE GROUP | GENIUS II | GENIUS II | THERMOMETERS/ ELECTRONIC/ INFRARED/ EAR | 1020246 |  | N12520260 | 2012-10-03 | 2012-10-15 | 12130 | TRAUMA/SURGICAL ICU | 2012-10-02 | USD | 242.26 | Active | UNIVERSITY NEW MEXICO HOSPITAL
83614 | 1163074 | PRECISION MEDICAL INC | PM3300 | PM3300 | REGULATORS/ SUCTION | 1008097 |  | 190204 | 2012-10-04 | 2012-10-15 | 12110 | NEUROSCIENCE ICU | 2012-10-02 | USD | 335 | Active | UNIVERSITY NEW MEXICO HOSPITAL
83621 | 1163081 | TYCO HEALTHCARE GROUP | GENIUS II | GENIUS II | THERMOMETERS/ ELECTRONIC/ INFRARED/ EAR | 1020244 |  | N12520084 | 2012-10-03 | 2012-10-15 | 12130 | TRAUMA/SURGICAL ICU | 2012-10-02 | USD | 242.26 | Active | UNIVERSITY NEW MEXICO HOSPITAL
83615 | 1163075 | PRECISION MEDICAL INC | PM3300 | PM3300 | REGULATORS/ SUCTION | 1008097 |  | 190206 | 2012-10-04 | 2012-10-15 | 12110 | NEUROSCIENCE ICU | 2012-10-02 | USD | 335 | Active | UNIVERSITY NEW MEXICO HOSPITAL
83622 | 1163082 | TYCO HEALTHCARE GROUP | GENIUS II | GENIUS II | THERMOMETERS/ ELECTRONIC/ INFRARED/ EAR | 1020244 |  | N12520128 | 2012-10-03 | 2012-10-15 | 12130 | TRAUMA/SURGICAL ICU | 2012-10-02 | USD | 242.26 | Active | UNIVERSITY NEW MEXICO HOSPITAL
83616 | 1163076 | PRECISION MEDICAL INC | PM3300 | PM3300 | REGULATORS/ SUCTION | 1008097 |  | 190205 | 2012-10-04 | 2012-10-15 | 12110 | NEUROSCIENCE ICU | 2012-10-02 | USD | 335 | Active | UNIVERSITY NEW MEXICO HOSPITAL
83617 | 1163077 | PRECISION MEDICAL INC | PM3300 | PM3300 | REGULATORS/ SUCTION | 1008097 |  | 190197 | 2012-10-04 | 2012-10-15 | 12110 | NEUROSCIENCE ICU | 2012-10-02 | USD | 335 | Active | UNIVERSITY NEW MEXICO HOSPITAL
83618 | 1163078 | PRECISION MEDICAL INC | PM3300 | PM3300 | REGULATORS/ SUCTION | 1008097 |  | 190207 | 2012-10-04 | 2012-10-15 | 12110 | NEUROSCIENCE ICU | 2012-10-02 | USD | 335 | Active | UNIVERSITY NEW MEXICO HOSPITAL
83626 | 1163086 | EXERGEN CORP | TAT-5000 | TAT-5000 | THERMOMETERS/ ELECTRONIC/ INFRARED | 1018887 |  | A295811 | 2012-10-03 | 2012-10-15 | 12430 | GENERAL PEDIATRICS UNIT | 2012-10-02 | USD | 316 | Active | UNIVERSITY NEW MEXICO HOSPITAL
83628 | 1163088 | EXERGEN CORP | TAT-5000 | TAT-5000 | THERMOMETERS/ ELECTRONIC/ INFRARED | 1018887 |  | A295068 | 2012-10-03 | 2012-10-15 | 12430 | GENERAL PEDIATRICS UNIT | 2012-10-02 | USD | 316 | Active | UNIVERSITY NEW MEXICO HOSPITAL
83629 | 1163089 | EXERGEN CORP | TAT-5000 | TAT-5000 | THERMOMETERS/ ELECTRONIC/ INFRARED | 1018887 |  | A296232 | 2012-10-03 | 2012-10-15 | 12430 | GENERAL PEDIATRICS UNIT | 2012-10-02 | USD | 316 | Active | UNIVERSITY NEW MEXICO HOSPITAL
83627 | 1163087 | EXERGEN CORP | TAT-5000 | TAT-5000 | THERMOMETERS/ ELECTRONIC/ INFRARED | 1018887 |  | A296248 | 2012-10-03 | 2012-10-15 | 12430 | GENERAL PEDIATRICS UNIT | 2012-10-02 | USD | 316 | Active | UNIVERSITY NEW MEXICO HOSPITAL
83630 | 1163090 | EXERGEN CORP | TAT-5000 | TAT-5000 | THERMOMETERS/ ELECTRONIC/ INFRARED | 1018887 |  | A295805 | 2012-10-03 | 2012-10-15 | 12430 | GENERAL PEDIATRICS UNIT | 2012-10-02 | USD | 316 | Active | UNIVERSITY NEW MEXICO HOSPITAL
83624 | 1163084 | NEURO TECHNOLOGY INC | MICROSTIM | MICROSTIM | STIMULATORS/ ELECTRICAL/ PERIPHERAL NERVE | 1011054 |  | EF120276 | 2012-10-02 | 2013-10-15 | 12130 | TRAUMA/SURGICAL ICU | 2012-10-02 | USD | 150 | Active | UNIVERSITY NEW MEXICO HOSPITAL
83708 | 54738885 | PHILIPS HEALTHCARE | CX50 INTEGRATED ULTRASOUND SYSTEM | 795074 | SCANNING SYSTEMS/ ULTRASONIC | 543695 | H 522905 | SG51202872 |  | 2013-03-15 | 75025 | RADIOLOGY - INTERVENTIONAL RAD | 2012-10-01 | USD | 63280 | Active | UNIVERSITY NEW MEXICO HOSPITAL
83606 | 1163066 | PHILIPS HEALTHCARE | NM3 | 7900 | MONITORS/ BEDSIDE/ RESPIRATION/ VENTILATION/APNEA | 1022499 |  | 168-01024 | 2016-10-11 | 2017-10-15 | 15005 | OPERATING ROOM - BBRP | 2012-09-27 | USD | 5590.2 | Active | UNIVERSITY NEW MEXICO HOSPITAL
84000 | 1084801 | B BRAUN MEDICAL INC | INFUSOMAT SPACE | 8713050U | INFUSION PUMPS | Donated | 495539 | 173956 | 2016-04-29 | 2018-03-15 | 34310 | CLINICAL-MIND IMAGING CENTER | 2012-09-21 | USD | 2286.63 | Reactivated | UNIVERSITY NEW MEXICO HOSPITAL
83603 | 1162740 | TYCO HEALTHCARE GROUP | GENIUS II | GENIUS II | THERMOMETERS/ ELECTRONIC/ INFRARED/ EAR | 102637 |  | 12532191 | 2012-09-20 | 2012-09-15 | 32025 | FAMILY PRACTICE CLINIC | 2012-09-20 | USD | 80 | Active | UNIVERSITY NEW MEXICO HOSPITAL
83421 | 1163102 | BELIMED AG | CS750 | CS750 | WASHERS/ CART | 1004117 |  | 16847 | 2016-09-01 | 2017-09-15 | 15010 | STERILE PROCESSING | 2012-09-20 | USD | 147949.02 | Active | UNIVERSITY NEW MEXICO HOSPITAL
83420 | 1163101 | BELIMED AG | WD290 | WD290 | WASHERS | 1008126 |  | 994031111041 | 2016-08-01 | 2017-08-15 | 15010 | STERILE PROCESSING | 2012-09-20 | USD | 72984.19 | Active | UNIVERSITY NEW MEXICO HOSPITAL
83419 | 1163100 | BELIMED AG | WD290 | WD290 | WASHERS | 1008126 |  | 994031111040 | 2016-07-01 | 2017-07-15 | 15010 | STERILE PROCESSING | 2012-09-20 | USD | 72984.19 | Active | UNIVERSITY NEW MEXICO HOSPITAL
83418 | 1163099 | BELIMED AG | WD290 | WD290 | WASHERS | 1008126 |  | 994031111039 | 2017-06-29 | 2018-06-15 | 15010 | STERILE PROCESSING | 2012-09-20 | USD | 72984.2 | Active | UNIVERSITY NEW MEXICO HOSPITAL
89082 | 1199461 | VITAL SIGNS INC | ENFLOW WARMER | 100 | WARMING UNITS/ BLOOD/SOLUTION | REPL ACN 83579 |  | 21211801 | 2017-06-29 | 2018-06-15 | 15055 | ANESTHESIA | 2012-09-15 | USD | 0 | Active | UNIVERSITY NEW MEXICO HOSPITAL
83583 | 1163058 | VITAL SIGNS INC | ENFLOW WARMER | 100 | WARMING UNITS/ BLOOD/SOLUTION | 1025452 |  | 20510598 | 2017-06-05 | 2018-06-15 | 15055 | ANESTHESIA | 2012-09-15 | USD | 0 | Active | UNIVERSITY NEW MEXICO HOSPITAL
83581 | 1163056 | VITAL SIGNS INC | ENFLOW WARMER | 100 | WARMING UNITS/ BLOOD/SOLUTION | 1025452 |  | 20510944 | 2017-06-03 | 2018-06-15 | 15055 | ANESTHESIA | 2012-09-15 | USD | 0 | Active | UNIVERSITY NEW MEXICO HOSPITAL
83578 | 1163053 | VITAL SIGNS INC | ENFLOW WARMER | 100 | WARMING UNITS/ BLOOD/SOLUTION | 1025452 |  | 20510937 | 2017-06-21 | 2018-06-15 | 15055 | ANESTHESIA | 2012-09-15 | USD | 0 | Active | UNIVERSITY NEW MEXICO HOSPITAL
83576 | 1163051 | VITAL SIGNS INC | ENFLOW WARMER | 100 | WARMING UNITS/ BLOOD/SOLUTION | 1025452 |  | 20510478 | 2017-06-06 | 2018-06-15 | 15055 | ANESTHESIA | 2012-09-15 | USD | 0 | Active | UNIVERSITY NEW MEXICO HOSPITAL
83573 | 1163048 | VITAL SIGNS INC | ENFLOW WARMER | 100 | WARMING UNITS/ BLOOD/SOLUTION | 1025452 |  | 20510943 | 2017-06-06 | 2018-06-15 | 15055 | ANESTHESIA | 2012-09-15 | USD | 0 | Active | UNIVERSITY NEW MEXICO HOSPITAL
83572 | 1163047 | VITAL SIGNS INC | ENFLOW WARMER | 100 | WARMING UNITS/ BLOOD/SOLUTION | 1025452 |  | 20510726 | 2017-06-03 | 2018-06-15 | 15055 | ANESTHESIA | 2012-09-15 | USD | 0 | Active | UNIVERSITY NEW MEXICO HOSPITAL
83571 | 1163046 | VITAL SIGNS INC | ENFLOW WARMER | 100 | WARMING UNITS/ BLOOD/SOLUTION | 1025452 |  | 20510580 | 2017-06-05 | 2018-06-15 | 15055 | ANESTHESIA | 2012-09-15 | USD | 0 | Active | UNIVERSITY NEW MEXICO HOSPITAL
83575 | 1163050 | VITAL SIGNS INC | ENFLOW WARMER | 100 | WARMING UNITS/ BLOOD/SOLUTION | 1025452 |  | 20510475 | 2017-06-06 | 2018-06-15 | 15055 | ANESTHESIA | 2012-09-15 | USD | 0 | Active | UNIVERSITY NEW MEXICO HOSPITAL
83567 | 1163042 | VITAL SIGNS INC | ENFLOW WARMER | 100 | WARMING UNITS/ BLOOD/SOLUTION | 1025452 |  | 20510312 | 2017-06-05 | 2018-06-15 | 15055 | ANESTHESIA | 2012-09-15 | USD | 0 | Active | UNIVERSITY NEW MEXICO HOSPITAL
83565 | 1163040 | VITAL SIGNS INC | ENFLOW WARMER | 100 | WARMING UNITS/ BLOOD/SOLUTION | 1025452 |  | 20510309 | 2017-06-06 | 2018-06-15 | 15055 | ANESTHESIA | 2012-09-15 | USD | 0 | Active | UNIVERSITY NEW MEXICO HOSPITAL
83562 | 1163037 | VITAL SIGNS INC | ENFLOW WARMER | 100 | WARMING UNITS/ BLOOD/SOLUTION | 1025452 |  | 20510936 | 2017-06-06 | 2018-06-15 | 15055 | ANESTHESIA | 2012-09-15 | USD | 0 | Active | UNIVERSITY NEW MEXICO HOSPITAL
83560 | 1163035 | VITAL SIGNS INC | ENFLOW WARMER | 100 | WARMING UNITS/ BLOOD/SOLUTION | 1025452 |  | 20510304 | 2015-06-17 | 2016-06-15 | 15055 | ANESTHESIA | 2012-09-15 | USD | 0 | Active | UNIVERSITY NEW MEXICO HOSPITAL
83559 | 1163034 | VITAL SIGNS INC | ENFLOW WARMER | 100 | WARMING UNITS/ BLOOD/SOLUTION | 1025452 |  | 20510305 | 2016-06-01 | 2017-06-15 | 15055 | ANESTHESIA | 2012-09-15 | USD | 0 | Active | UNIVERSITY NEW MEXICO HOSPITAL
83557 | 1163125 | VITAL SIGNS INC | ENFLOW WARMER | 100 | WARMING UNITS/ BLOOD/SOLUTION | 1025452 |  | 20510601 | 2017-06-03 | 2018-06-15 | 15055 | ANESTHESIA | 2012-09-15 | USD | 0 | Active | UNIVERSITY NEW MEXICO HOSPITAL
83550 | 1163026 | VITAL SIGNS INC | ENFLOW WARMER | 100 | WARMING UNITS/ BLOOD/SOLUTION | 1025452 |  | 20510087 | 2017-06-05 | 2018-06-15 | 15055 | ANESTHESIA | 2012-09-15 | USD | 0 | Active | UNIVERSITY NEW MEXICO HOSPITAL
83549 | 1163025 | VITAL SIGNS INC | ENFLOW WARMER | 100 | WARMING UNITS/ BLOOD/SOLUTION | 1025452 |  | 20510366 | 2017-06-03 | 2018-06-15 | 15055 | ANESTHESIA | 2012-09-15 | USD | 0 | Active | UNIVERSITY NEW MEXICO HOSPITAL
83545 | 1163021 | VITAL SIGNS INC | ENFLOW WARMER | 100 | WARMING UNITS/ BLOOD/SOLUTION | 1025452 |  | 20510729 | 2017-06-05 | 2018-06-15 | 15055 | ANESTHESIA | 2012-09-15 | USD | 0 | Active | UNIVERSITY NEW MEXICO HOSPITAL
83544 | 1163020 | VITAL SIGNS INC | ENFLOW WARMER | 100 | WARMING UNITS/ BLOOD/SOLUTION | 1025452 |  | 20510590 | 2015-06-30 | 2016-06-15 | 15055 | ANESTHESIA | 2012-09-15 | USD | 0 | Active | UNIVERSITY NEW MEXICO HOSPITAL
83541 | 1163017 | VITAL SIGNS INC | ENFLOW WARMER | 100 | WARMING UNITS/ BLOOD/SOLUTION | 1025452 |  | 20510476 | 2017-06-05 | 2018-06-15 | 15055 | ANESTHESIA | 2012-09-15 | USD | 0 | Active | UNIVERSITY NEW MEXICO HOSPITAL
83493 | 1162814 | VITAL SIGNS INC | ENFLOW WARMER | 100 | WARMING UNITS/ BLOOD/SOLUTION | 1025452 |  | 20510088 | 2016-06-02 | 2017-06-15 | 15055 | ANESTHESIA | 2012-09-15 | USD | 0 | Active | UNIVERSITY NEW MEXICO HOSPITAL
83602 | 1163063 | MAUNA KEA TECHNOLOGIES | CELLVIZIO | CELLVIZIO | ENDOSCOPES | 1026420 |  | MED-0171 | 2015-11-11 | 2012-10-15 | 70020 | ENDOSCOPY CENTER | 2012-09-10 | USD | 228246.74 | Active | UNIVERSITY NEW MEXICO HOSPITAL
83539 | 1163015 | VITAL SIGNS INC | ENFLOW CONTROLLER | 121 | WARMING UNITS/ BLOOD/SOLUTION |  |  | 10635344 | 2017-06-06 | 2018-06-15 | 15055 | ANESTHESIA | 2012-09-05 | USD |  | Active | UNIVERSITY NEW MEXICO HOSPITAL
83537 | 1163013 | VITAL SIGNS INC | ENFLOW CONTROLLER | 121 | WARMING UNITS/ BLOOD/SOLUTION |  |  | 10634507 | 2017-06-05 | 2018-06-15 | 15055 | ANESTHESIA | 2012-09-05 | USD |  | Active | UNIVERSITY NEW MEXICO HOSPITAL
83536 | 1163012 | VITAL SIGNS INC | ENFLOW CONTROLLER | 121 | WARMING UNITS/ BLOOD/SOLUTION |  |  | 10635346 | 2017-06-05 | 2018-06-15 | 15055 | ANESTHESIA | 2012-09-05 | USD |  | Active | UNIVERSITY NEW MEXICO HOSPITAL
83535 | 1163011 | VITAL SIGNS INC | ENFLOW CONTROLLER | 121 | WARMING UNITS/ BLOOD/SOLUTION |  |  | 10737437 | 2017-06-05 | 2018-06-15 | 15055 | ANESTHESIA | 2012-09-05 | USD |  | Active | UNIVERSITY NEW MEXICO HOSPITAL
83534 | 1163010 | VITAL SIGNS INC | ENFLOW CONTROLLER | 121 | WARMING UNITS/ BLOOD/SOLUTION |  |  | 10635381 | 2017-06-29 | 2018-06-15 | 15055 | ANESTHESIA | 2012-09-05 | USD |  | Active | UNIVERSITY NEW MEXICO HOSPITAL
83530 | 1163006 | VITAL SIGNS INC | ENFLOW CONTROLLER | 121 | WARMING UNITS/ BLOOD/SOLUTION |  |  | 10737483 | 2017-06-21 | 2018-06-15 | 15055 | ANESTHESIA | 2012-09-05 | USD |  | Active | UNIVERSITY NEW MEXICO HOSPITAL
83529 | 1163005 | VITAL SIGNS INC | ENFLOW CONTROLLER | 121 | WARMING UNITS/ BLOOD/SOLUTION |  |  | 10633456 | 2017-06-03 | 2018-06-15 | 15055 | ANESTHESIA | 2012-09-05 | USD |  | Active | UNIVERSITY NEW MEXICO HOSPITAL
83531 | 1163007 | VITAL SIGNS INC | ENFLOW CONTROLLER | 121 | WARMING UNITS/ BLOOD/SOLUTION |  |  | 10634222 | 2017-06-03 | 2018-06-15 | 15055 | ANESTHESIA | 2012-09-05 | USD |  | Active | UNIVERSITY NEW MEXICO HOSPITAL
83528 | 1163004 | VITAL SIGNS INC | ENFLOW CONTROLLER | 121 | WARMING UNITS/ BLOOD/SOLUTION |  |  | 10736767 | 2017-06-05 | 2018-06-15 | 15055 | ANESTHESIA | 2012-09-05 | USD |  | Active | UNIVERSITY NEW MEXICO HOSPITAL
83527 | 1163003 | VITAL SIGNS INC | ENFLOW CONTROLLER | 121 | WARMING UNITS/ BLOOD/SOLUTION |  |  | 10634552 | 2016-06-02 | 2017-06-15 | 15055 | ANESTHESIA | 2012-09-05 | USD |  | Active | UNIVERSITY NEW MEXICO HOSPITAL
83526 | 1163002 | VITAL SIGNS INC | ENFLOW CONTROLLER | 121 | WARMING UNITS/ BLOOD/SOLUTION |  |  | 10635225 | 2017-06-05 | 2018-06-15 | 15055 | ANESTHESIA | 2012-09-05 | USD |  | Active | UNIVERSITY NEW MEXICO HOSPITAL
83525 | 1163001 | VITAL SIGNS INC | ENFLOW CONTROLLER | 121 | WARMING UNITS/ BLOOD/SOLUTION |  |  | 10635138 | 2017-06-03 | 2018-06-15 | 15055 | ANESTHESIA | 2012-09-05 | USD |  | Reactivated | UNIVERSITY NEW MEXICO HOSPITAL
83524 | 1163000 | VITAL SIGNS INC | ENFLOW CONTROLLER | 121 | WARMING UNITS/ BLOOD/SOLUTION |  |  | 10635948 | 2017-06-06 | 2018-06-15 | 15055 | ANESTHESIA | 2012-09-05 | USD |  | Active | UNIVERSITY NEW MEXICO HOSPITAL
83521 | 1162997 | VITAL SIGNS INC | ENFLOW CONTROLLER | 121 | WARMING UNITS/ BLOOD/SOLUTION |  |  | 10736350 | 2017-06-29 | 2018-06-15 | 15055 | ANESTHESIA | 2012-09-05 | USD |  | Active | UNIVERSITY NEW MEXICO HOSPITAL
83520 | 1162996 | VITAL SIGNS INC | ENFLOW CONTROLLER | 121 | WARMING UNITS/ BLOOD/SOLUTION |  |  | 10737257 | 2017-06-03 | 2018-06-15 | 15055 | ANESTHESIA | 2012-09-05 | USD |  | Active | UNIVERSITY NEW MEXICO HOSPITAL
83519 | 1162995 | VITAL SIGNS INC | ENFLOW CONTROLLER | 121 | WARMING UNITS/ BLOOD/SOLUTION |  |  | 10634251 | 2017-06-03 | 2018-06-15 | 15055 | ANESTHESIA | 2012-09-05 | USD |  | Reactivated | UNIVERSITY NEW MEXICO HOSPITAL
83518 | 1162994 | VITAL SIGNS INC | ENFLOW CONTROLLER | 121 | WARMING UNITS/ BLOOD/SOLUTION |  |  | 10736614 | 2016-06-14 | 2017-06-15 | 15055 | ANESTHESIA | 2012-09-05 | USD |  | Reactivated | UNIVERSITY NEW MEXICO HOSPITAL
83522 | 1162998 | VITAL SIGNS INC | ENFLOW CONTROLLER | 121 | WARMING UNITS/ BLOOD/SOLUTION |  |  | 10736929 | 2017-06-05 | 2018-06-15 | 15055 | ANESTHESIA | 2012-09-05 | USD |  | Active | UNIVERSITY NEW MEXICO HOSPITAL
83517 | 1162993 | VITAL SIGNS INC | ENFLOW CONTROLLER | 121 | WARMING UNITS/ BLOOD/SOLUTION |  |  | 10634447 | 2017-06-05 | 2018-06-15 | 15055 | ANESTHESIA | 2012-09-05 | USD |  | Active | UNIVERSITY NEW MEXICO HOSPITAL
83516 | 1162992 | VITAL SIGNS INC | ENFLOW CONTROLLER | 121 | WARMING UNITS/ BLOOD/SOLUTION |  |  | 10736364 | 2017-06-03 | 2018-06-15 | 15055 | ANESTHESIA | 2012-09-05 | USD |  | Active | UNIVERSITY NEW MEXICO HOSPITAL
83515 | 1162990 | VITAL SIGNS INC | ENFLOW CONTROLLER | 121 | WARMING UNITS/ BLOOD/SOLUTION |  |  | 10634270 | 2017-06-22 | 2018-06-15 | 15055 | ANESTHESIA | 2012-09-05 | USD |  | Active | UNIVERSITY NEW MEXICO HOSPITAL
83514 | 1162989 | VITAL SIGNS INC | ENFLOW CONTROLLER | 121 | WARMING UNITS/ BLOOD/SOLUTION |  |  | 10634788 | 2017-06-28 | 2018-06-15 | 15055 | ANESTHESIA | 2012-09-05 | USD |  | Active | UNIVERSITY NEW MEXICO HOSPITAL
83513 | 1162988 | VITAL SIGNS INC | ENFLOW CONTROLLER | 121 | WARMING UNITS/ BLOOD/SOLUTION |  |  | 10736739 | 2017-06-29 | 2018-06-15 | 15055 | ANESTHESIA | 2012-09-05 | USD |  | Active | UNIVERSITY NEW MEXICO HOSPITAL
83512 | 1162882 | VITAL SIGNS INC | ENFLOW CONTROLLER | 121 | WARMING UNITS/ BLOOD/SOLUTION |  |  | 10635134 | 2017-06-06 | 2018-06-15 | 15055 | ANESTHESIA | 2012-09-05 | USD |  | Active | UNIVERSITY NEW MEXICO HOSPITAL
83510 | 1162880 | VITAL SIGNS INC | ENFLOW CONTROLLER | 121 | WARMING UNITS/ BLOOD/SOLUTION |  |  | 10635026 | 2017-06-03 | 2018-06-15 | 15055 | ANESTHESIA | 2012-09-05 | USD |  | Active | UNIVERSITY NEW MEXICO HOSPITAL
83506 | 1162826 | VITAL SIGNS INC | ENFLOW CONTROLLER | 121 | WARMING UNITS/ BLOOD/SOLUTION |  |  | 10636129 | 2017-06-21 | 2018-06-15 | 15055 | ANESTHESIA | 2012-09-05 | USD |  | Reactivated | UNIVERSITY NEW MEXICO HOSPITAL
83505 | 1162825 | VITAL SIGNS INC | ENFLOW CONTROLLER | 121 | WARMING UNITS/ BLOOD/SOLUTION |  |  | 10736435 | 2017-06-03 | 2018-06-15 | 15055 | ANESTHESIA | 2012-09-05 | USD |  | Active | UNIVERSITY NEW MEXICO HOSPITAL
83504 | 1162824 | VITAL SIGNS INC | ENFLOW CONTROLLER | 121 | WARMING UNITS/ BLOOD/SOLUTION |  |  | 31031689 | 2017-06-03 | 2018-06-15 | 15055 | ANESTHESIA | 2012-09-05 | USD |  | Active | UNIVERSITY NEW MEXICO HOSPITAL
83503 | 1162823 | VITAL SIGNS INC | ENFLOW CONTROLLER | 121 | WARMING UNITS/ BLOOD/SOLUTION |  |  | 10636067 | 2017-06-30 | 2018-06-15 | 15055 | ANESTHESIA | 2012-09-05 | USD |  | Active | UNIVERSITY NEW MEXICO HOSPITAL
83501 | 1162822 | VITAL SIGNS INC | ENFLOW CONTROLLER | 121 | WARMING UNITS/ BLOOD/SOLUTION |  |  | 10737438 | 2017-06-03 | 2018-06-15 | 15055 | ANESTHESIA | 2012-09-05 | USD |  | Active | UNIVERSITY NEW MEXICO HOSPITAL
83500 | 1162821 | VITAL SIGNS INC | ENFLOW CONTROLLER | 121 | WARMING UNITS/ BLOOD/SOLUTION |  |  | 10634354 | 2017-06-06 | 2018-06-15 | 15055 | ANESTHESIA | 2012-09-05 | USD |  | Active | UNIVERSITY NEW MEXICO HOSPITAL
83499 | 1162820 | VITAL SIGNS INC | ENFLOW CONTROLLER | 121 | WARMING UNITS/ BLOOD/SOLUTION |  |  | 10737809 | 2017-06-05 | 2018-06-15 | 15055 | ANESTHESIA | 2012-09-05 | USD |  | Active | UNIVERSITY NEW MEXICO HOSPITAL
83497 | 1162818 | VITAL SIGNS INC | ENFLOW CONTROLLER | 121 | WARMING UNITS/ BLOOD/SOLUTION |  |  | 10634608 | 2017-06-03 | 2018-06-15 | 15055 | ANESTHESIA | 2012-09-05 | USD |  | Active | UNIVERSITY NEW MEXICO HOSPITAL
83496 | 1162817 | VITAL SIGNS INC | ENFLOW CONTROLLER | 121 | WARMING UNITS/ BLOOD/SOLUTION |  |  | 10736433 | 2017-06-05 | 2018-06-15 | 15055 | ANESTHESIA | 2012-09-05 | USD |  | Active | UNIVERSITY NEW MEXICO HOSPITAL
83494 | 1162815 | VITAL SIGNS INC | ENFLOW CONTROLLER | 121 | WARMING UNITS/ BLOOD/SOLUTION |  |  | 10634699 | 2017-06-06 | 2018-06-15 | 15055 | ANESTHESIA | 2012-09-05 | USD |  | Active | UNIVERSITY NEW MEXICO HOSPITAL
83480 | 1162973 | GE HEALTHCARE | CIC PRO | CIC PRO | MONITORS/ CENTRAL STATION | 556012 |  | SDY11077881GA | 2016-10-11 | 2017-10-15 | 12340 | SURGICAL SPECIALITY UNIT (4-S) | 2012-09-03 | USD | 6212.5 | Active | UNIVERSITY NEW MEXICO HOSPITAL
80694 | 1096173 | EXERGEN CORP | TAT-5000 | TAT-5000 | THERMOMETERS/ ELECTRONIC/ INFRARED | 1015038 |  | 291141 | 2012-08-31 | 2012-08-15 | 12360 | NEUROSCIENCE | 2012-08-31 | USD |  | Active | UNIVERSITY NEW MEXICO HOSPITAL
80695 | 1096174 | EXERGEN CORP | TAT-5000 | TAT-5000 | THERMOMETERS/ ELECTRONIC/ INFRARED | 1015038 |  | 291634 | 2012-08-31 | 2012-08-15 | 12360 | NEUROSCIENCE | 2012-08-31 | USD |  | Active | UNIVERSITY NEW MEXICO HOSPITAL
83502 | 1162991 | MEDICAL RESOURCES INC | ENCBWDD302472GD | ENCBWDD302472GD | WARMING UNITS/ BLANKET | 1026234 |  | 20125108 | 2017-04-01 | 2017-10-15 | 70020 | ENDOSCOPY CENTER | 2012-08-31 | USD | 7466 | Active | UNIVERSITY NEW MEXICO HOSPITAL
83472 | 1162950 | GAMBRO AB | PHOENIX | PHOENIX | HEMODIALYSIS UNITS | 1024596 |  | PH27191 | 2016-08-01 | 2017-08-15 | 4362 | PEDIATRIC DIALYSIS | 2012-08-29 | USD | 12696.88 | Active | UNIVERSITY NEW MEXICO HOSPITAL
83471 | 1162949 | GAMBRO AB | PHOENIX | PHOENIX | HEMODIALYSIS UNITS | 1024596 |  | PH27188 | 2016-07-25 | 2017-07-15 | 4362 | PEDIATRIC DIALYSIS | 2012-08-29 | USD | 12696.88 | Active | UNIVERSITY NEW MEXICO HOSPITAL
83470 | 1162948 | GAMBRO AB | PHOENIX | PHOENIX | HEMODIALYSIS UNITS | 1024596 |  | PH27190 | 2017-06-20 | 2018-06-15 | 4362 | PEDIATRIC DIALYSIS | 2012-08-29 | USD | 12696.88 | Active | UNIVERSITY NEW MEXICO HOSPITAL
83469 | 1162947 | GAMBRO AB | PHOENIX | PHOENIX | HEMODIALYSIS UNITS | 1024596 |  | PH27189 | 2016-08-19 | 2017-08-15 | 4362 | PEDIATRIC DIALYSIS | 2012-08-29 | USD | 12696.88 | Active | UNIVERSITY NEW MEXICO HOSPITAL
83461 | 1162939 | GAMBRO AB | PHOENIX | PHOENIX | HEMODIALYSIS UNITS | 1024595 |  | PH27686 | 2017-06-01 | 2018-06-15 | 72040 | I/P HEMODIALYSIS | 2012-08-29 | USD | 12696.88 | Active | UNIVERSITY NEW MEXICO HOSPITAL
83465 | 1162943 | GAMBRO AB | PHOENIX | PHOENIX | HEMODIALYSIS UNITS | 1024595 |  | PH27673 | 2017-07-20 | 2018-07-15 | 72040 | I/P HEMODIALYSIS | 2012-08-29 | USD | 12696.88 | Active | UNIVERSITY NEW MEXICO HOSPITAL
83467 | 1162945 | GAMBRO AB | PHOENIX | PHOENIX | HEMODIALYSIS UNITS | 1024595 |  | PH27655 | 2016-08-24 | 2017-08-15 | 72040 | I/P HEMODIALYSIS | 2012-08-29 | USD | 12696.88 | Active | UNIVERSITY NEW MEXICO HOSPITAL
83462 | 1162940 | GAMBRO AB | PHOENIX | PHOENIX | HEMODIALYSIS UNITS | 1024595 |  | PH27930 | 2017-07-21 | 2018-07-15 | 72040 | I/P HEMODIALYSIS | 2012-08-29 | USD | 12696.88 | Active | UNIVERSITY NEW MEXICO HOSPITAL
83466 | 1162944 | GAMBRO AB | PHOENIX | PHOENIX | HEMODIALYSIS UNITS | 1024595 |  | PH27928 | 2017-07-07 | 2018-07-15 | 72040 | I/P HEMODIALYSIS | 2012-08-29 | USD | 12696.88 | Active | UNIVERSITY NEW MEXICO HOSPITAL
83464 | 1162942 | GAMBRO AB | PHOENIX | PHOENIX | HEMODIALYSIS UNITS | 1024595 |  | PH27192 | 2017-06-28 | 2018-06-15 | 72040 | I/P HEMODIALYSIS | 2012-08-29 | USD | 12696.88 | Active | UNIVERSITY NEW MEXICO HOSPITAL
83463 | 1162941 | GAMBRO AB | PHOENIX | PHOENIX | HEMODIALYSIS UNITS | 1024595 |  | PH27927 | 2017-06-23 | 2018-06-15 | 72040 | I/P HEMODIALYSIS | 2012-08-29 | USD | 12696.88 | Active | UNIVERSITY NEW MEXICO HOSPITAL
83468 | 1162946 | GAMBRO AB | PHOENIX | PHOENIX | HEMODIALYSIS UNITS | 1024595 |  | PH27929 | 2016-08-01 | 2017-08-15 | 4362 | PEDIATRIC DIALYSIS | 2012-08-29 | USD | 12696.88 | Active | UNIVERSITY NEW MEXICO HOSPITAL
83486 | 1162979 | EXERGEN CORP | TAT-5000 | TAT-5000 | THERMOMETERS/ ELECTRONIC/ INFRARED | REPL73315 |  | A307612 | 2012-08-29 | 2012-08-15 | 12320 | GENERAL MEDICINE (5-W) | 2012-08-29 | USD |  | Active | UNIVERSITY NEW MEXICO HOSPITAL
83482 | 1162975 | EXERGEN CORP | TAT-5000 | TAT-5000 | THERMOMETERS/ ELECTRONIC/ INFRARED | REPL68523 |  | A306121 | 2012-08-29 | 2012-08-15 | 12120 | MEDICAL/CARDIAC ICU | 2012-08-29 | USD |  | Active | UNIVERSITY NEW MEXICO HOSPITAL
83989 | 1096169 | EXERGEN CORP | TAT-5000 | TAT-5000 | THERMOMETERS/ ELECTRONIC/ INFRARED | 2000167 |  | 302728 | 2012-08-29 | 2012-08-15 | 12460 | PEDIATRIC ICU | 2012-08-29 | USD | 316 | Active | UNIVERSITY NEW MEXICO HOSPITAL
83991 | 1096171 | EXERGEN CORP | TAT-5000 | TAT-5000 | THERMOMETERS/ ELECTRONIC/ INFRARED | 2000167 |  | 304062 | 2012-08-29 | 2012-08-15 | 12460 | PEDIATRIC ICU | 2012-08-29 | USD | 316 | Active | UNIVERSITY NEW MEXICO HOSPITAL
83990 | 1096170 | EXERGEN CORP | TAT-5000 | TAT-5000 | THERMOMETERS/ ELECTRONIC/ INFRARED | 2000167 |  | 304061 | 2012-08-29 | 2012-08-15 | 12460 | PEDIATRIC ICU | 2012-08-29 | USD | 316 | Active | UNIVERSITY NEW MEXICO HOSPITAL
82495 | 1162903 | EXERGEN CORP | TAT-5000 | TAT-5000 | THERMOMETERS/ ELECTRONIC/ INFRARED | REPL ACN 67736 |  | A302409 | 2012-10-22 | 2012-10-15 | 12340 | SURGICAL SPECIALITY UNIT (4-S) | 2012-08-24 | USD |  | Active | UNIVERSITY NEW MEXICO HOSPITAL
82496 | 1162902 | EXERGEN CORP | TAT-5000 | TAT-5000 | THERMOMETERS/ ELECTRONIC/ INFRARED |  |  | A304264 | 2012-10-22 | 2012-10-15 | 12340 | SURGICAL SPECIALITY UNIT (4-S) | 2012-08-24 | USD |  | Active | UNIVERSITY NEW MEXICO HOSPITAL
82500 | 1162907 | TYCO HEALTHCARE GROUP | GENIUS II | GENIUS II | THERMOMETERS/ ELECTRONIC/ INFRARED/ EAR | REPL ACN 82619 |  | N12530588 | 2012-10-22 | 2012-10-15 | 12460 | PEDIATRIC ICU | 2012-08-24 | USD |  | Active | UNIVERSITY NEW MEXICO HOSPITAL
82499 | 1162906 | TYCO HEALTHCARE GROUP | GENIUS II | GENIUS II | THERMOMETERS/ ELECTRONIC/ INFRARED/ EAR | REPL ACN 82618 |  | N12530593 | 2012-10-22 | 2012-10-15 | 12460 | PEDIATRIC ICU | 2012-08-24 | USD |  | Active | UNIVERSITY NEW MEXICO HOSPITAL
82498 | 1162905 | TYCO HEALTHCARE GROUP | GENIUS II | GENIUS II | THERMOMETERS/ ELECTRONIC/ INFRARED/ EAR | REPL ACN 82482 |  | N12530589 | 2012-10-22 | 2012-10-15 | 12340 | SURGICAL SPECIALITY UNIT (4-S) | 2012-08-24 | USD |  | Active | UNIVERSITY NEW MEXICO HOSPITAL
83473 | 1162908 | TYCO HEALTHCARE GROUP | GENIUS II | GENIUS II | THERMOMETERS/ ELECTRONIC/ INFRARED/ EAR | REPL ACN 82545 |  | N12530621 | 2012-10-22 | 2012-10-15 | 34315 | CLINICAL NEUROSCIENCE CENTER | 2012-08-24 | USD |  | Active | UNIVERSITY NEW MEXICO HOSPITAL
83459 | 56898420 | PHILIPS HEALTHCARE | CX50 Cardiac/ShS Ultrasound System | 795076 | SCANNING SYSTEMS/ ULTRASONIC/ PORTABLE | 1019666 |  | SG61203137 | 2013-08-21 | 2013-08-15 | 15055 | ANESTHESIA | 2012-08-22 | USD | 98053.97 | Active | UNIVERSITY NEW MEXICO HOSPITAL
83460 | 56898390 | PHILIPS HEALTHCARE | CX50 Cardiac/ShS Ultrasound System | 795076 | SCANNING SYSTEMS/ ULTRASONIC/ PORTABLE | 1019666 |  | SG71203190 | 2013-08-21 | 2013-08-15 | 15000 | OPERATING ROOM | 2012-08-22 | USD | 98053.97 | Active | UNIVERSITY NEW MEXICO HOSPITAL
82300 | 1162863 | RESPIRONICS INC | BILICHECK | BILICHECK | BATTERY CHARGERS | 1020243 |  | 02973 | 2012-10-22 | 2012-10-15 | 12520 | MOTHER & BABY UNIT (3-E) BBRP | 2012-08-08 | USD | 0.01 | Active | UNIVERSITY NEW MEXICO HOSPITAL
83139 | 1162929 | EPPENDORF NORTH AMERICA INC | 5702R | 5702R | CENTRIFUGES/ TABLETOP/ LOW-SPEED/ REFRIGERATED | 0111628 |  | 5703A0110123 | 2017-01-31 | 2017-07-15 | 9025 | CLINICAL AND TRANSLATIONAL SCIENCE CENTER (07) | 2012-08-07 | USD | 4971 | Active | UNIVERSITY NEW MEXICO HOSPITAL
83060 | 1096986 | RENNCO INC | LS18D | LS18D | PACKAGE SEALERS | 1023448 |  | 612-181-6223 | 2012-10-02 | 2013-01-15 | 15010 | STERILE PROCESSING | 2012-08-07 | USD | 1365 | Active | UNIVERSITY NEW MEXICO HOSPITAL
83135 | 1162131 | TYCO HEALTHCARE GROUP | GENIUS II | GENIUS II | THERMOMETERS/ ELECTRONIC/ INFRARED/ EAR | 0110856 |  | N10525478 | 2012-10-02 | 2012-10-15 |  | ZZ OLD CRTC DO NOT USE | 2012-08-07 | USD | 309.48 | Active | UNIVERSITY NEW MEXICO HOSPITAL
83136 | 1162132 | TYCO HEALTHCARE GROUP | GENIUS II | GENIUS II | THERMOMETERS/ ELECTRONIC/ INFRARED/ EAR | 0110856 |  | N10525353 | 2012-10-02 | 2012-10-15 |  | ZZ OLD CRTC DO NOT USE | 2012-08-07 | USD | 309.48 | Active | UNIVERSITY NEW MEXICO HOSPITAL
83137 | 1162133 | TYCO HEALTHCARE GROUP | GENIUS II | GENIUS II | THERMOMETERS/ ELECTRONIC/ INFRARED/ EAR | 0110856 |  | N10525355 | 2012-10-02 | 2012-10-15 |  | ZZ OLD CRTC DO NOT USE | 2012-08-07 | USD | 309.48 | Active | UNIVERSITY NEW MEXICO HOSPITAL
83138 | 1162134 | TYCO HEALTHCARE GROUP | GENIUS II | GENIUS II | THERMOMETERS/ ELECTRONIC/ INFRARED/ EAR | 0110856 |  | N10525476 | 2012-10-02 | 2012-10-15 |  | ZZ OLD CRTC DO NOT USE | 2012-08-07 | USD | 309.48 | Active | UNIVERSITY NEW MEXICO HOSPITAL
83140 | 1162930 | TYCO HEALTHCARE GROUP | GENIUS II | GENIUS II | THERMOMETERS/ ELECTRONIC/ INFRARED/ EAR | 0110856 |  | N10525395 | 2012-10-02 | 2012-10-15 |  | ZZ OLD CRTC DO NOT USE | 2012-08-07 | USD | 309.48 | Active | UNIVERSITY NEW MEXICO HOSPITAL
83061 | 1162130 | TYCO HEALTHCARE GROUP | GENIUS II | GENIUS II | THERMOMETERS/ ELECTRONIC/ INFRARED/ EAR | 0110856 |  | N10525351 | 2012-10-02 | 2012-10-15 |  | ZZ OLD CRTC DO NOT USE | 2012-08-07 | USD | 309.48 | Active | UNIVERSITY NEW MEXICO HOSPITAL
82850 | 1096988 | WELCH ALLYN INC | SPOT VITAL SIGNS 420 | 42NTB | MONITORS/ BEDSIDE/ BLOOD PRESSURE | 0110856 |  | 201117229 | 2016-07-18 | 2017-07-15 |  | ZZ OLD CRTC DO NOT USE | 2012-08-07 | USD | 2307.48 | Active | UNIVERSITY NEW MEXICO HOSPITAL
82851 | 1162125 | WELCH ALLYN INC | SPOT VITAL SIGNS 420 | 42NTB | MONITORS/ BEDSIDE/ BLOOD PRESSURE | 0110856 |  | 201201252 | 2016-07-18 | 2017-07-15 | 9025 | CLINICAL AND TRANSLATIONAL SCIENCE CENTER (07) | 2012-08-07 | USD | 2307.48 | Active | UNIVERSITY NEW MEXICO HOSPITAL
83134 | 1162129 | WELCH ALLYN INC | SPOT VITAL SIGNS 420 | 42NTB | MONITORS/ BEDSIDE/ BLOOD PRESSURE | 0110856 |  | 201201445 | 2016-07-18 | 2017-07-15 |  | ZZ OLD CRTC DO NOT USE | 2012-08-07 | USD | 2307.48 | Active | UNIVERSITY NEW MEXICO HOSPITAL
82849 | 1096987 | WELCH ALLYN INC | SPOT VITAL SIGNS 420 | 42NTB | MONITORS/ BEDSIDE/ BLOOD PRESSURE | 0110856 |  | 201117230 | 2016-07-18 | 2017-07-15 |  | ZZ OLD CRTC DO NOT USE | 2012-08-07 | USD | 2307.48 | Active | UNIVERSITY NEW MEXICO HOSPITAL
83458 | 1162928 | DRAEGER MEDICAL INC | VAPOR 2000 SEVOFLURANE | VAPOR 2000 (M35170) | ANESTHESIA UNIT VAPORIZERS | REPLACE 80456 |  | ARYJ-1698 | 2017-01-06 | 2018-01-15 | 15055 | ANESTHESIA | 2012-08-06 | USD |  | Active | UNIVERSITY NEW MEXICO HOSPITAL
67302 | 1004547 | GE HEALTHCARE | TRAM (451N) | TRAM (451N) | MODULES/ MULTIPARAMETERS | FOUND NOT IN SYSTEM |  | SBB06432661GA | 2017-05-31 | 2018-05-15 | 15000 | OPERATING ROOM | 2012-08-02 | USD |  | Reactivated | UNIVERSITY NEW MEXICO HOSPITAL
82894 | 1162888 | SMITHS MEDICAL PM INC | CAPNOCHECK SLEEP | 9004-050 | CAPNOGRAPHS | 1016175 |  | 4023430 | 2016-02-01 | 2018-02-15 | 34015 | SLEEP DISORDERS CENTER 1101-2 | 2012-07-25 | USD | 4187.33 | Active | UNIVERSITY NEW MEXICO HOSPITAL
83311 | 56898418 | PHILIPS HEALTHCARE | iE33 Ultrasound System | 795052 | SCANNING SYSTEMS/ULTRASONIC/DIAGNOSTIC (DI) | 1019655 |  | B0G4J6 | 2012-07-20 | 2012-07-15 | 15060 | ANESTHESIA - BBRP | 2012-07-24 | USD | 201096.07 | Active | UNIVERSITY NEW MEXICO HOSPITAL
83310 | 56898417 | PHILIPS HEALTHCARE | iE33 Ultrasound System | 795052 | SCANNING SYSTEMS/ULTRASONIC/DIAGNOSTIC (DI) | 1019665 |  | B0G4M2 | 2012-07-20 | 2012-07-15 | 15055 | ANESTHESIA | 2012-07-24 | USD | 163243.57 | Active | UNIVERSITY NEW MEXICO HOSPITAL
82302 | 1162887 | ARJO HOSPITAL EQUIPMENT INC | DOPPLEX D920 | D920 | FETAL HEART DETECTORS/ ULTRASONIC | 1017767 |  | 920LX0123416-11 | 2012-08-06 | 2017-06-15 | 34130 | MILAGRO OP OB CLINIC | 2012-07-19 | USD | 562.12 | Active | UNIVERSITY NEW MEXICO HOSPITAL
82301 | 1162864 | ARJO HOSPITAL EQUIPMENT INC | DOPPLEX D920 | D920 | FETAL HEART DETECTORS/ ULTRASONIC | 1017767 |  | 920LX0123409-11 | 2012-08-06 | 2017-06-15 | 34130 | MILAGRO OP OB CLINIC | 2012-07-19 | USD | 562.12 | Active | UNIVERSITY NEW MEXICO HOSPITAL
89419 | 1328972 | TYCO HEALTHCARE GROUP | GENIUS II | GENIUS II | THERMOMETERS/ ELECTRONIC/ INFRARED/ EAR | REP LACN 83431 |  | N13558630 | 2014-05-13 | 2014-05-15 | 12320 | GENERAL MEDICINE (5-W) | 2012-07-18 | USD |  | Active | UNIVERSITY NEW MEXICO HOSPITAL
83428 | 1162874 | TYCO HEALTHCARE GROUP | GENIUS II | GENIUS II | THERMOMETERS/ ELECTRONIC/ INFRARED/ EAR | REPLACN79065 |  | N12523255 | 2012-07-25 | 2017-06-15 | 12340 | SURGICAL SPECIALITY UNIT (4-S) | 2012-07-18 | USD | 125 | Active | UNIVERSITY NEW MEXICO HOSPITAL
83067 | 1162447 | ZOLL MEDICAL CORP | AED PLUS | AED PLUS | DEFIBRILLATORS/ EXTERNAL/ AUTOMATED |  | 1015114 | X12F552576 | 2017-04-05 | 2017-10-15 | 32070 | M & FP-S BROADWAY-1500WAL | 2012-07-17 | USD |  | Active | UNIVERSITY NEW MEXICO HOSPITAL
83429 | 1162875 | TYCO HEALTHCARE GROUP | GENIUS II | GENIUS II | THERMOMETERS/ ELECTRONIC/ INFRARED/ EAR | REPLACN82707 |  | N12522342 | 2012-07-25 | 2017-06-15 | 12130 | TRAUMA/SURGICAL ICU | 2012-07-17 | USD | 0.1 | Active | UNIVERSITY NEW MEXICO HOSPITAL
83349 | 1162810 | PHILIPS HEALTHCARE | BILICHEK | BILICHEK | BILIRUBINOMETERS | REPLACN80206 |  | B3853 | 2012-07-25 | 2017-06-15 | 12420 | NEWBORN ICU | 2012-07-17 | USD | 0.1 | Active | UNIVERSITY NEW MEXICO HOSPITAL
83416 | 1162400 | BELIMED AG | MST-V 6012 | V 6012 | STERILIZING UNITS/ STEAM | 1008126 |  | 13746 | 2017-03-01 | 2018-03-15 | 15010 | STERILE PROCESSING | 2012-07-16 | USD | 83135.21 | Active | UNIVERSITY NEW MEXICO HOSPITAL
82973 | 1162396 | GETINGE USA INC | 5624 | 5624 | WARMING UNITS/ MULTIPURPOSE | 1016599 |  | URA012208 | 2017-04-26 | 2018-04-15 | 12410 | PEDIATRIC SPECIALTY CARE | 2012-07-12 | USD | 6000 | Active | UNIVERSITY NEW MEXICO HOSPITAL
83059 | 1096985 | SR INSTRUMENTS INC | I SERIES (SR7551-H) | SR7551-H | SCALES/ PATIENT/ PLATFORM/ ELECTRONIC | 1017731 |  | 3567 | 2016-10-14 | 2017-10-15 | 15045 | PACU - BBRP | 2012-07-11 | USD | 1912 | Active | UNIVERSITY NEW MEXICO HOSPITAL
83346 | 1162807 | KAYPENTAX DIV PENTAX MEDICAL CO | CSL (4150) | CSL (4150) | SPEECH DIAGNOSIS UNITS | 1013218-0-CAP |  | 38972-30 | 2016-11-01 | 2017-11-15 | 76020 | SPEECH/LANGUAGE PATHOLOGY | 2012-07-10 | USD | 11274 | Active | UNIVERSITY NEW MEXICO HOSPITAL
83347 | 1162808 | PRENTKE ROMICH COMPANY | PRC EC02 | EC02 | COMPUTERS | 1014034-0-CAP |  | 1860EC2 | 2012-08-06 | 2017-06-15 | 76020 | SPEECH/LANGUAGE PATHOLOGY | 2012-07-10 | USD | 16115 | Active | UNIVERSITY NEW MEXICO HOSPITAL
83426 | 1162873 | VIDCO INC | MDP2040-0100 | MDP2040-0100 | MONITORS/ GRAPHIC | 1019805 |  | 006354 | 2012-07-24 | 2017-06-15 | 12415 | INTERMEDIATE CARE NURSERY | 2012-07-06 | USD | 4935 | Active | UNIVERSITY NEW MEXICO HOSPITAL
83415 | 1162399 | BELIMED AG | MST-V 6012 | V 6012 | STERILIZING UNITS/ STEAM | 1008126 |  | 13745 | 2017-02-01 | 2018-02-15 | 15010 | STERILE PROCESSING | 2012-07-03 | USD | 83135.21 | Active | UNIVERSITY NEW MEXICO HOSPITAL
83407 | 1162867 | GE HEALTHCARE | DASH 4000 | DASH 4000 | MONITORING SYSTEMS/ PHYSIOLOGIC | 1017140 |  | SHQ12238392SA | 2016-10-01 | 2017-10-15 | 34340 | PAIN CLINIC | 2012-07-03 | USD | 13466.55 | Active | UNIVERSITY NEW MEXICO HOSPITAL
83414 | 1162398 | BELIMED AG | MST-V 6012 | V 6012 | STERILIZING UNITS/ STEAM | 1004117 |  | 12890 | 2017-01-01 | 2018-01-15 | 15010 | STERILE PROCESSING | 2012-07-03 | USD | 82197.71 | Active | UNIVERSITY NEW MEXICO HOSPITAL
83408 | 1162866 | GE HEALTHCARE | DASH 4000 | DASH 4000 | MONITORING SYSTEMS/ PHYSIOLOGIC | 1017140 |  | SHQ12238390SA | 2016-10-01 | 2017-10-15 | 34340 | PAIN CLINIC | 2012-07-03 | USD | 13466.55 | Active | UNIVERSITY NEW MEXICO HOSPITAL
83411 | 1162870 | TYCO HEALTHCARE GROUP | GENIUS II | GENIUS II | THERMOMETERS/ ELECTRONIC/ INFRARED/ EAR | 1020246 |  | N12512049 | 2012-07-03 | 2017-06-15 | 12130 | TRAUMA/SURGICAL ICU | 2012-07-03 | USD | 242.46 | Active | UNIVERSITY NEW MEXICO HOSPITAL
83405 | 1162858 | TYCO HEALTHCARE GROUP | GENIUS II | GENIUS II | THERMOMETERS/ ELECTRONIC/ INFRARED/ EAR | 1020244 |  | N12512050 | 2012-07-03 | 2017-06-15 | 12130 | TRAUMA/SURGICAL ICU | 2012-07-03 | USD | 726.78 | Active | UNIVERSITY NEW MEXICO HOSPITAL
83403 | 1162856 | TYCO HEALTHCARE GROUP | GENIUS II | GENIUS II | THERMOMETERS/ ELECTRONIC/ INFRARED/ EAR | 1015113 |  | N09052616 | 2012-07-02 | 2017-06-15 | 32070 | M & FP-S BROADWAY-1500WAL | 2012-07-02 | USD | 967.32 | Active | UNIVERSITY NEW MEXICO HOSPITAL
83270 | 1162860 | TYCO HEALTHCARE GROUP | GENIUS II | GENIUS II | THERMOMETERS/ ELECTRONIC/ INFRARED/ EAR | REPLACN82721 |  | N12523115 | 2012-07-18 | 2012-07-15 | 12130 | TRAUMA/SURGICAL ICU | 2012-06-30 | USD | 0.1 | Active | UNIVERSITY NEW MEXICO HOSPITAL
83269 | 1162859 | TYCO HEALTHCARE GROUP | GENIUS II | GENIUS II | THERMOMETERS/ ELECTRONIC/ INFRARED/ EAR | REPLACN82708 |  | N12523285 | 2012-07-18 | 2012-07-15 | 12130 | TRAUMA/SURGICAL ICU | 2012-06-30 | USD | 0.1 | Active | UNIVERSITY NEW MEXICO HOSPITAL
83645 | 54738883 | PHILIPS HEALTHCARE | Allura Xper FD20 | 722012 | RADIOGRAPHIC/FLUOROSCOPIC SYSTEMS/ CARDIOVASCULAR | 581200 |  | 971 |  | 2012-12-15 | 75025 | RADIOLOGY - INTERVENTIONAL RAD | 2012-06-29 | USD |  | Active | UNIVERSITY NEW MEXICO HOSPITAL
83307 | 1085924 | GE HEALTHCARE | VOLUSON E8 | 555172 | SCANNING SYSTEMS/ULTRASONIC/DIAGNOSTIC (DI) |  | H531132 | D16401 | 2012-11-27 | 2013-02-15 | 34125 | WOMEN'S FACULTY & MIDWIFE CLIN | 2012-06-28 | USD | 106387.5 | Active | UNIVERSITY NEW MEXICO HOSPITAL
83404 | 1162857 | LEICA MICROSYSTEMS INC | CM1850 | CM1850 | MICROTOMES/ CRYOSTAT | 1012893 |  | 6975/06.2012 | 2017-01-01 | 2018-01-15 | 34655 | DERMATOLOGY CLINIC 1021 MED | 2012-06-28 | USD | 19724.27 | Active | UNIVERSITY NEW MEXICO HOSPITAL
62788 | 1141220 | CARD GUARD | KING OF HEARTS EXPRESS | LR080A-01 | RECORDERS/ ELECTRONIC STORAGE/ DATA | FOUND |  | 6103646 |  | 2017-06-15 | 71030 | HEART STATION | 2012-06-27 | USD |  | Active | UNIVERSITY NEW MEXICO HOSPITAL
82940 | 1162432 | CARDIAC SCIENCE INC | POWERHEART AED G3 | POWERHEART AED G3 | DEFIBRILLATORS/ EXTERNAL/ AUTOMATED | FOUND |  | 4314160 | 2017-06-14 | 2018-06-15 | 9325 | EMERGENCY MEDICINE (6) | 2012-06-27 | USD |  | Active | UNIVERSITY NEW MEXICO HOSPITAL
| 1162792 | VERATHON INC | 0620-0068 | 0620-0068 | PHANTOMS/ ULTRASOUND | 6000252565 |  | D-6585-3 | 2016-10-07 | 2016-09-15 | 95700 | CLINICAL ENGINEERING | 2012-06-26 | USD | 2990.85 | Active | UNIVERSITY NEW MEXICO HOSPITAL
83634 | 54738887 | PHILIPS HEALTHCARE | DIGITALDIAGNOST RELEASE 3 | 712025 | RADIOGRAPHIC SYSTEMS/ DIGITAL | 581200 |  | 12000106 |  | 2013-04-15 | 75000 | RADIOLOGY - GENERAL | 2012-06-26 | USD |  | Active | UNIVERSITY NEW MEXICO HOSPITAL
82779 | 1162049 | GE HEALTHCARE | CIC PRO | CIC PRO | MONITORS/ CENTRAL STATION | 556012 |  | SDY11077872GA | 2017-07-19 | 2018-07-15 | 21030 | ER OBSERVATION | 2012-06-22 | USD | 6212.5 | Active | UNIVERSITY NEW MEXICO HOSPITAL
83337 | 1162791 | BIODEX MEDICAL SYSTEMS INC | ECONO | 058-701 | TABLES/ EXAMINATION/TREATMENT | 1011081 |  | 12040100 | 2017-01-18 | 2017-07-15 | 71010 | PEDIATRIC CARDIOLOGY | 2012-06-22 | USD | 4995 | Active | UNIVERSITY NEW MEXICO HOSPITAL
82776 | 1162046 | GE HEALTHCARE | CIC PRO | CIC PRO | MONITORS/ CENTRAL STATION | 556012 |  | SDY11077871GA | 2016-07-27 | 2017-07-15 | 12110 | NEUROSCIENCE ICU | 2012-06-22 | USD | 6212.5 | Active | UNIVERSITY NEW MEXICO HOSPITAL
82993 | 1162440 | EXERGEN CORP | TAT-5000 | TAT-5000 | THERMOMETERS/ ELECTRONIC/ INFRARED | 1015023 |  | A290490 | 2012-06-25 | 2012-06-15 | 21015 | ED-NORTH | 2012-06-22 | USD | 316 | Active | UNIVERSITY NEW MEXICO HOSPITAL
82994 | 1162441 | EXERGEN CORP | TAT-5000 | TAT-5000 | THERMOMETERS/ ELECTRONIC/ INFRARED | 1015024 |  | A291329 | 2012-06-25 | 2012-06-15 | 21015 | ED-NORTH | 2012-06-22 | USD | 316 | Active | UNIVERSITY NEW MEXICO HOSPITAL
83000 | 1162787 | EXERGEN CORP | TAT-5000 | TAT-5000 | THERMOMETERS/ ELECTRONIC/ INFRARED | 1015019 |  | A29489 | 2012-06-27 | 2012-06-15 | 21010 | ED FAST TRACK | 2012-06-22 | USD | 316 | Active | UNIVERSITY NEW MEXICO HOSPITAL
82999 | 1162786 | EXERGEN CORP | TAT-5000 | TAT-5000 | THERMOMETERS/ ELECTRONIC/ INFRARED | 1015019 |  | A291348 | 2012-06-27 | 2012-06-15 | 21010 | ED FAST TRACK | 2012-06-22 | USD | 316 | Active | UNIVERSITY NEW MEXICO HOSPITAL
82998 | 1162785 | EXERGEN CORP | TAT-5000 | TAT-5000 | THERMOMETERS/ ELECTRONIC/ INFRARED | 1015019 |  | A290092 | 2012-06-27 | 2012-06-15 | 21010 | ED FAST TRACK | 2012-06-22 | USD | 316 | Active | UNIVERSITY NEW MEXICO HOSPITAL
82997 | 1162771 | EXERGEN CORP | TAT-5000 | TAT-5000 | THERMOMETERS/ ELECTRONIC/ INFRARED | 1015019 |  | A290029 | 2012-06-27 | 2012-06-15 | 21010 | ED FAST TRACK | 2012-06-22 | USD | 316 | Active | UNIVERSITY NEW MEXICO HOSPITAL
82996 | 1162770 | EXERGEN CORP | TAT-5000 | TAT-5000 | THERMOMETERS/ ELECTRONIC/ INFRARED | 1015019 |  | A286036 | 2012-06-27 | 2012-06-15 | 21015 | ED-NORTH | 2012-06-22 | USD | 316 | Active | UNIVERSITY NEW MEXICO HOSPITAL
83328 | 1162788 | SCALE-TRONIX INC | 5122 | 5122 | SCALES/ PATIENT/ PLATFORM/ ELECTRONIC | 1015008 |  | 5122-1280 | 2016-07-28 | 2017-07-15 | 21015 | ED-NORTH | 2012-06-22 | USD | 1680 | Active | UNIVERSITY NEW MEXICO HOSPITAL
82991 | 1162438 | MEDELA INC | LACTINA PLUS | LACTINA PLUS | PUMPS/ BREAST | 1010210 |  | 689677 | 2016-09-30 | 2017-09-15 | 12320 | GENERAL MEDICINE (5-W) | 2012-06-21 | USD | 799.95 | Active | UNIVERSITY NEW MEXICO HOSPITAL
82990 | 1162437 | SUMMIT DOPPLER SYSTEMS INC | LIFEDOP MC150R | LIFEDOP MC150R | BLOOD-FLOW DETECTORS/ ULTRASONIC | 1014818 |  | MB002159 | 2012-08-06 | 2017-06-15 | 12410 | PEDIATRIC SPECIALTY CARE | 2012-06-21 | USD | 410.55 | Active | UNIVERSITY NEW MEXICO HOSPITAL
95211 | 1478466 | INTERNATIONAL TECHNIDYNE CORP | HEMOCHRON SIGNATURE ELITE | HEMOCHRON SIGNATURE | ANALYZERS/ POINT-OF-CARE/ WHOLE BLOOD/ HEMATOLOGY | 1174823-0-cap |  | SE11740 | 2016-06-08 | 2013-06-15 | 12130 | TRAUMA/SURGICAL ICU | 2012-06-20 | USD |  | Active | UNIVERSITY NEW MEXICO HOSPITAL
83309 | 56716866 | PHILIPS HEALTHCARE | iE33 Ultrasound System | 795052 | SCANNING SYSTEMS/ULTRASONIC/DIAGNOSTIC (DI) | 1019665 |  | B0G450 |  | 2013-06-15 | 71030 | HEART STATION | 2012-06-20 | USD | 163243.57 | Active | UNIVERSITY NEW MEXICO HOSPITAL
83313 | 1162773 | SONOSITE INC | EDGE | P15000-11 | SCANNING SYSTEMS/ ULTRASONIC/ PORTABLE |  |  | 03PTTB |  | 2012-06-15 | 21015 | ED-NORTH | 2012-06-20 | USD |  | Active | UNIVERSITY NEW MEXICO HOSPITAL
83312 | 1162772 | SONOSITE INC | EDGE | P15000-11 | SCANNING SYSTEMS/ ULTRASONIC/ PORTABLE |  |  | 03PRGN |  | 2012-06-15 | 21015 | ED-NORTH | 2012-06-20 | USD |  | Active | UNIVERSITY NEW MEXICO HOSPITAL
83314 | 1162774 | SONOSITE INC | EDGE | P15000-11 | SCANNING SYSTEMS/ ULTRASONIC/ PORTABLE |  |  | 03PTXZ |  | 2012-06-15 | 21015 | ED-NORTH | 2012-06-20 | USD |  | Active | UNIVERSITY NEW MEXICO HOSPITAL
83325 | 1162782 | GE HEALTHCARE | CARESCAPE | V100 | MONITORS/ BEDSIDE/ BLOOD PRESSURE | 1017855 |  | SH612190321SA | 2017-06-08 | 2018-06-15 | 15065 | PRE-ANESTHESIA CLINIC | 2012-06-19 | USD | 3282.3 | Active | UNIVERSITY NEW MEXICO HOSPITAL
83389 | 1162849 | ACCUVEIN LLC | AV300 | AV300 | TRANSILLUMINATORS | 1017768 |  | AV12110022 | 2012-06-27 | 2012-06-15 | 12330 | FAMILY PRACTICE (3-N) | 2012-06-19 | USD | 4784.5 | Active | UNIVERSITY NEW MEXICO HOSPITAL
83324 | 1162781 | GE HEALTHCARE | CARESCAPE | V100 | MONITORS/ BEDSIDE/ BLOOD PRESSURE | 1017855 |  | SH612230067SA | 2017-06-08 | 2018-06-15 | 15065 | PRE-ANESTHESIA CLINIC | 2012-06-19 | USD | 3282.3 | Active | UNIVERSITY NEW MEXICO HOSPITAL
83320 | 1162777 | VERATHON INC | GLIDESCOPE COBALT AVL | GLIDESCOPE COBALT AV | LARYNGOSCOPES | 1012900 |  | AM122202 | 2017-04-20 | 2018-04-15 | 12460 | PEDIATRIC ICU | 2012-06-19 | USD | 15989 | Active | UNIVERSITY NEW MEXICO HOSPITAL
83323 | 1162780 | GE HEALTHCARE | CARESCAPE | V100 | MONITORS/ BEDSIDE/ BLOOD PRESSURE | 1017855 |  | SH612230080SA | 2017-06-08 | 2018-06-15 | 15065 | PRE-ANESTHESIA CLINIC | 2012-06-19 | USD | 3282.3 | Active | UNIVERSITY NEW MEXICO HOSPITAL
83326 | 1162783 | PHILIPS HEALTHCARE | BILICHEK | BILICHEK | BILIRUBINOMETERS | 101590 |  | B3830 | 2012-07-24 | 2017-06-15 | 12455 | NEWBORN ICU | 2012-06-19 | USD | 4809.51 | Active | UNIVERSITY NEW MEXICO HOSPITAL
83322 | 1162779 | GE HEALTHCARE | CARESCAPE | V100 | MONITORS/ BEDSIDE/ BLOOD PRESSURE | 1017855 |  | SH612200130SA | 2017-06-08 | 2018-06-15 | 15065 | PRE-ANESTHESIA CLINIC | 2012-06-19 | USD | 3282.3 | Active | UNIVERSITY NEW MEXICO HOSPITAL
83321 | 1162778 | GE HEALTHCARE | CARESCAPE | V100 | MONITORS/ BEDSIDE/ BLOOD PRESSURE | 1017855 |  | SH612230073SA | 2017-06-08 | 2018-06-15 | 15065 | PRE-ANESTHESIA CLINIC | 2012-06-19 | USD | 3282.3 | Active | UNIVERSITY NEW MEXICO HOSPITAL
83390 | 1162851 | EXERGEN CORP | TAT-5000 | TAT-5000 | THERMOMETERS/ ELECTRONIC/ INFRARED | 1017624 |  | A293745 | 2012-06-27 | 2012-06-15 | 12480 | CTH REHAB-ORTHO UNIT | 2012-06-19 | USD | 316 | Active | UNIVERSITY NEW MEXICO HOSPITAL
83391 | 1162852 | EXERGEN CORP | TAT-5000 | TAT-5000 | THERMOMETERS/ ELECTRONIC/ INFRARED | 1017624 |  | A293605 | 2012-06-27 | 2012-06-15 | 12480 | CTH REHAB-ORTHO UNIT | 2012-06-19 | USD | 316 | Active | UNIVERSITY NEW MEXICO HOSPITAL
83305 | 1162850 | EXERGEN CORP | TAT-5000 | TAT-5000 | THERMOMETERS/ ELECTRONIC/ INFRARED | 1017624 |  | A294280 | 2012-06-27 | 2012-06-15 | 12480 | CTH REHAB-ORTHO UNIT | 2012-06-19 | USD | 316 | Active | UNIVERSITY NEW MEXICO HOSPITAL
83317 | 1162768 | DETECTO SCALE CO DIV CARDINAL SCALE MFG CO | DHRWM | DHRWM | HEIGHT MEASURMENT INSTRUMENTS/ WALL MOUNTED | 1014404 |  | NONE | 2012-12-27 | 2012-12-15 | 32025 | FAMILY PRACTICE CLINIC | 2012-06-18 | USD |  | Active | UNIVERSITY NEW MEXICO HOSPITAL
82632 | 1162757 | EXERGEN CORP | TAT-5000 | TAT-5000 | THERMOMETERS/ ELECTRONIC/ INFRARED | FOUND |  | A73011 | 2012-06-28 | 2017-06-15 | 15065 | PRE-ANESTHESIA CLINIC | 2012-06-18 | USD | 0.1 | Active | UNIVERSITY NEW MEXICO HOSPITAL
83316 | 1162767 | DETECTO SCALE CO DIV CARDINAL SCALE MFG CO | DHRWM | DHRWM | HEIGHT MEASURMENT INSTRUMENTS/ WALL MOUNTED | 1014404 |  | NONE | 2012-12-27 | 2012-12-15 | 32025 | FAMILY PRACTICE CLINIC | 2012-06-18 | USD |  | Active | UNIVERSITY NEW MEXICO HOSPITAL
68012 | 1162848 | AMERICAN POWER CONVERSION (APC) | SMART-UPS 750 (SUA750) | SMART-UPS 750 (SUA75 | POWER SYSTEMS/ UNINTERRUPTIBLE | FOUND NOT IN SYSTEM |  | AS0844240471 | 2017-04-24 | 2018-04-15 | 12310 | ADULT ONCOLOGY MED/SURG | 2012-06-18 | USD |  | Active | UNIVERSITY NEW MEXICO HOSPITAL
83315 | 1162766 | DETECTO SCALE CO DIV CARDINAL SCALE MFG CO | DHRWM | DHRWM | HEIGHT MEASURMENT INSTRUMENTS/ WALL MOUNTED | 1014404 |  | NONE | 2012-12-27 | 2012-12-15 | 32025 | FAMILY PRACTICE CLINIC | 2012-06-18 | USD |  | Active | UNIVERSITY NEW MEXICO HOSPITAL
82987 | 1162434 | GIVEN IMAGING INC | DATA RECORDER 2 CRADLE | BAT-0021 | BATTERY CHARGERS | 2000069-0-CAP |  | 2012-02DR2-147865 | 2012-08-06 | 2017-06-15 | 70020 | ENDOSCOPY CENTER | 2012-06-18 | USD | 4497.5 | Active | UNIVERSITY NEW MEXICO HOSPITAL
82988 | 1162435 | GIVEN IMAGING INC | DATA RECORDER 2 CRADLE | BAT-0021 | BATTERY CHARGERS | 2000069-0-CAP |  | 2012-Q2/18341 | 2012-08-06 | 2017-06-15 | 70020 | ENDOSCOPY CENTER | 2012-06-18 | USD | 4497.5 | Active | UNIVERSITY NEW MEXICO HOSPITAL
83402 | 1162842 | WELCH ALLYN INC | SURETEMP PLUS (690) | SURETEMP PLUS (690) | THERMOMETERS/ ELECTRONIC | 1016503 |  | 12226346 | 2012-06-27 | 2012-06-15 | 12455 | NEWBORN ICU | 2012-06-18 | USD | 183.04 | Active | UNIVERSITY NEW MEXICO HOSPITAL
83383 | 1162841 | WELCH ALLYN INC | SURETEMP PLUS (690) | SURETEMP PLUS (690) | THERMOMETERS/ ELECTRONIC | 1016503 |  | 12213743 | 2012-06-27 | 2012-06-15 | 12455 | NEWBORN ICU | 2012-06-18 | USD | 183.04 | Active | UNIVERSITY NEW MEXICO HOSPITAL
83382 | 1162840 | WELCH ALLYN INC | SURETEMP PLUS (690) | SURETEMP PLUS (690) | THERMOMETERS/ ELECTRONIC | 1016503 |  | 12226343 | 2012-06-27 | 2012-06-15 | 12455 | NEWBORN ICU | 2012-06-18 | USD | 183.04 | Active | UNIVERSITY NEW MEXICO HOSPITAL
83401 | 1162839 | WELCH ALLYN INC | SURETEMP PLUS (690) | SURETEMP PLUS (690) | THERMOMETERS/ ELECTRONIC | 1016503 |  | 12215544 | 2012-06-27 | 2012-06-15 | 12455 | NEWBORN ICU | 2012-06-18 | USD | 183.04 | Active | UNIVERSITY NEW MEXICO HOSPITAL
83400 | 1440108 | WELCH ALLYN INC | SURETEMP PLUS (690) | SURETEMP PLUS (690) | THERMOMETERS/ ELECTRONIC | 1016503 |  | 12226344 | 2012-06-27 | 2012-06-15 | 12415 | INTERMEDIATE CARE NURSERY | 2012-06-18 | USD | 183.04 | Active | UNIVERSITY NEW MEXICO HOSPITAL
83399 | 1162837 | WELCH ALLYN INC | SURETEMP PLUS (690) | SURETEMP PLUS (690) | THERMOMETERS/ ELECTRONIC | 1016503 |  | 12226356 | 2012-06-27 | 2012-06-15 | 12455 | NEWBORN ICU | 2012-06-18 | USD | 183.04 | Active | UNIVERSITY NEW MEXICO HOSPITAL
83398 | 1162836 | WELCH ALLYN INC | SURETEMP PLUS (690) | SURETEMP PLUS (690) | THERMOMETERS/ ELECTRONIC | 1016503 |  | 12226354 | 2012-06-27 | 2012-06-15 | 12455 | NEWBORN ICU | 2012-06-18 | USD | 183.04 | Active | UNIVERSITY NEW MEXICO HOSPITAL
83388 | 1162847 | WELCH ALLYN INC | SURETEMP PLUS (690) | SURETEMP PLUS (690) | THERMOMETERS/ ELECTRONIC | 1016503 |  | 12226342 | 2012-06-27 | 2012-06-15 | 12455 | NEWBORN ICU | 2012-06-18 | USD | 183.04 | Active | UNIVERSITY NEW MEXICO HOSPITAL
83397 | 1162835 | WELCH ALLYN INC | SURETEMP PLUS (690) | SURETEMP PLUS (690) | THERMOMETERS/ ELECTRONIC | 1016503 |  | 12226348 | 2012-06-27 | 2012-06-15 | 12455 | NEWBORN ICU | 2012-06-18 | USD | 183.04 | Active | UNIVERSITY NEW MEXICO HOSPITAL
83396 | 1162834 | WELCH ALLYN INC | SURETEMP PLUS (690) | SURETEMP PLUS (690) | THERMOMETERS/ ELECTRONIC | 1016503 |  | 12226349 | 2012-06-27 | 2012-06-15 | 12455 | NEWBORN ICU | 2012-06-18 | USD | 183.04 | Active | UNIVERSITY NEW MEXICO HOSPITAL
83392 | 1162830 | WELCH ALLYN INC | SURETEMP PLUS (690) | SURETEMP PLUS (690) | THERMOMETERS/ ELECTRONIC | 1016503 |  | 12215552 | 2012-06-27 | 2012-06-15 | 12455 | NEWBORN ICU | 2012-06-18 | USD | 183.04 | Active | UNIVERSITY NEW MEXICO HOSPITAL
83384 | 1162843 | WELCH ALLYN INC | SURETEMP PLUS (690) | SURETEMP PLUS (690) | THERMOMETERS/ ELECTRONIC | 1016503 |  | 12215540 | 2012-06-27 | 2012-06-15 | 12415 | INTERMEDIATE CARE NURSERY | 2012-06-18 | USD | 183.04 | Active | UNIVERSITY NEW MEXICO HOSPITAL
83395 | 1162833 | WELCH ALLYN INC | SURETEMP PLUS (690) | SURETEMP PLUS (690) | THERMOMETERS/ ELECTRONIC | 1016503 |  | 12226350 | 2012-06-27 | 2012-06-15 | 12455 | NEWBORN ICU | 2012-06-18 | USD | 183.04 | Active | UNIVERSITY NEW MEXICO HOSPITAL
83394 | 1162832 | WELCH ALLYN INC | SURETEMP PLUS (690) | SURETEMP PLUS (690) | THERMOMETERS/ ELECTRONIC | 1016503 |  | 12226345 | 2012-06-27 | 2012-06-15 | 12455 | NEWBORN ICU | 2012-06-18 | USD | 183.04 | Active | UNIVERSITY NEW MEXICO HOSPITAL
83393 | 1162831 | WELCH ALLYN INC | SURETEMP PLUS (690) | SURETEMP PLUS (690) | THERMOMETERS/ ELECTRONIC | 1016503 |  | 12215547 | 2012-06-27 | 2012-06-15 | 12455 | NEWBORN ICU | 2012-06-18 | USD | 183.04 | Active | UNIVERSITY NEW MEXICO HOSPITAL
83385 | 1162844 | WELCH ALLYN INC | SURETEMP PLUS (690) | SURETEMP PLUS (690) | THERMOMETERS/ ELECTRONIC | 1016503 |  | 12226351 | 2012-06-27 | 2012-06-15 | 12455 | NEWBORN ICU | 2012-06-18 | USD | 183.04 | Active | UNIVERSITY NEW MEXICO HOSPITAL
83386 | 1162845 | WELCH ALLYN INC | SURETEMP PLUS (690) | SURETEMP PLUS (690) | THERMOMETERS/ ELECTRONIC | 1016503 |  | 12226355 | 2012-06-27 | 2012-06-15 | 12455 | NEWBORN ICU | 2012-06-18 | USD | 183.04 | Active | UNIVERSITY NEW MEXICO HOSPITAL
83381 | 1162829 | WELCH ALLYN INC | SURETEMP PLUS (690) | SURETEMP PLUS (690) | THERMOMETERS/ ELECTRONIC | 1016503 |  | 12226352 | 2012-06-27 | 2012-06-15 | 12455 | NEWBORN ICU | 2012-06-18 | USD | 183.04 | Active | UNIVERSITY NEW MEXICO HOSPITAL
83387 | 1162846 | WELCH ALLYN INC | SURETEMP PLUS (690) | SURETEMP PLUS (690) | THERMOMETERS/ ELECTRONIC | 1016503 |  | 12226337 | 2012-06-27 | 2012-06-15 | 12455 | NEWBORN ICU | 2012-06-18 | USD | 183.04 | Active | UNIVERSITY NEW MEXICO HOSPITAL
82965 | 1162389 | STERIS CORP | SYSTEM 1E | 1E | WASHERS/ FLEXIBLE ENDOSCOPE | 581048 |  | 405363 | 2017-03-07 | 2018-03-15 | 15005 | OPERATING ROOM - BBRP | 2012-06-15 | USD | 16292.92 | Active | UNIVERSITY NEW MEXICO HOSPITAL
70145 | 1084215 | OLYMPUS AMERICA INC | OFP | OFP | IRRIGATION/ DISTENTION SYSTEMS |  |  | 2811327 | 2016-10-28 | 2017-10-15 | 70010 | DIGESTIVE DISEASE PROCEDURES | 2012-06-15 | USD |  | Active | UNIVERSITY NEW MEXICO HOSPITAL
70148 | 1084245 | OLYMPUS AMERICA INC | EVIS EXERA II CV-180 | EVIS EXERA II CV-180 | VIDEO IMAGE PROCESSORS/ ENDOSCOPIC |  |  | 7886414 | 2013-03-29 | 2013-03-15 | 70010 | DIGESTIVE DISEASE PROCEDURES | 2012-06-15 | USD |  | Active | UNIVERSITY NEW MEXICO HOSPITAL
70143 | 1084213 | OLYMPUS AMERICA INC | EVIS EXERA II CV-180 | EVIS EXERA II CV-180 | VIDEO IMAGE PROCESSORS/ ENDOSCOPIC |  |  | 7993773 | 2013-03-28 | 2013-03-15 | 70010 | DIGESTIVE DISEASE PROCEDURES | 2012-06-15 | USD |  | Active | UNIVERSITY NEW MEXICO HOSPITAL
82631 | 1162737 | MIDMARK CORP | 604 (604-001) | 604 (604-001) | TABLES/ EXAMINATION/TREATMENT | 1016501 |  | V1237495 | 2012-06-20 | 2017-06-15 | 32070 | M & FP-S BROADWAY-1500WAL | 2012-06-14 | USD | 1207.86 | Active | UNIVERSITY NEW MEXICO HOSPITAL
83115 | 1096981 | TYCO HEALTHCARE GROUP | GENIUS II | GENIUS II | THERMOMETERS/ ELECTRONIC/ INFRARED/ EAR | 1015111 |  | N12525559 | 2012-06-21 | 2017-06-15 | 32065 | M & FP-NW VALLEY-1231 CAN | 2012-06-13 | USD | 202.09 | Active | UNIVERSITY NEW MEXICO HOSPITAL
83116 | 1096982 | TYCO HEALTHCARE GROUP | GENIUS II | GENIUS II | THERMOMETERS/ ELECTRONIC/ INFRARED/ EAR | 1015113 |  | N12525557 | 2012-06-21 | 2017-06-15 | 32070 | M & FP-S BROADWAY-1500WAL | 2012-06-13 | USD | 202.09 | Active | UNIVERSITY NEW MEXICO HOSPITAL
82972 | 1162395 | GE HEALTHCARE | CARESCAPE | V100 | MONITORS/ BEDSIDE/ BLOOD PRESSURE | 1013920 |  | SH612200237SA | 2017-01-25 | 2018-01-15 | 34150 | PEDIATRICS CLINIC | 2012-06-13 | USD | 3386.32 | Active | UNIVERSITY NEW MEXICO HOSPITAL
| 1096733 | MOOR INSTRUMENTS INC. | FLPI | FLPI | BLOOD-FLOW DETECTORS/ ULTRASONIC | ENTER PER DARREN |  | 069 |  | 2012-08-15 | 100000 | UNM Medical Group | 2012-06-12 | USD | 0.1 | Active | UNIVERSITY NEW MEXICO HOSPITAL
83001 | 1162451 | GE HEALTHCARE | PANDA IRES | PANDA IRES | WARMING UNITS/ PATIENT/ RADIANT/ INFANT | 1013044 |  | HDJR54175 | 2016-11-07 | 2017-11-15 | 12000 | LABOR AND DELIVERY | 2012-06-12 | USD | 11919.6 | Active | UNIVERSITY NEW MEXICO HOSPITAL
NO ACN | 1162694 | ZOLL MEDICAL CORP | M SERIES | M SERIES | DEFIBRILLATOR/ MONITOR/ PACEMAKERS | ADD PER DARREN |  | T06L85727 | 2017-06-28 | 2017-12-15 | 100000 | UNM DENTAL | 2012-06-08 | USD | 0.1 | Active | UNIVERSITY NEW MEXICO HOSPITAL
83287 | 1162719 | GE HEALTHCARE | DASH 4000 | DASH 4000 | MONITORING SYSTEMS/ PHYSIOLOGIC | 555795 |  | SD011133507SA | 2016-08-05 | 2017-08-15 | 12340 | SURGICAL SPECIALITY UNIT (4-S) | 2012-06-08 | USD | 12157.89 | Active | UNIVERSITY NEW MEXICO HOSPITAL
NO ACN | 1162697 | ZOLL MEDICAL CORP | M SERIES | M SERIES | DEFIBRILLATOR/ MONITOR/ PACEMAKERS | ADD PER DARREN |  | T00F12704 | 2017-06-28 | 2017-12-15 | 100000 | UNM DENTAL | 2012-06-08 | USD | 0.1 | Active | UNIVERSITY NEW MEXICO HOSPITAL
83300 | 1162732 | GE HEALTHCARE | DASH 4000 | DASH 4000 | MONITORING SYSTEMS/ PHYSIOLOGIC | 555795 |  | SD011133456SA | 2016-08-15 | 2017-08-15 | 12340 | SURGICAL SPECIALITY UNIT (4-S) | 2012-06-08 | USD | 12157.89 | Active | UNIVERSITY NEW MEXICO HOSPITAL
NO ACN | 1162700 | PARKELL PRODUCTS INC | SENSIMATIC/ 600SE | SENSIMATIC/ 600SE | ELECTROSURGICAL UNITS | ADD PER DARREN |  | 40221 | 2017-06-28 | 2018-06-15 | 100000 | UNM DENTAL | 2012-06-08 | USD | 0.1 | Active | UNIVERSITY NEW MEXICO HOSPITAL
83299 | 1162731 | GE HEALTHCARE | DASH 4000 | DASH 4000 | MONITORING SYSTEMS/ PHYSIOLOGIC | 555795 |  | SD011133075SA | 2016-08-15 | 2017-08-15 | 12340 | SURGICAL SPECIALITY UNIT (4-S) | 2012-06-08 | USD | 12157.89 | Active | UNIVERSITY NEW MEXICO HOSPITAL
83298 | 1162730 | GE HEALTHCARE | DASH 4000 | DASH 4000 | MONITORING SYSTEMS/ PHYSIOLOGIC | 555795 |  | SD011133475SA | 2016-08-23 | 2017-08-15 | 12340 | SURGICAL SPECIALITY UNIT (4-S) | 2012-06-08 | USD | 12157.89 | Active | UNIVERSITY NEW MEXICO HOSPITAL
83297 | 1162729 | GE HEALTHCARE | DASH 4000 | DASH 4000 | MONITORING SYSTEMS/ PHYSIOLOGIC | 555795 |  | SD011133466SA | 2016-08-15 | 2017-08-15 | 12340 | SURGICAL SPECIALITY UNIT (4-S) | 2012-06-08 | USD | 12157.89 | Active | UNIVERSITY NEW MEXICO HOSPITAL
83296 | 1162728 | GE HEALTHCARE | DASH 4000 | DASH 4000 | MONITORING SYSTEMS/ PHYSIOLOGIC | 555795 |  | SD011133453SA | 2016-08-15 | 2017-08-15 | 12340 | SURGICAL SPECIALITY UNIT (4-S) | 2012-06-08 | USD | 12157.89 | Active | UNIVERSITY NEW MEXICO HOSPITAL
83295 | 1162727 | GE HEALTHCARE | DASH 4000 | DASH 4000 | MONITORING SYSTEMS/ PHYSIOLOGIC | 555795 |  | SD011133482SA | 2016-08-15 | 2017-08-15 | 12340 | SURGICAL SPECIALITY UNIT (4-S) | 2012-06-08 | USD | 12157.89 | Active | UNIVERSITY NEW MEXICO HOSPITAL
83292 | 1162724 | GE HEALTHCARE | DASH 4000 | DASH 4000 | MONITORING SYSTEMS/ PHYSIOLOGIC | 555795 |  | SD011122969SA | 2016-08-23 | 2017-08-15 | 12340 | SURGICAL SPECIALITY UNIT (4-S) | 2012-06-08 | USD | 12157.89 | Active | UNIVERSITY NEW MEXICO HOSPITAL
83291 | 1162723 | GE HEALTHCARE | DASH 4000 | DASH 4000 | MONITORING SYSTEMS/ PHYSIOLOGIC | 555795 |  | SD011133449SA | 2016-08-23 | 2017-08-15 | 12340 | SURGICAL SPECIALITY UNIT (4-S) | 2012-06-08 | USD | 12157.89 | Active | UNIVERSITY NEW MEXICO HOSPITAL
83290 | 1162722 | GE HEALTHCARE | DASH 4000 | DASH 4000 | MONITORING SYSTEMS/ PHYSIOLOGIC | 555795 |  | SD011133534SA | 2016-08-23 | 2017-08-15 | 12340 | SURGICAL SPECIALITY UNIT (4-S) | 2012-06-08 | USD | 12157.89 | Active | UNIVERSITY NEW MEXICO HOSPITAL
83289 | 1162721 | GE HEALTHCARE | DASH 4000 | DASH 4000 | MONITORING SYSTEMS/ PHYSIOLOGIC | 555795 |  | SD011133447SA | 2016-08-23 | 2017-08-15 | 12340 | SURGICAL SPECIALITY UNIT (4-S) | 2012-06-08 | USD | 12157.89 | Active | UNIVERSITY NEW MEXICO HOSPITAL
83288 | 1162720 | GE HEALTHCARE | DASH 4000 | DASH 4000 | MONITORING SYSTEMS/ PHYSIOLOGIC | 555795 |  | SD011133522SA | 2016-08-23 | 2017-08-15 | 12340 | SURGICAL SPECIALITY UNIT (4-S) | 2012-06-08 | USD | 12157.89 | Active | UNIVERSITY NEW MEXICO HOSPITAL
83286 | 1162718 | GE HEALTHCARE | DASH 4000 | DASH 4000 | MONITORING SYSTEMS/ PHYSIOLOGIC | 555795 |  | SD011143808SA | 2016-08-05 | 2017-08-15 | 12340 | SURGICAL SPECIALITY UNIT (4-S) | 2012-06-08 | USD | 12157.89 | Active | UNIVERSITY NEW MEXICO HOSPITAL
83285 | 1162717 | GE HEALTHCARE | DASH 4000 | DASH 4000 | MONITORING SYSTEMS/ PHYSIOLOGIC | 555795 |  | SD011133451SA | 2016-08-01 | 2017-08-15 | 12340 | SURGICAL SPECIALITY UNIT (4-S) | 2012-06-08 | USD | 12157.89 | Active | UNIVERSITY NEW MEXICO HOSPITAL
83294 | 1162726 | GE HEALTHCARE | DASH 4000 | DASH 4000 | MONITORING SYSTEMS/ PHYSIOLOGIC | 555795 |  | SD01113499SA | 2016-08-04 | 2017-08-15 | 12340 | SURGICAL SPECIALITY UNIT (4-S) | 2012-06-08 | USD | 12157.89 | Active | UNIVERSITY NEW MEXICO HOSPITAL
83284 | 1162716 | GE HEALTHCARE | DASH 4000 | DASH 4000 | MONITORING SYSTEMS/ PHYSIOLOGIC | 555795 |  | SD011133528SA | 2016-08-05 | 2017-08-15 | 12340 | SURGICAL SPECIALITY UNIT (4-S) | 2012-06-08 | USD | 12157.89 | Active | UNIVERSITY NEW MEXICO HOSPITAL
83283 | 1162715 | GE HEALTHCARE | DASH 4000 | DASH 4000 | MONITORING SYSTEMS/ PHYSIOLOGIC | 555795 |  | SD011133520SA | 2016-08-05 | 2017-08-15 | 12340 | SURGICAL SPECIALITY UNIT (4-S) | 2012-06-08 | USD | 12157.89 | Active | UNIVERSITY NEW MEXICO HOSPITAL
83293 | 1162725 | GE HEALTHCARE | DASH 4000 | DASH 4000 | MONITORING SYSTEMS/ PHYSIOLOGIC | 555795 |  | SD011133446SA | 2016-08-23 | 2017-08-15 | 12340 | SURGICAL SPECIALITY UNIT (4-S) | 2012-06-08 | USD | 12157.89 | Active | UNIVERSITY NEW MEXICO HOSPITAL
83281 | 1162713 | GE HEALTHCARE | DASH 4000 | DASH 4000 | MONITORING SYSTEMS/ PHYSIOLOGIC | 555795 |  | SD011133538SA | 2016-08-05 | 2017-08-15 | 12340 | SURGICAL SPECIALITY UNIT (4-S) | 2012-06-08 | USD | 12157.89 | Active | UNIVERSITY NEW MEXICO HOSPITAL
83280 | 1162712 | GE HEALTHCARE | DASH 4000 | DASH 4000 | MONITORING SYSTEMS/ PHYSIOLOGIC | 555795 |  | SD011133371SA | 2016-08-05 | 2017-08-15 | 12340 | SURGICAL SPECIALITY UNIT (4-S) | 2012-06-08 | USD | 12157.89 | Active | UNIVERSITY NEW MEXICO HOSPITAL
83279 | 1162711 | GE HEALTHCARE | DASH 4000 | DASH 4000 | MONITORING SYSTEMS/ PHYSIOLOGIC | 555795 |  | SD011133530SA | 2016-08-05 | 2017-08-15 | 12340 | SURGICAL SPECIALITY UNIT (4-S) | 2012-06-08 | USD | 12157.89 | Active | UNIVERSITY NEW MEXICO HOSPITAL
83277 | 1162709 | GE HEALTHCARE | DASH 4000 | DASH 4000 | MONITORING SYSTEMS/ PHYSIOLOGIC | 555795 |  | SD011133510SA | 2016-08-05 | 2017-08-15 | 12340 | SURGICAL SPECIALITY UNIT (4-S) | 2012-06-08 | USD | 12157.89 | Active | UNIVERSITY NEW MEXICO HOSPITAL
83276 | 1162708 | GE HEALTHCARE | DASH 4000 | DASH 4000 | MONITORING SYSTEMS/ PHYSIOLOGIC | 555795 |  | SD011133467SA | 2016-08-05 | 2017-08-15 | 12340 | SURGICAL SPECIALITY UNIT (4-S) | 2012-06-08 | USD | 12157.89 | Active | UNIVERSITY NEW MEXICO HOSPITAL
83274 | 1162706 | GE HEALTHCARE | DASH 4000 | DASH 4000 | MONITORING SYSTEMS/ PHYSIOLOGIC | 555795 |  | SD011133470SA | 2016-08-05 | 2017-08-15 | 12340 | SURGICAL SPECIALITY UNIT (4-S) | 2012-06-08 | USD | 12157.89 | Active | UNIVERSITY NEW MEXICO HOSPITAL
83275 | 1162707 | GE HEALTHCARE | DASH 4000 | DASH 4000 | MONITORING SYSTEMS/ PHYSIOLOGIC | 555795 |  | SD011133461SA | 2016-08-05 | 2017-08-15 | 12340 | SURGICAL SPECIALITY UNIT (4-S) | 2012-06-08 | USD | 12157.89 | Active | UNIVERSITY NEW MEXICO HOSPITAL
83273 | 1162705 | GE HEALTHCARE | DASH 4000 | DASH 4000 | MONITORING SYSTEMS/ PHYSIOLOGIC | 555795 |  | SD011133527SA | 2016-08-05 | 2017-08-15 | 12340 | SURGICAL SPECIALITY UNIT (4-S) | 2012-06-08 | USD | 12157.89 | Active | UNIVERSITY NEW MEXICO HOSPITAL
83282 | 1162714 | GE HEALTHCARE | DASH 4000 | DASH 4000 | MONITORING SYSTEMS/ PHYSIOLOGIC | 555795 |  | SD011133444SA | 2016-08-05 | 2017-08-15 | 12340 | SURGICAL SPECIALITY UNIT (4-S) | 2012-06-08 | USD | 12157.89 | Active | UNIVERSITY NEW MEXICO HOSPITAL
83272 | 1162704 | GE HEALTHCARE | DASH 4000 | DASH 4000 | MONITORING SYSTEMS/ PHYSIOLOGIC | 555795 |  | SD01113305SA | 2016-08-05 | 2017-08-15 | 12340 | SURGICAL SPECIALITY UNIT (4-S) | 2012-06-08 | USD | 12157.89 | Active | UNIVERSITY NEW MEXICO HOSPITAL
83271 | 1162703 | GE HEALTHCARE | DASH 4000 | DASH 4000 | MONITORING SYSTEMS/ PHYSIOLOGIC | 555795 |  | SD011133468SA | 2016-08-05 | 2017-08-15 | 12340 | SURGICAL SPECIALITY UNIT (4-S) | 2012-06-08 | USD | 12157.89 | Active | UNIVERSITY NEW MEXICO HOSPITAL
83278 | 1162710 | GE HEALTHCARE | DASH 4000 | DASH 4000 | MONITORING SYSTEMS/ PHYSIOLOGIC | 555795 |  | SD011133460SA | 2016-08-05 | 2017-08-15 | 12340 | SURGICAL SPECIALITY UNIT (4-S) | 2012-06-08 | USD | 12157.89 | Active | UNIVERSITY NEW MEXICO HOSPITAL
80689 | 1096168 | KEELER INSTRUMENTS INC | VANTAGE PLUS | VANTAGE PLUS | OPHTHALMOSCOPES/ INDIRECT | 2000082-CAP |  | 22603 | 2012-06-27 | 2012-06-15 | 34610 | OPHTHALMOLOGY ON SITE CLINIC | 2012-06-08 | USD | 10470 | Active | UNIVERSITY NEW MEXICO HOSPITAL
83301 | 1162733 | GE HEALTHCARE | PRN-50 | PRN-50 | MODULES/ RECORDERS | 555795 |  | RPV11075338GA | 2012-06-22 | 2017-06-15 | 12340 | SURGICAL SPECIALITY UNIT (4-S) | 2012-06-08 | USD | 1578.5 | Active | UNIVERSITY NEW MEXICO HOSPITAL
NO ACN | 1162695 | ZOLL MEDICAL CORP | AED PLUS | AED PLUS | DEFIBRILLATORS/ EXTERNAL/ AUTOMATED | ADD PER DARREN |  | X11F505019 | 2017-06-15 | 2017-12-15 | 100000 | UNM DENTAL | 2012-06-08 | USD | 0.1 | Active | UNIVERSITY NEW MEXICO HOSPITAL
NO ACN | 1162701 | LAERDAL MEDICAL CORP | LCSU3 | LCSU3 | ASPIRATORS | ADD PER DARREN |  | L61005192 | 2017-06-15 | 2018-06-15 | 100000 | UNM DENTAL | 2012-06-08 | USD | 0.1 | Active | UNIVERSITY NEW MEXICO HOSPITAL
NO ACN | 1162696 | LAERDAL MEDICAL CORP | LCSU3 | LCSU3 | ASPIRATORS | ADD PER DARREN |  | L61004270 | 2017-06-15 | 2018-06-15 | 100000 | UNM DENTAL | 2012-06-08 | USD | 0.1 | Active | UNIVERSITY NEW MEXICO HOSPITAL
83302 | 1162734 | GE HEALTHCARE | DASH 3000 | DASH 3000 | MONITORING SYSTEMS/ PHYSIOLOGIC | 555795 |  | SHQ11321669SA | 2016-08-03 | 2017-08-15 | 12340 | SURGICAL SPECIALITY UNIT (4-S) | 2012-06-08 | USD | 9336.5 | Active | UNIVERSITY NEW MEXICO HOSPITAL
83303 | 1162735 | GE HEALTHCARE | CIC PRO | CIC PRO | MONITORS/ CENTRAL STATION | 555795 |  | SDY11118273GA | 2016-08-23 | 2017-08-15 | 12340 | SURGICAL SPECIALITY UNIT (4-S) | 2012-06-08 | USD | 38167.5 | Active | UNIVERSITY NEW MEXICO HOSPITAL
83304 | 1162736 | GE HEALTHCARE | CIC PRO | CIC PRO | MONITORS/ CENTRAL STATION | 555795 |  | SDY11118271GA | 2015-08-25 | 2016-08-15 | 12340 | SURGICAL SPECIALITY UNIT (4-S) | 2012-06-08 | USD | 38167.5 | Active | UNIVERSITY NEW MEXICO HOSPITAL
NO ACN | 1162699 | 3M HEALTH CARE | BAIR HUGGER | 775 | WARMING UNITS/ PATIENT/ FORCED-AIR | ADD PER DARREN |  | 20154 | 2017-06-15 | 2017-12-15 | 100000 | UNM DENTAL | 2012-06-08 | USD | 0.1 | Active | UNIVERSITY NEW MEXICO HOSPITAL
NO ACN | 1162698 | 3M HEALTH CARE | BAIR HUGGER | 775 | WARMING UNITS/ PATIENT/ FORCED-AIR | ADD PER DARREN |  | 20153 | 2017-06-15 | 2017-12-15 | 100000 | UNM DENTAL | 2012-06-08 | USD | 0.1 | Active | UNIVERSITY NEW MEXICO HOSPITAL
82892 | 1096994 | FISHER & PAYKEL HEALTHCARE INC | NEOPUFF | NEOPUFF | RESUSCITATORS | 1016583 |  | 120227001263 | 2016-10-25 | 2017-10-15 | 12510 | WOMEN'S SPECIAL CARE | 2012-06-07 | USD | 1062 | Active | UNIVERSITY NEW MEXICO HOSPITAL
80691 | 1096166 | OLYMPUS AMERICA INC | EU-ME1 | 555586 | SCANNING SYSTEMS/ ULTRASONIC | 1011789-0-CAP |  | 1222110 | 2016-09-01 | 2017-09-15 | 71520 | PULMONARY DIAGNOSTICS | 2012-06-07 | USD | 75905 | Active | UNIVERSITY NEW MEXICO HOSPITAL
82891 | 1096993 | FISHER & PAYKEL HEALTHCARE INC | NEOPUFF | NEOPUFF | RESUSCITATORS | 1016583 |  | 120227001261 | 2016-10-28 | 2017-10-15 | 12520 | MOTHER & BABY UNIT (3-E) BBRP | 2012-06-07 | USD | 1062 | Active | UNIVERSITY NEW MEXICO HOSPITAL
82299 | 1162862 | SANDHILL SCIENTIFIC INC | ZEPHR SLEUTH | Z07-2000B-B | PH METERS | 2000067 |  | D129029C | 2017-05-19 | 2018-05-15 | 70020 | ENDOSCOPY CENTER | 2012-06-07 | USD | 9995 | Reactivated | UNIVERSITY NEW MEXICO HOSPITAL
82298 | 1162861 | SANDHILL SCIENTIFIC INC | ZEPHR SLEUTH | Z07-2000B-B | PH METERS | 2000067 |  | D129030C | 2017-05-19 | 2018-05-15 | 70020 | ENDOSCOPY CENTER | 2012-06-07 | USD | 12995 | Reactivated | UNIVERSITY NEW MEXICO HOSPITAL
83150 | 1162532 | DRAEGER MEDICAL INC | VAPOR 2000 SEVOFLURANE | VAPOR 2000 (M35170) | ANESTHESIA UNIT VAPORIZERS | REPLACE 80634 |  | ARXE-0427 | 2017-01-05 | 2018-01-15 | 15055 | ANESTHESIA | 2012-06-06 | USD |  | Active | UNIVERSITY NEW MEXICO HOSPITAL
82711 | 1096730 | DELL COMPUTERS CORP | VOSTRO A860 | PP37L | COMPUTERS | 109408 |  | JBDYQQ1 |  | 2012-08-15 | 15000 | OPERATING ROOM | 2012-06-06 | USD | 0.1 | Active | UNIVERSITY NEW MEXICO HOSPITAL
83266 | 1162693 | SMITHS MEDICAL MD INC | CADD-SOLIS | CADD-SOLIS | INFUSION PUMPS/ PATIENT-CONTROLLED ANALGESIC | 1012058 |  | 1025100 | 2016-08-24 | 2017-08-15 | 12230 | GEN MED/SAC (4-W) | 2012-06-06 | USD | 4623.82 | Reactivated | UNIVERSITY NEW MEXICO HOSPITAL
82710 | 1096729 | MOOR INSTRUMENTS INC. | FLPI | FLPI | BLOOD-FLOW DETECTORS/ ULTRASONIC | 109408 |  | 014 |  | 2012-08-15 | 12110 | NEUROSCIENCE ICU | 2012-06-06 | USD | 0.1 | Active | UNIVERSITY NEW MEXICO HOSPITAL
83265 | 1162692 | SMITHS MEDICAL MD INC | CADD-SOLIS | CADD-SOLIS | INFUSION PUMPS/ PATIENT-CONTROLLED ANALGESIC | 1012058 |  | 1025099 | 2016-08-24 | 2017-08-15 | 12230 | GEN MED/SAC (4-W) | 2012-06-06 | USD | 4623.82 | Active | UNIVERSITY NEW MEXICO HOSPITAL
83162 | 1162541 | GE HEALTHCARE | MINI TELEMETRY | MINI TELEMETRY | MONITORS/ BEDSIDE/ FETAL | 1013073-0-CAP |  | SGH12111037PA | 2016-11-21 | 2017-11-15 | 12000 | LABOR AND DELIVERY | 2012-06-06 | USD | 5760 | Active | UNIVERSITY NEW MEXICO HOSPITAL
83263 | 1162691 | SMITHS MEDICAL MD INC | CADD-SOLIS | CADD-SOLIS | INFUSION PUMPS/ PATIENT-CONTROLLED ANALGESIC | 1012058 |  | 1025098 | 2017-06-27 | 2018-06-15 | 15055 | ANESTHESIA | 2012-06-06 | USD | 4623.82 | Active | UNIVERSITY NEW MEXICO HOSPITAL
82577 | 1085899 | GE HEALTHCARE | MINI TELEMETRY | MINI TELEMETRY | MONITORS/ BEDSIDE/ FETAL | 1013073-0-CAP |  | SGH12171261PA | 2016-11-21 | 2017-11-15 | 12000 | LABOR AND DELIVERY | 2012-06-06 | USD | 5760 | Active | UNIVERSITY NEW MEXICO HOSPITAL
83261 | 1162689 | SMITHS MEDICAL MD INC | CADD-SOLIS | CADD-SOLIS | INFUSION PUMPS/ PATIENT-CONTROLLED ANALGESIC | 1012058 |  | 1025096 | 2016-07-07 | 2017-06-15 | 15055 | ANESTHESIA | 2012-06-06 | USD | 4623.82 | Active | UNIVERSITY NEW MEXICO HOSPITAL
82573 | 1085895 | GE HEALTHCARE | MINI TELEMETRY | MINI TELEMETRY | MONITORS/ BEDSIDE/ FETAL | 1013073-0-CAP |  | SGH12151209PA | 2016-11-21 | 2017-11-15 | 12000 | LABOR AND DELIVERY | 2012-06-06 | USD | 5760 | Reactivated | UNIVERSITY NEW MEXICO HOSPITAL
83260 | 1162688 | SMITHS MEDICAL MD INC | CADD-SOLIS | CADD-SOLIS | INFUSION PUMPS/ PATIENT-CONTROLLED ANALGESIC | 1012058 |  | 1025095 | 2017-06-27 | 2018-06-15 | 15055 | ANESTHESIA | 2012-06-06 | USD | 4623.82 | Active | UNIVERSITY NEW MEXICO HOSPITAL
83160 | 1162687 | SMITHS MEDICAL MD INC | CADD-SOLIS | CADD-SOLIS | INFUSION PUMPS/ PATIENT-CONTROLLED ANALGESIC | 1012058 |  | 1025094 | 2017-06-29 | 2018-06-15 | 15055 | ANESTHESIA | 2012-06-06 | USD | 4623.82 | Active | UNIVERSITY NEW MEXICO HOSPITAL
83159 | 1162686 | SMITHS MEDICAL MD INC | CADD-SOLIS | CADD-SOLIS | INFUSION PUMPS/ PATIENT-CONTROLLED ANALGESIC | 1012058 |  | 1025093 | 2017-06-27 | 2018-06-15 | 15055 | ANESTHESIA | 2012-06-06 | USD | 4623.82 | Active | UNIVERSITY NEW MEXICO HOSPITAL
83158 | 1162685 | SMITHS MEDICAL MD INC | CADD-SOLIS | CADD-SOLIS | INFUSION PUMPS/ PATIENT-CONTROLLED ANALGESIC | 1012058 |  | 1025092 | 2017-06-27 | 2018-06-15 | 15055 | ANESTHESIA | 2012-06-06 | USD | 4623.82 | Active | UNIVERSITY NEW MEXICO HOSPITAL
83157 | 1162540 | SMITHS MEDICAL MD INC | CADD-SOLIS | CADD-SOLIS | INFUSION PUMPS/ PATIENT-CONTROLLED ANALGESIC | 1012058 |  | 1025091 | 2017-06-27 | 2018-06-15 | 15055 | ANESTHESIA | 2012-06-06 | USD | 4623.82 | Active | UNIVERSITY NEW MEXICO HOSPITAL
83156 | 1162539 | SMITHS MEDICAL MD INC | CADD-SOLIS | CADD-SOLIS | INFUSION PUMPS/ PATIENT-CONTROLLED ANALGESIC | 1012058 |  | 1025090 | 2017-06-29 | 2018-06-15 | 15055 | ANESTHESIA | 2012-06-06 | USD | 4623.82 | Active | UNIVERSITY NEW MEXICO HOSPITAL
83262 | 1162690 | SMITHS MEDICAL MD INC | CADD-SOLIS | CADD-SOLIS | INFUSION PUMPS/ PATIENT-CONTROLLED ANALGESIC | 1012058 |  | 1025097 | 2017-06-29 | 2018-06-15 | 15055 | ANESTHESIA | 2012-06-06 | USD | 4623.82 | Active | UNIVERSITY NEW MEXICO HOSPITAL
83155 | 1162538 | SMITHS MEDICAL MD INC | CADD-SOLIS | CADD-SOLIS | INFUSION PUMPS/ PATIENT-CONTROLLED ANALGESIC | 1012058 |  | 1025089 | 2017-06-29 | 2018-06-15 | 15055 | ANESTHESIA | 2012-06-06 | USD | 4623.82 | Active | UNIVERSITY NEW MEXICO HOSPITAL
83154 | 1162537 | SMITHS MEDICAL MD INC | CADD-SOLIS | CADD-SOLIS | INFUSION PUMPS/ PATIENT-CONTROLLED ANALGESIC | 1012058 |  | 1025088 | 2017-06-27 | 2018-06-15 | 15055 | ANESTHESIA | 2012-06-06 | USD | 4623.82 | Reactivated | UNIVERSITY NEW MEXICO HOSPITAL
83153 | 1162536 | SMITHS MEDICAL MD INC | CADD-SOLIS | CADD-SOLIS | INFUSION PUMPS/ PATIENT-CONTROLLED ANALGESIC | 1012058 |  | 1025087 | 2017-06-27 | 2018-06-15 | 15055 | ANESTHESIA | 2012-06-06 | USD | 4623.82 | Active | UNIVERSITY NEW MEXICO HOSPITAL
83264 | 1162534 | SMITHS MEDICAL MD INC | CADD-SOLIS | CADD-SOLIS | INFUSION PUMPS/ PATIENT-CONTROLLED ANALGESIC | 1012058 |  | 1025085 | 2016-06-29 | 2017-06-15 | 15055 | ANESTHESIA | 2012-06-06 | USD | 4623.82 | Active | UNIVERSITY NEW MEXICO HOSPITAL
83151 | 1162533 | SMITHS MEDICAL MD INC | CADD-SOLIS | CADD-SOLIS | INFUSION PUMPS/ PATIENT-CONTROLLED ANALGESIC | 1012058 |  | 1025084 | 2017-06-29 | 2018-06-15 | 15055 | ANESTHESIA | 2012-06-06 | USD | 4623.82 | Active | UNIVERSITY NEW MEXICO HOSPITAL
83152 | 1162535 | SMITHS MEDICAL MD INC | CADD-SOLIS | CADD-SOLIS | INFUSION PUMPS/ PATIENT-CONTROLLED ANALGESIC | 1012058 |  | 1025086 | 2016-06-29 | 2017-06-15 | 15055 | ANESTHESIA | 2012-06-06 | USD | 4623.82 | Active | UNIVERSITY NEW MEXICO HOSPITAL
83161 | 1085900 | GE HEALTHCARE | MINI TELEMETRY | 2051254 | TRANSMITTER/RECEIVER SYSTEMS/ECG/ MULTICHANNE | 1013073 |  | SGH12171260PA | 2016-11-21 | 2017-11-15 | 12000 | LABOR AND DELIVERY | 2012-06-06 | USD | 0 | Active | UNIVERSITY NEW MEXICO HOSPITAL
83163 | 1162542 | GE HEALTHCARE | MINI TELEMETRY | 2051254 | TRANSMITTER/RECEIVER SYSTEMS/ECG/ MULTICHANNE | 1013073 |  | SGH12111036PA | 2016-11-21 | 2017-11-15 | 12000 | LABOR AND DELIVERY | 2012-06-06 | USD | 0 | Active | UNIVERSITY NEW MEXICO HOSPITAL
82576 | 1085898 | GE HEALTHCARE | MINI TELEMETRY | 2051254 | TRANSMITTER/RECEIVER SYSTEMS/ECG/ MULTICHANNE | 1013073 |  | SGH12171252PA | 2017-02-02 | 2017-11-15 | 12000 | LABOR AND DELIVERY | 2012-06-06 | USD | 0 | Active | UNIVERSITY NEW MEXICO HOSPITAL
82574 | 1085896 | GE HEALTHCARE | MINI TELEMETRY | 2051254 | TRANSMITTER/RECEIVER SYSTEMS/ECG/ MULTICHANNE | 1013073 |  | SGH12151208PA | 2016-11-21 | 2017-11-15 | 12000 | LABOR AND DELIVERY | 2012-06-06 | USD | 0 | Reactivated | UNIVERSITY NEW MEXICO HOSPITAL
83133 | 1096975 | NATUS MEDICAL INC | NEOBLUE | NEOBLUE | RADIOMETERS/ PHOTOTHERAPY | 1011588 |  | 12345 | 2017-05-02 | 2018-04-15 | 12415 | INTERMEDIATE CARE NURSERY | 2012-06-05 | USD | 1795 | Active | UNIVERSITY NEW MEXICO HOSPITAL
82889 | 1096991 | SCALE-TRONIX INC | 5002 | 5002 | SCALES/ PATIENT/ PLATFORM/ ELECTRONIC | 2000045 |  | 5002-27401 | 2017-01-01 | 2018-01-15 | 30030 | CTH OUTPATIENT CLINIC | 2012-06-05 | USD | 2465 | Active | UNIVERSITY NEW MEXICO HOSPITAL
82888 | 1096990 | SCALE-TRONIX INC | 5002 | 5002 | SCALES/ PATIENT/ PLATFORM/ ELECTRONIC | 2000045 |  | 5002-27400 | 2017-01-01 | 2018-01-15 | 30030 | CTH OUTPATIENT CLINIC | 2012-06-05 | USD | 2465 | Active | UNIVERSITY NEW MEXICO HOSPITAL
82890 | 1096992 | SCALE-TRONIX INC | 5002 | 5002 | SCALES/ PATIENT/ PLATFORM/ ELECTRONIC | 2000045 |  | 5002-27402 | 2017-01-01 | 2018-01-15 | 30030 | CTH OUTPATIENT CLINIC | 2012-06-05 | USD | 2465 | Active | UNIVERSITY NEW MEXICO HOSPITAL
83083 | 1096978 |  | SMART NEEDLE | 72000 | BLOOD-FLOW DETECTORS/ ULTRASONIC | 2000042 |  | 55535309 | 2012-06-05 | 2012-08-15 | 12460 | PEDIATRIC ICU | 2012-06-05 | USD | 695 | Active | UNIVERSITY NEW MEXICO HOSPITAL
83081 | 1096976 | EXERGEN CORP | TAT-5000 | TAT-5000 | THERMOMETERS/ ELECTRONIC/ INFRARED | 1015025 |  | A 290487 | 2012-06-14 | 2017-06-15 | 12240 | GENERAL SURGERY (6-S) | 2012-06-04 | USD | 316 | Active | UNIVERSITY NEW MEXICO HOSPITAL
83082 | 1096977 | TYCO HEALTHCARE GROUP | GENIUS II | GENIUS II | THERMOMETERS/ ELECTRONIC/ INFRARED/ EAR | 1015029 |  | N11576632 | 2012-06-14 | 2017-06-15 | 12240 | GENERAL SURGERY (6-S) | 2012-06-04 | USD | 242.26 | Active | UNIVERSITY NEW MEXICO HOSPITAL
83114 | 1096980 | TYCO HEALTHCARE GROUP | GENIUS II | GENIUS II | THERMOMETERS/ ELECTRONIC/ INFRARED/ EAR | FOUND |  | N11575798 | 2012-06-14 | 2017-06-15 | 12460 | PEDIATRIC ICU | 2012-06-04 | USD | 202 | Active | UNIVERSITY NEW MEXICO HOSPITAL
83113 | 1096979 | TYCO HEALTHCARE GROUP | GENIUS II | GENIUS II | THERMOMETERS/ ELECTRONIC/ INFRARED/ EAR | FOUND |  | N11575885 | 2012-06-14 | 2017-06-15 | 12460 | PEDIATRIC ICU | 2012-06-04 | USD | 202 | Active | UNIVERSITY NEW MEXICO HOSPITAL
83065 | 1162115 | STERIS CORP | SYSTEM 1E | 1E | WASHERS/ FLEXIBLE ENDOSCOPE | H581048 |  | 405347 | 2016-06-30 | 2016-11-15 | 15000 | OPERATING ROOM | 2012-06-03 | USD | 0.1 | Active | UNIVERSITY NEW MEXICO HOSPITAL
83064 | 1162117 | STERIS CORP | SYSTEM 1E | 1E | WASHERS/ FLEXIBLE ENDOSCOPE | H581048 |  | 405350 | 2016-06-30 | 2016-11-15 | 15000 | OPERATING ROOM | 2012-06-03 | USD | 0.1 | Active | UNIVERSITY NEW MEXICO HOSPITAL
83079 | 1162512 | TYCO HEALTHCARE GROUP | GENIUS II | GENIUS II | THERMOMETERS/ ELECTRONIC/ INFRARED/ EAR | 1015101 |  | N11510306 | 2012-06-21 | 2017-06-15 | 32060 | M & FP-WEST MESA | 2012-06-01 | USD | 202 | Active | UNIVERSITY NEW MEXICO HOSPITAL
83711 | 1163180 | MEDELA INC | Waterless Milk Warmer | 87115 | WARMING UNITS | 2000050 |  | 1267847 | 2017-02-06 | 2018-02-15 | 12455 | NEWBORN ICU | 2012-06-01 | USD | 775 | Active | UNIVERSITY NEW MEXICO HOSPITAL
83080 | 1162513 | TYCO HEALTHCARE GROUP | GENIUS II | GENIUS II | THERMOMETERS/ ELECTRONIC/ INFRARED/ EAR | 1015101 |  | N11509930 | 2012-06-21 | 2017-06-15 | 32060 | M & FP-WEST MESA | 2012-06-01 | USD | 202 | Active | UNIVERSITY NEW MEXICO HOSPITAL
83102 | 1096951 | MEDELA INC | Waterless Milk Warmer | 87115 | WARMING UNITS | 2000050 |  | 1265859 | 2017-02-16 | 2018-02-15 | 12455 | NEWBORN ICU | 2012-06-01 | USD | 775 | Active | UNIVERSITY NEW MEXICO HOSPITAL
83100 | 1096949 | MEDELA INC | Waterless Milk Warmer | 87115 | WARMING UNITS | 2000050 |  | 1265844 | 2017-02-28 | 2018-02-15 | 12455 | NEWBORN ICU | 2012-06-01 | USD | 775 | Active | UNIVERSITY NEW MEXICO HOSPITAL
83097 | a0G60000007dGwm | MEDELA INC | Waterless Milk Warmer | 87115 | WARMING UNITS | 2000050 |  | 1265830 | 2017-02-03 | 2018-02-15 | 12455 | NEWBORN ICU | 2012-06-01 | USD | 775 | Active | UNIVERSITY NEW MEXICO HOSPITAL
83099 | 1096948 | MEDELA INC | Waterless Milk Warmer | 87115 | WARMING UNITS | 2000050 |  | 1265819 | 2017-02-06 | 2018-02-15 | 12455 | NEWBORN ICU | 2012-06-01 | USD | 775 | Active | UNIVERSITY NEW MEXICO HOSPITAL
83095 | 1096944 | MEDELA INC | Waterless Milk Warmer | 87115 | WARMING UNITS | 2000050 |  | 1265825 | 2017-02-16 | 2018-02-15 | 12455 | NEWBORN ICU | 2012-06-01 | USD | 775 | Active | UNIVERSITY NEW MEXICO HOSPITAL
83093 | 1096942 | MEDELA INC | Waterless Milk Warmer | 87115 | WARMING UNITS | 2000050 |  | 1265829 | 2017-02-10 | 2018-02-15 | 12455 | NEWBORN ICU | 2012-06-01 | USD | 775 | Active | UNIVERSITY NEW MEXICO HOSPITAL
83092 | 1096941 | MEDELA INC | Waterless Milk Warmer | 87115 | WARMING UNITS | 2000050 |  | 1265832 | 2017-02-24 | 2018-02-15 | 12455 | NEWBORN ICU | 2012-06-01 | USD | 775 | Active | UNIVERSITY NEW MEXICO HOSPITAL
83091 | 1096940 | MEDELA INC | Waterless Milk Warmer | 87115 | WARMING UNITS | 2000050 |  | 1265845 | 2017-02-02 | 2018-02-15 | 12455 | NEWBORN ICU | 2012-06-01 | USD | 775 | Active | UNIVERSITY NEW MEXICO HOSPITAL
83088 | 1096937 | MEDELA INC | Waterless Milk Warmer | 87115 | WARMING UNITS | 2000050 |  | 1265826 | 2017-02-01 | 2018-02-15 | 12455 | NEWBORN ICU | 2012-06-01 | USD | 775 | Active | UNIVERSITY NEW MEXICO HOSPITAL
83087 | 1096936 | MEDELA INC | Waterless Milk Warmer | 87115 | WARMING UNITS | 2000050 |  | 1265823 | 2017-02-14 | 2018-02-15 | 12415 | INTERMEDIATE CARE NURSERY | 2012-06-01 | USD | 775 | Active | UNIVERSITY NEW MEXICO HOSPITAL
83121 | 1096964 | MEDELA INC | Waterless Milk Warmer | 87115 | WARMING UNITS | 2000050 |  | 1265818 | 2016-02-10 | 2017-02-15 | 12455 | NEWBORN ICU | 2012-06-01 | USD | 775 | Active | UNIVERSITY NEW MEXICO HOSPITAL
83086 | 1162531 | MEDELA INC | Waterless Milk Warmer | 87115 | WARMING UNITS | 2000050 |  | 1265811 | 2017-02-14 | 2018-02-15 | 12415 | INTERMEDIATE CARE NURSERY | 2012-06-01 | USD | 775 | Active | UNIVERSITY NEW MEXICO HOSPITAL
83128 | 1096999 | MEDELA INC | Waterless Milk Warmer | 87115 | WARMING UNITS | 2000050 |  | 1265814 | 2017-02-01 | 2018-02-15 | 12415 | INTERMEDIATE CARE NURSERY | 2012-06-01 | USD | 775 | Active | UNIVERSITY NEW MEXICO HOSPITAL
83112 | 1096961 | MEDELA INC | Waterless Milk Warmer | 87115 | WARMING UNITS | 2000050 |  | 1265840 | 2017-02-01 | 2018-02-15 | 12455 | NEWBORN ICU | 2012-06-01 | USD | 775 | Active | UNIVERSITY NEW MEXICO HOSPITAL
83098 | 1096947 | MEDELA INC | Waterless Milk Warmer | 87115 | WARMING UNITS | 2000050 |  | 1265827 | 2014-05-30 | 2018-02-15 | 12455 | NEWBORN ICU | 2012-06-01 | USD | 775 | Reactivated | UNIVERSITY NEW MEXICO HOSPITAL
83105 | 1096954 | MEDELA INC | Waterless Milk Warmer | 87115 | WARMING UNITS | 2000050 |  | 1265822 | 2017-02-22 | 2018-02-15 | 12455 | NEWBORN ICU | 2012-06-01 | USD | 775 | Active | UNIVERSITY NEW MEXICO HOSPITAL
83108 | 1096957 | MEDELA INC | Waterless Milk Warmer | 87115 | WARMING UNITS | 2000050 |  | 1265846 | 2017-02-14 | 2018-02-15 | 12455 | NEWBORN ICU | 2012-06-01 | USD | 775 | Active | UNIVERSITY NEW MEXICO HOSPITAL
83109 | 1096958 | MEDELA INC | Waterless Milk Warmer | 87115 | WARMING UNITS | 2000050 |  | 1265809 | 2017-02-15 | 2018-02-15 | 12455 | NEWBORN ICU | 2012-06-01 | USD | 775 | Active | UNIVERSITY NEW MEXICO HOSPITAL
83094 | 1096943 | MEDELA INC | Waterless Milk Warmer | 87115 | WARMING UNITS | 2000050 |  | 1265835 | 2017-02-21 | 2018-02-15 | 12455 | NEWBORN ICU | 2012-06-01 | USD | 775 | Active | UNIVERSITY NEW MEXICO HOSPITAL
83104 | 1096953 | MEDELA INC | Waterless Milk Warmer | 87115 | WARMING UNITS | 2000050 |  | 1265831 | 2017-02-08 | 2018-02-15 | 12455 | NEWBORN ICU | 2012-06-01 | USD | 775 | Active | UNIVERSITY NEW MEXICO HOSPITAL
83103 | 1096952 | MEDELA INC | Waterless Milk Warmer | 87115 | WARMING UNITS | 2000050 |  | 1265813 | 2017-02-14 | 2018-02-15 | 12415 | INTERMEDIATE CARE NURSERY | 2012-06-01 | USD | 775 | Active | UNIVERSITY NEW MEXICO HOSPITAL
83124 | 1096967 | MEDELA INC | Waterless Milk Warmer | 87115 | WARMING UNITS | 2000050 |  | 1265816 | 2017-02-14 | 2018-02-15 | 12415 | INTERMEDIATE CARE NURSERY | 2012-06-01 | USD | 775 | Active | UNIVERSITY NEW MEXICO HOSPITAL
83096 | 1096945 | MEDELA INC | Waterless Milk Warmer | 87115 | WARMING UNITS | 2000050 |  | 1265812 | 2017-02-08 | 2018-02-15 | 12455 | NEWBORN ICU | 2012-06-01 | USD | 775 | Active | UNIVERSITY NEW MEXICO HOSPITAL
83111 | 1096960 | MEDELA INC | Waterless Milk Warmer | 87115 | WARMING UNITS | 2000050 |  | 1265843 | 2017-02-23 | 2018-02-15 | 12415 | INTERMEDIATE CARE NURSERY | 2012-06-01 | USD | 775 | Active | UNIVERSITY NEW MEXICO HOSPITAL
83085 | 31162530 | MEDELA INC | Waterless Milk Warmer | 87115 | WARMING UNITS | 2000050 |  | 1265815 | 2017-02-14 | 2018-02-15 | 12415 | INTERMEDIATE CARE NURSERY | 2012-06-01 | USD | 775 | Active | UNIVERSITY NEW MEXICO HOSPITAL
83132 | 1096974 | MEDELA INC | Waterless Milk Warmer | 87115 | WARMING UNITS | 1005468 |  | 1265315 | 2017-02-24 | 2018-02-15 | 12455 | NEWBORN ICU | 2012-06-01 | USD | 902.49 | Active | UNIVERSITY NEW MEXICO HOSPITAL
83131 | 1096973 | MEDELA INC | Waterless Milk Warmer | 87115 | WARMING UNITS | 1005468 |  | 1265339 | 2017-02-14 | 2018-02-15 | 12455 | NEWBORN ICU | 2012-06-01 | USD | 902.49 | Active | UNIVERSITY NEW MEXICO HOSPITAL
83130 | 1096972 | MEDELA INC | Waterless Milk Warmer | 87115 | WARMING UNITS | 1005468 |  | 1265340 | 2017-02-14 | 2018-02-15 | 12415 | INTERMEDIATE CARE NURSERY | 2012-06-01 | USD | 902.49 | Active | UNIVERSITY NEW MEXICO HOSPITAL
83106 | 1096955 | MEDELA INC | SYMPHONY | SYMPHONY | PUMPS/ BREAST | 2000050 |  | 1265841 | 2017-02-09 | 2018-02-15 | 12455 | NEWBORN ICU | 2012-06-01 | USD | 775 | Active | UNIVERSITY NEW MEXICO HOSPITAL
83126 | 1096969 | MEDELA INC | SYMPHONY | SYMPHONY | PUMPS/ BREAST | 2000050 |  | 1352796 | 2017-02-28 | 2018-02-15 | 12455 | NEWBORN ICU | 2012-06-01 | USD | 1250 | Active | UNIVERSITY NEW MEXICO HOSPITAL
83125 | 1096968 | MEDELA INC | SYMPHONY | SYMPHONY | PUMPS/ BREAST | 2000050 |  | 1352795 | 2017-02-15 | 2018-02-15 | 12455 | NEWBORN ICU | 2012-06-01 | USD | 1250 | Active | UNIVERSITY NEW MEXICO HOSPITAL
83127 | 1096970 | MEDELA INC | SYMPHONY | SYMPHONY | PUMPS/ BREAST | 2000050 |  | 1352794 | 2017-02-15 | 2018-02-15 | 12415 | INTERMEDIATE CARE NURSERY | 2012-06-01 | USD | 1250 | Active | UNIVERSITY NEW MEXICO HOSPITAL
83129 | 1096971 | MEDELA INC | SYMPHONY | SYMPHONY | PUMPS/ BREAST | 2000050 |  | 1352793 | 2017-02-28 | 2018-02-15 | 12415 | INTERMEDIATE CARE NURSERY | 2012-06-01 | USD | 1250 | Active | UNIVERSITY NEW MEXICO HOSPITAL
83101 | 1096950 | MEDELA INC | 87115 | 87115 | WARMING UNITS/ MULTIPURPOSE | 2000050 |  | 1265838 | 2017-02-06 | 2018-02-15 | 12455 | NEWBORN ICU | 2012-06-01 | USD | 775 | Active | UNIVERSITY NEW MEXICO HOSPITAL
83089 | 1096938 | MEDELA INC | 87115 | 87115 | WARMING UNITS/ MULTIPURPOSE | 2000050 |  | 1265842 | 2017-02-01 | 2018-02-15 | 12455 | NEWBORN ICU | 2012-06-01 | USD | 775 | Active | UNIVERSITY NEW MEXICO HOSPITAL
83119 | 1096962 | MEDELA INC | 87115 | 87115 | WARMING UNITS/ MULTIPURPOSE | 2000050 |  | 1265817 | 2017-02-10 | 2018-02-15 | 12455 | NEWBORN ICU | 2012-06-01 | USD | 775 | Active | UNIVERSITY NEW MEXICO HOSPITAL
82982 | 1162427 | EXERGEN CORP | TAT-5000 | TAT-5000 | THERMOMETERS/ ELECTRONIC/ INFRARED | REPLACN82751 |  | A290693 | 2012-06-19 | 2012-06-15 | 12320 | GENERAL MEDICINE (5-W) | 2012-05-31 | USD | 0.1 | Active | UNIVERSITY NEW MEXICO HOSPITAL
82986 | 1162431 | EXERGEN CORP | TAT-5000 | TAT-5000 | THERMOMETERS/ ELECTRONIC/ INFRARED | REPLACN73356 |  | A 290844 | 2012-06-19 | 2012-06-15 | 12330 | FAMILY PRACTICE (3-N) | 2012-05-31 | USD | 0.1 | Active | UNIVERSITY NEW MEXICO HOSPITAL
82981 | 1162426 | EXERGEN CORP | TAT-5000 | TAT-5000 | THERMOMETERS/ ELECTRONIC/ INFRARED | REPLACN68412 |  | A292668 | 2012-06-19 | 2012-06-15 | 12120 | MEDICAL/CARDIAC ICU | 2012-05-31 | USD | 0.1 | Active | UNIVERSITY NEW MEXICO HOSPITAL
82984 | 1162429 | EXERGEN CORP | TAT-5000 | TAT-5000 | THERMOMETERS/ ELECTRONIC/ INFRARED | REPLACN82327 |  | A290740 | 2012-08-20 | 2012-06-15 | 12360 | NEUROSCIENCE | 2012-05-31 | USD | 0.1 | Active | UNIVERSITY NEW MEXICO HOSPITAL
82969 | 1162392 | EXERGEN CORP | TAT-5000 | TAT-5000 | THERMOMETERS/ ELECTRONIC/ INFRARED | RMA 6695 |  | A292501 | 2012-05-31 | 2017-06-15 | 12230 | GEN MED/SAC (4-W) | 2012-05-31 | USD | 0.01 | Active | UNIVERSITY NEW MEXICO HOSPITAL
83055 | 1162510 | ACCUVEIN LLC | AV300 | AV300 | TRANSILLUMINATORS | 1015963 |  | AV12050085 | 2012-06-13 | 2017-06-15 | 15055 | ANESTHESIA | 2012-05-29 | USD | 4784.5 | Active | UNIVERSITY NEW MEXICO HOSPITAL
83054 | 1162509 | ACCUVEIN LLC | AV300 | AV300 | TRANSILLUMINATORS | 1015963 |  | AV12050076 | 2012-06-13 | 2017-06-15 | 15055 | ANESTHESIA | 2012-05-29 | USD | 4784.5 | Active | UNIVERSITY NEW MEXICO HOSPITAL
83056 | 1162511 | GE HEALTHCARE | SOLAR 8000I | SOLAR 8000I | MONITORING SYSTEMS/ PHYSIOLOGIC | 112532 |  | SJ812170166GA | 2016-12-01 | 2017-12-15 | 89025 | CLINICAL EDUCATION | 2012-05-25 | USD | 12193 | Active | UNIVERSITY NEW MEXICO HOSPITAL
80698 | 1096176 | EXERGEN CORP | TAT-5000 | TAT-5000 | THERMOMETERS/ ELECTRONIC/ INFRARED | 101436 |  | a306108 | 2012-10-01 | 2012-10-15 | 12230 | GEN MED/SAC (4-W) | 2012-05-25 | USD |  | Reactivated | UNIVERSITY NEW MEXICO HOSPITAL
82772 | 1162514 | EXERGEN CORP | TAT-5000 | TAT-5000 | THERMOMETERS/ ELECTRONIC/ INFRARED | 101436 |  | 284146 | 2012-05-29 | 2012-05-15 | 12230 | GEN MED/SAC (4-W) | 2012-05-25 | USD |  | Active | UNIVERSITY NEW MEXICO HOSPITAL
84866 | 57914445 | MEDRAD INC | PROVIS RACK MOUNT | 989801220078 | INJECTORS/ CONTRAST MEDIA | 581200 |  | 111345 |  | 2014-09-15 | 75025 | RADIOLOGY - INTERVENTIONAL RAD | 2012-05-25 | USD |  | Active | UNIVERSITY NEW MEXICO HOSPITAL
83035 | 1162485 | EXERGEN CORP | TAT-5000 | TAT-5000 | THERMOMETERS/ ELECTRONIC/ INFRARED | 1015007 |  | A 290410 | 2012-06-13 | 2017-06-15 | 12350 | CRC/CTC (5-E) | 2012-05-24 | USD | 360 | Active | UNIVERSITY NEW MEXICO HOSPITAL
83043 | 1162493 | EXERGEN CORP | TAT-5000 | TAT-5000 | THERMOMETERS/ ELECTRONIC/ INFRARED | 1015007 |  | A 290941 | 2012-06-13 | 2017-06-15 | 12350 | CRC/CTC (5-E) | 2012-05-24 | USD | 360 | Active | UNIVERSITY NEW MEXICO HOSPITAL
83039 | 1162489 | EXERGEN CORP | TAT-5000 | TAT-5000 | THERMOMETERS/ ELECTRONIC/ INFRARED | 1015007 |  | A 2910367 | 2012-06-13 | 2017-06-15 | 12350 | CRC/CTC (5-E) | 2012-05-24 | USD | 360 | Active | UNIVERSITY NEW MEXICO HOSPITAL
83037 | 1162487 | EXERGEN CORP | TAT-5000 | TAT-5000 | THERMOMETERS/ ELECTRONIC/ INFRARED | 1015007 |  | A 290413 | 2012-06-13 | 2017-06-15 | 12350 | CRC/CTC (5-E) | 2012-05-24 | USD | 360 | Active | UNIVERSITY NEW MEXICO HOSPITAL
83036 | 1162486 | EXERGEN CORP | TAT-5000 | TAT-5000 | THERMOMETERS/ ELECTRONIC/ INFRARED | 1015007 |  | A 292255 | 2012-06-13 | 2017-06-15 | 12350 | CRC/CTC (5-E) | 2012-05-24 | USD | 360 | Active | UNIVERSITY NEW MEXICO HOSPITAL
83041 | 1162491 | EXERGEN CORP | TAT-5000 | TAT-5000 | THERMOMETERS/ ELECTRONIC/ INFRARED | 1015007 |  | A 290988 | 2012-06-13 | 2017-06-15 | 12350 | CRC/CTC (5-E) | 2012-05-24 | USD | 360 | Active | UNIVERSITY NEW MEXICO HOSPITAL
83052 | 1162507 | FISHER & PAYKEL HEALTHCARE INC | MR850JHU | MR850JHU | HUMIDIFIERS/ HEATED | 1015001 |  | 120404139751 | 2016-09-07 | 2017-09-15 | 71510 | PULMONARY SERVICES | 2012-05-24 | USD | 944.23 | Active | UNIVERSITY NEW MEXICO HOSPITAL
83044 | 1162494 | FISHER & PAYKEL HEALTHCARE INC | MR850JHU | MR850JHU | HUMIDIFIERS/ HEATED | 1015001 |  | 120404139728 | 2016-09-07 | 2017-09-15 | 71510 | PULMONARY SERVICES | 2012-05-24 | USD | 944.23 | Active | UNIVERSITY NEW MEXICO HOSPITAL
83045 | 1162500 | FISHER & PAYKEL HEALTHCARE INC | MR850JHU | MR850JHU | HUMIDIFIERS/ HEATED | 1015001 |  | 111118125565 | 2016-09-14 | 2017-09-15 | 71510 | PULMONARY SERVICES | 2012-05-24 | USD | 944.23 | Active | UNIVERSITY NEW MEXICO HOSPITAL
83046 | 1162501 | FISHER & PAYKEL HEALTHCARE INC | MR850JHU | MR850JHU | HUMIDIFIERS/ HEATED | 1015001 |  | 120404139732 | 2016-09-13 | 2017-09-15 | 71510 | PULMONARY SERVICES | 2012-05-24 | USD | 944.23 | Active | UNIVERSITY NEW MEXICO HOSPITAL
83047 | 1162502 | FISHER & PAYKEL HEALTHCARE INC | MR850JHU | MR850JHU | HUMIDIFIERS/ HEATED | 1015001 |  | 120404139744 | 2016-09-13 | 2017-09-15 | 71510 | PULMONARY SERVICES | 2012-05-24 | USD | 944.23 | Active | UNIVERSITY NEW MEXICO HOSPITAL
83051 | 1162506 | FISHER & PAYKEL HEALTHCARE INC | MR850JHU | MR850JHU | HUMIDIFIERS/ HEATED | 1015001 |  | 120404139720 | 2015-08-28 | 2016-09-15 | 71510 | PULMONARY SERVICES | 2012-05-24 | USD | 944.23 | Active | UNIVERSITY NEW MEXICO HOSPITAL
83050 | 1162505 | FISHER & PAYKEL HEALTHCARE INC | MR850JHU | MR850JHU | HUMIDIFIERS/ HEATED | 1015001 |  | 120404139746 | 2016-09-28 | 2017-09-15 | 71510 | PULMONARY SERVICES | 2012-05-24 | USD | 944.23 | Active | UNIVERSITY NEW MEXICO HOSPITAL
83048 | 1162503 | FISHER & PAYKEL HEALTHCARE INC | MR850JHU | MR850JHU | HUMIDIFIERS/ HEATED | 1015001 |  | 111118125562 | 2016-09-01 | 2017-09-15 | 71510 | PULMONARY SERVICES | 2012-05-24 | USD | 944.23 | Active | UNIVERSITY NEW MEXICO HOSPITAL
83049 | 1162504 | FISHER & PAYKEL HEALTHCARE INC | MR850JHU | MR850JHU | HUMIDIFIERS/ HEATED | 1015001 |  | 120404139747 | 2016-09-07 | 2017-09-15 | 71510 | PULMONARY SERVICES | 2012-05-24 | USD | 944.23 | Active | UNIVERSITY NEW MEXICO HOSPITAL
83053 | 1162508 | FISHER & PAYKEL HEALTHCARE INC | MR850JHU | MR850JHU | HUMIDIFIERS/ HEATED | 1015001 |  | 120404139737 | 2016-09-01 | 2017-09-15 | 71510 | PULMONARY SERVICES | 2012-05-24 | USD | 944.23 | Active | UNIVERSITY NEW MEXICO HOSPITAL
83031 | 1162481 | SIEMENS HEALTHCARE | CLINITEK STATUS PLUS | CLINITEK STATUS PLUS | ANALYZERS/ POINT-OF-CARE/ URINE | 542745 |  | 205769 | 2013-01-31 | 2013-01-15 | 32040 | NE HEIGHTS CLINIC | 2012-05-23 | USD | 1298.01 | Active | UNIVERSITY NEW MEXICO HOSPITAL
83032 | 1162482 | NATUS MEDICAL INC | SYNERGY EDX | NICOLET EDX | ELECTROENCEPHALOGRAPHS | 1012750 |  | RW120182M | 2016-10-01 | 2017-10-15 | 34315 | CLINICAL NEUROSCIENCE CENTER | 2012-05-23 | USD | 20331.11 | Active | UNIVERSITY NEW MEXICO HOSPITAL
83022 | 1162472 | GE HEALTHCARE | CARESCAPE(V100) | CARESCAPE(V100) | MONITORING SYSTEMS/ PHYSIOLOGIC | 111959 |  | SH612190297SA | 2017-01-18 | 2018-01-15 | 71010 | PEDIATRIC CARDIOLOGY | 2012-05-23 | USD | 3282 | Active | UNIVERSITY NEW MEXICO HOSPITAL
83025 | 1162475 | EXERGEN CORP | TAT-5000 | TAT-5000 | THERMOMETERS/ ELECTRONIC/ INFRARED | 1014433 |  | A 291310 | 2012-06-13 | 2017-06-15 | 12350 | CRC/CTC (5-E) | 2012-05-23 | USD | 360 | Active | UNIVERSITY NEW MEXICO HOSPITAL
83024 | 1162474 | EXERGEN CORP | TAT-5000 | TAT-5000 | THERMOMETERS/ ELECTRONIC/ INFRARED | 1014433 |  | A 290422 | 2012-06-13 | 2017-06-15 | 12350 | CRC/CTC (5-E) | 2012-05-23 | USD | 360 | Active | UNIVERSITY NEW MEXICO HOSPITAL
83033 | 1162483 | NATUS MEDICAL INC | VIKING QUEST | VIKING QUEST | ELECTROMYOGRAPHS | 1012750 |  | PZ100336M | 2016-10-01 | 2017-10-15 | 34315 | CLINICAL NEUROSCIENCE CENTER | 2012-05-23 | USD | 20331.11 | Active | UNIVERSITY NEW MEXICO HOSPITAL
83020 | 1162470 | MEDELA INC | SYMPHONY | SYMPHONY | PUMPS/ BREAST | 1013578 |  | 1352760 | 2017-02-23 | 2018-02-15 | 12455 | NEWBORN ICU | 2012-05-22 | USD | 0.1 | Active | UNIVERSITY NEW MEXICO HOSPITAL
83021 | 1162471 | MEDELA INC | SYMPHONY | SYMPHONY | PUMPS/ BREAST | 1013578 |  | 1352757 | 2016-10-13 | 2017-10-15 | 12520 | MOTHER & BABY UNIT (3-E) BBRP | 2012-05-22 | USD | 0.1 | Active | UNIVERSITY NEW MEXICO HOSPITAL
83019 | 1162469 | MEDELA INC | SYMPHONY | SYMPHONY | PUMPS/ BREAST | 1013578 |  | 1352758 | 2016-10-13 | 2017-10-15 | 12520 | MOTHER & BABY UNIT (3-E) BBRP | 2012-05-22 | USD | 0.1 | Reactivated | UNIVERSITY NEW MEXICO HOSPITAL
83005 | 1162455 | VAPOTHERM INC | PRECISION FLOW | PRECISION FLOW | HUMIDIFIERS/ HEATED | 1015055 |  | PF00004565-P | 2017-01-09 | 2017-09-15 | 71510 | PULMONARY SERVICES | 2012-05-22 | USD | 5600 | Active | UNIVERSITY NEW MEXICO HOSPITAL
83004 | 1162456 | VAPOTHERM INC | PRECISION FLOW | PRECISION FLOW | HUMIDIFIERS/ HEATED | 1015055 |  | PF00003949-P | 2016-09-27 | 2017-09-15 | 71510 | PULMONARY SERVICES | 2012-05-22 | USD | 5600 | Active | UNIVERSITY NEW MEXICO HOSPITAL
83003 | 1162453 | VAPOTHERM INC | PRECISION FLOW | PRECISION FLOW | HUMIDIFIERS/ HEATED | 1015055 |  | PF00004555-P | 2015-09-25 | 2016-09-15 | 71510 | PULMONARY SERVICES | 2012-05-22 | USD | 5600 | Active | UNIVERSITY NEW MEXICO HOSPITAL
83002 | 1162454 | VAPOTHERM INC | PRECISION FLOW | PRECISION FLOW | HUMIDIFIERS/ HEATED | 1015055 |  | PF00003950-P | 2015-09-29 | 2016-09-15 | 71510 | PULMONARY SERVICES | 2012-05-22 | USD | 5600 | Active | UNIVERSITY NEW MEXICO HOSPITAL
83006 | 1162452 | VAPOTHERM INC | PRECISION FLOW | PRECISION FLOW | HUMIDIFIERS/ HEATED | 1015055 |  | PF00003948-P | 2016-09-16 | 2017-09-15 | 71510 | PULMONARY SERVICES | 2012-05-22 | USD | 5600 | Active | UNIVERSITY NEW MEXICO HOSPITAL
83014 | 1162464 | GE HEALTHCARE | CARESCAPE(V100) | CARESCAPE(V100) | MONITORING SYSTEMS/ PHYSIOLOGIC | 590086 |  | SH612170211SA | 2017-01-01 | 2018-01-15 | 76015 | REHABILITATION OUTPATIENT 1025 | 2012-05-22 | USD | 2060.8 | Active | UNIVERSITY NEW MEXICO HOSPITAL
83013 | 1162462 | GE HEALTHCARE | CARESCAPE(V100) | CARESCAPE(V100) | MONITORING SYSTEMS/ PHYSIOLOGIC | 1013935 |  | SH612140048SA | 2016-09-22 | 2017-09-15 | 34355 | DOIM-OUTPATIENT TREATMENT CTR | 2012-05-22 | USD | 1982.9 | Active | UNIVERSITY NEW MEXICO HOSPITAL
83012 | 1162463 | GE HEALTHCARE | CARESCAPE(V100) | CARESCAPE(V100) | MONITORING SYSTEMS/ PHYSIOLOGIC | 1013935 |  | SH611440164SA | 2016-09-22 | 2017-09-15 | 34355 | DOIM-OUTPATIENT TREATMENT CTR | 2012-05-22 | USD | 1982.9 | Active | UNIVERSITY NEW MEXICO HOSPITAL
83017 | 1162467 | HILL-ROM INC | THE VEST (205) | THE VEST (205) | MUCUS CLEARANCE DEVICES | 1014084 |  | 52-00682 | 2015-09-30 | 2016-09-15 | 71510 | PULMONARY SERVICES | 2012-05-22 | USD | 6500 | Reactivated | UNIVERSITY NEW MEXICO HOSPITAL
83016 | 1162466 | HILL-ROM INC | THE VEST (205) | THE VEST (205) | MUCUS CLEARANCE DEVICES | 1014084 |  | 52-00684 | 2016-09-01 | 2017-09-15 | 71510 | PULMONARY SERVICES | 2012-05-22 | USD | 6500 | Active | UNIVERSITY NEW MEXICO HOSPITAL
83015 | 1162465 | HILL-ROM INC | THE VEST (205) | THE VEST (205) | MUCUS CLEARANCE DEVICES | 1014084 |  | 52-00689 | 2016-09-12 | 2017-09-15 | 71510 | PULMONARY SERVICES | 2012-05-22 | USD | 6500 | Reactivated | UNIVERSITY NEW MEXICO HOSPITAL
83007 | 1162457 | BD | LTV-1200 | LTV-1200 | VENTILATORS | 1014088 |  | E55870 | 2016-09-07 | 2017-09-15 | 71510 | PULMONARY SERVICES | 2012-05-22 | USD | 11466 | Active | UNIVERSITY NEW MEXICO HOSPITAL
83009 | 1162459 | BD | LTV-1200 | LTV-1200 | VENTILATORS | 101466 |  | E56733 | 2016-09-01 | 2017-09-15 | 71510 | PULMONARY SERVICES | 2012-05-22 | USD | 11466 | Active | UNIVERSITY NEW MEXICO HOSPITAL
83008 | 1162458 | BD | LTV-1200 | LTV-1200 | VENTILATORS | 101466 |  | E55865 | 2016-09-07 | 2017-09-15 | 71510 | PULMONARY SERVICES | 2012-05-22 | USD | 11466 | Active | UNIVERSITY NEW MEXICO HOSPITAL
83010 | 1162460 | PHILIPS HEALTHCARE | TRILOGY 202 | 202 | VENTILATORS | 1014233 |  | TV012032729 | 2016-09-07 | 2017-09-15 | 71510 | PULMONARY SERVICES | 2012-05-22 | USD | 10150 | Active | UNIVERSITY NEW MEXICO HOSPITAL
83011 | 1162461 | PHILIPS HEALTHCARE | TRILOGY 202 | 202 | VENTILATORS | 1014233 |  | TV012032725 | 2016-09-01 | 2017-09-15 | 71510 | PULMONARY SERVICES | 2012-05-22 | USD | 10150 | Active | UNIVERSITY NEW MEXICO HOSPITAL
82887 | 1162175 | KARL STORZ ENDOSCOPY-AMERICA INC | HOPKINS II | HOPKINS II | ENDOSCOPIC TELESCOPES | 1014878 |  | 1785852 | 2012-05-23 | 2012-05-15 | 15000 | OPERATING ROOM | 2012-05-21 | USD | 4019.57 | Active | UNIVERSITY NEW MEXICO HOSPITAL
83605 | 1163064 | MEDICAL GRAPHICS CORP | ULTIMA CARDIO2 | ULTIMA CARDIO2 | MONITORING SYSTEMS/ PHYSIOLOGIC/ STRESS EXERCISE | 1019954 |  | 222000409 | 2016-09-06 | 2017-09-15 | 71520 | PULMONARY DIAGNOSTICS | 2012-05-15 | USD | 19500 | Active | UNIVERSITY NEW MEXICO HOSPITAL
82937 | 1162387 | NATUS MEDICAL INC | neoBLUE RADIOMETER | neoBlue | RADIOMETERS | 1011588 |  | 12336 | 2017-07-19 | 2018-07-15 | 12415 | INTERMEDIATE CARE NURSERY | 2012-05-15 | USD | 1795 | Reactivated | UNIVERSITY NEW MEXICO HOSPITAL
82855 | 1162408 | EXERGEN CORP | TAT-5000 | TAT-5000 | THERMOMETERS/ ELECTRONIC/ INFRARED | 1010381 |  | A284741 | 2012-06-19 | 2017-06-15 | 12310 | ADULT ONCOLOGY MED/SURG | 2012-05-15 | USD | 360 | Active | UNIVERSITY NEW MEXICO HOSPITAL
82854 | 1162407 | EXERGEN CORP | TAT-5000 | TAT-5000 | THERMOMETERS/ ELECTRONIC/ INFRARED | 1010381 |  | A284392 | 2012-06-19 | 2017-06-15 | 12310 | ADULT ONCOLOGY MED/SURG | 2012-05-15 | USD | 360 | Active | UNIVERSITY NEW MEXICO HOSPITAL
82939 | 1162418 | EXERGEN CORP | TAT-5000 | TAT-5000 | THERMOMETERS/ ELECTRONIC/ INFRARED | 1013879 |  | A288113 | 2012-06-19 | 2017-06-15 | 12410 | PEDIATRIC SPECIALTY CARE | 2012-05-15 | USD | 316 | Active | UNIVERSITY NEW MEXICO HOSPITAL
82938 | 1162417 | EXERGEN CORP | TAT-5000 | TAT-5000 | THERMOMETERS/ ELECTRONIC/ INFRARED | 1013879 |  | A288113 | 2012-06-19 | 2017-06-15 | 12410 | PEDIATRIC SPECIALTY CARE | 2012-05-15 | USD | 316 | Active | UNIVERSITY NEW MEXICO HOSPITAL
82936 | 1162386 | CHATTANOOGA GROUP INC | ADAPTA SUMMIT 7 | ADAPTA 3321 | TABLES/ EXAMINATION/TREATMENT | UNM110902 |  | C-I-T1197 | 2012-11-13 | 2012-11-15 | 34315 | CLINICAL NEUROSCIENCE CENTER | 2012-05-11 | USD |  | Active | UNIVERSITY NEW MEXICO HOSPITAL
82935 | 1162385 | WELCH ALLYN INC | SURETEMP PLUS (690) | SURETEMP PLUS (690) | THERMOMETERS/ ELECTRONIC | 1009185 |  | 12131339 | 2012-06-22 | 2012-06-15 | 12320 | GENERAL MEDICINE (5-W) | 2012-05-11 | USD | 166.89 | Active | UNIVERSITY NEW MEXICO HOSPITAL
82934 | 1162384 | WELCH ALLYN INC | SURETEMP PLUS (690) | SURETEMP PLUS (690) | THERMOMETERS/ ELECTRONIC | 1009185 |  | 12131350 | 2012-06-22 | 2012-06-15 | 12320 | GENERAL MEDICINE (5-W) | 2012-05-11 | USD | 166.89 | Active | UNIVERSITY NEW MEXICO HOSPITAL
| 1162172 | DWYER INSTRUMENTS INC | SERIES 477 | SERIES 477 | PRESSURE METERS/ DIGITAL | P-CARD | PHILIPS OWNS | N/A | 2017-03-21 | 2017-03-15 | 95700 | CLINICAL ENGINEERING | 2012-05-11 | USD | 0.01 | Active | UNIVERSITY NEW MEXICO HOSPITAL
82963 | 1162416 | TYCO HEALTHCARE GROUP | GENIUS II | GENIUS II | THERMOMETERS/ ELECTRONIC/ INFRARED/ EAR | 1012284 |  | N11576444 | 2012-06-13 | 2017-06-15 | 34355 | DOIM-OUTPATIENT TREATMENT CTR | 2012-05-09 | USD | 246.26 | Active | UNIVERSITY NEW MEXICO HOSPITAL
82964 | 1162415 | EXERGEN CORP | TAT-5000 | TAT-5000 | THERMOMETERS/ ELECTRONIC/ INFRARED | 1012286 |  | A288198 | 2012-06-13 | 2017-06-15 | 34355 | DOIM-OUTPATIENT TREATMENT CTR | 2012-05-09 | USD | 316 | Active | UNIVERSITY NEW MEXICO HOSPITAL
82863 | 1162382 | TYCO HEALTHCARE GROUP | GENIUS II | GENIUS II | THERMOMETERS/ ELECTRONIC/ INFRARED/ EAR | REPLACN73945 |  | N11579166 | 2012-08-10 | 2012-08-15 | 12320 | GENERAL MEDICINE (5-W) | 2012-05-08 | USD |  | Active | UNIVERSITY NEW MEXICO HOSPITAL
82933 | 1162383 | EXERGEN CORP | TAT-5000 | TAT-5000 | THERMOMETERS/ ELECTRONIC/ INFRARED | REPLACN70851 |  | A4331 | 2012-08-10 | 2012-08-15 | 12000 | LABOR AND DELIVERY | 2012-05-08 | USD |  | Active | UNIVERSITY NEW MEXICO HOSPITAL
82862 | 1162381 | TYCO HEALTHCARE GROUP | GENIUS II | GENIUS II | THERMOMETERS/ ELECTRONIC/ INFRARED/ EAR | REPLACN80829 |  | N11579001 | 2012-08-10 | 2012-08-15 | 21015 | ED-NORTH | 2012-05-08 | USD |  | Active | UNIVERSITY NEW MEXICO HOSPITAL
82861 | 1162414 | EXERGEN CORP | TAT-5000 | TAT-5000 | THERMOMETERS/ ELECTRONIC/ INFRARED | REPLACN70069 |  | A285482 | 2012-08-10 | 2012-08-15 | 12240 | GENERAL SURGERY (6-S) | 2012-05-08 | USD |  | Active | UNIVERSITY NEW MEXICO HOSPITAL
82856 | 1162409 | TYCO HEALTHCARE GROUP | GENIUS II | GENIUS II | THERMOMETERS/ ELECTRONIC/ INFRARED/ EAR | 1010382 |  | N12511835 | 2012-06-26 | 2012-06-15 | 12310 | ADULT ONCOLOGY MED/SURG | 2012-05-08 | USD | 242.26 | Active | UNIVERSITY NEW MEXICO HOSPITAL
84819 | 1163485 | EXERGEN CORP | TAT-5000 | TAT-5000 | THERMOMETERS/ ELECTRONIC/ INFRARED |  |  | A362731 | 2012-08-09 | 2012-08-15 | 12240 | GENERAL SURGERY (6-S) | 2012-05-08 | USD |  | Active | UNIVERSITY NEW MEXICO HOSPITAL
82859 | 1162412 | EXERGEN CORP | TAT-5000 | TAT-5000 | THERMOMETERS/ ELECTRONIC/ INFRARED |  |  | A287559 | 2012-08-09 | 2012-08-15 | 34110 | WOMEN'S HEALTH CENTER | 2012-05-08 | USD |  | Active | UNIVERSITY NEW MEXICO HOSPITAL
82840 | 1162143 | NATUS MEDICAL INC | NEOBLUE COZY | NEOBLUE COZY | PHOTOTHERAPY UNIT/VISIBLE LIGHT/HYPERBILIRUBINEMIA | 1011069 |  | 71500 | 2017-07-14 | 2018-01-15 | 34150 | PEDIATRICS CLINIC | 2012-05-08 | USD | 3250 | Active | UNIVERSITY NEW MEXICO HOSPITAL
82841 | 1162144 | NATUS MEDICAL INC | NEOBLUE | NEOBLUE | RADIOMETERS/ PHOTOTHERAPY | 1011069 |  | 12341 | 2017-05-02 | 2018-04-15 | 34150 | PEDIATRICS CLINIC | 2012-05-08 | USD | 1795 | Active | UNIVERSITY NEW MEXICO HOSPITAL
82967 | 1162391 | BELIMED AG | 559 | 559 | STERILIZING UNITS/ STEAM | 1004134 |  | 13131 | 2017-01-26 | 2018-01-15 | 15000 | OPERATING ROOM | 2012-05-07 | USD | 32810.87 | Active | UNIVERSITY NEW MEXICO HOSPITAL
82971 | 1162394 | BELIMED AG | 559 | 559 | STERILIZING UNITS/ STEAM | 1004134 |  | 13129 | 2017-07-17 | 2018-07-15 | 15000 | OPERATING ROOM | 2012-05-07 | USD | 32810.87 | Active | UNIVERSITY NEW MEXICO HOSPITAL
82970 | 1162393 | BELIMED AG | 559 | 559 | STERILIZING UNITS/ STEAM | 1004134 |  | 13144 | 2017-05-19 | 2018-05-15 | 15000 | OPERATING ROOM | 2012-05-07 | USD | 32810.87 | Active | UNIVERSITY NEW MEXICO HOSPITAL
82839 | 1162142 | DRAEGER MEDICAL INC | D-VAPOR DESFLURANE | D-VAPOR DESFLURANE | ANESTHESIA UNIT VAPORIZERS | REPLACN80367 |  | ASCJ-0637 | 2017-01-06 | 2018-01-15 | 15055 | ANESTHESIA | 2012-05-04 | USD |  | Active | UNIVERSITY NEW MEXICO HOSPITAL
82941 | 1162067 | NICOLET VASCULAR INC | ELITE 100 | ELITE 100 | BLOOD-FLOW DETECTORS/ ULTRASONIC | 1011266 |  | EAM0755 | 2012-05-07 | 2017-06-15 | 34110 | WOMEN'S HEALTH CENTER | 2012-05-02 | USD | 563 | Active | UNIVERSITY NEW MEXICO HOSPITAL
82685 | 1162069 | NICOLET VASCULAR INC | ELITE 100 | ELITE 100 | BLOOD-FLOW DETECTORS/ ULTRASONIC | 1011266 |  | EAM0754 | 2012-05-07 | 2017-06-15 | 34110 | WOMEN'S HEALTH CENTER | 2012-05-02 | USD | 563 | Active | UNIVERSITY NEW MEXICO HOSPITAL
82684 | 1162071 | NICOLET VASCULAR INC | ELITE 100 | ELITE 100 | BLOOD-FLOW DETECTORS/ ULTRASONIC | 1011266 |  | EAM0753 | 2012-05-07 | 2017-06-15 | 34110 | WOMEN'S HEALTH CENTER | 2012-05-02 | USD | 563 | Active | UNIVERSITY NEW MEXICO HOSPITAL
82686 | 1162068 | NICOLET VASCULAR INC | ELITE 100 | ELITE 100 | BLOOD-FLOW DETECTORS/ ULTRASONIC | 1011266 |  | EAM0752 | 2012-05-07 | 2017-06-15 | 34110 | WOMEN'S HEALTH CENTER | 2012-05-02 | USD | 563 | Active | UNIVERSITY NEW MEXICO HOSPITAL
82683 | 1162070 | NICOLET VASCULAR INC | ELITE 100 | ELITE 100 | BLOOD-FLOW DETECTORS/ ULTRASONIC | 1011266 |  | EAM0751 | 2012-05-07 | 2017-06-15 | 34110 | WOMEN'S HEALTH CENTER | 2012-05-02 | USD | 563 | Active | UNIVERSITY NEW MEXICO HOSPITAL
82687 | 1162072 | NICOLET VASCULAR INC | ELITE 100 | ELITE 100 | BLOOD-FLOW DETECTORS/ ULTRASONIC | 1011266 |  | EAM0750 | 2012-05-02 | 2017-06-15 | 34110 | WOMEN'S HEALTH CENTER | 2012-05-02 | USD | 563 | Active | UNIVERSITY NEW MEXICO HOSPITAL
82931 | 1162379 | GE HEALTHCARE | DASH 4000 | DASH 4000 | MONITORING SYSTEMS/ PHYSIOLOGIC | 555822 |  | SD011133615SA | 2016-11-15 | 2017-11-15 | 12330 | FAMILY PRACTICE (3-N) | 2012-05-02 | USD | 13120.32 | Active | UNIVERSITY NEW MEXICO HOSPITAL
82930 | 1162378 | GE HEALTHCARE | DASH 4000 | DASH 4000 | MONITORING SYSTEMS/ PHYSIOLOGIC | 555822 |  | SD011133587SA | 2016-11-15 | 2017-11-15 | 12330 | FAMILY PRACTICE (3-N) | 2012-05-02 | USD | 13120.32 | Active | UNIVERSITY NEW MEXICO HOSPITAL
82907 | 1162377 | GE HEALTHCARE | DASH 4000 | DASH 4000 | MONITORING SYSTEMS/ PHYSIOLOGIC | 555822 |  | SD011133572SA | 2016-11-15 | 2017-11-15 | 12330 | FAMILY PRACTICE (3-N) | 2012-05-02 | USD | 13120.32 | Active | UNIVERSITY NEW MEXICO HOSPITAL
82906 | 1162376 | GE HEALTHCARE | DASH 4000 | DASH 4000 | MONITORING SYSTEMS/ PHYSIOLOGIC | 555822 |  | SD011133623SA | 2016-11-15 | 2017-11-15 | 12330 | FAMILY PRACTICE (3-N) | 2012-05-02 | USD | 13120.32 | Active | UNIVERSITY NEW MEXICO HOSPITAL
82905 | 1162375 | GE HEALTHCARE | DASH 4000 | DASH 4000 | MONITORING SYSTEMS/ PHYSIOLOGIC | 555822 |  | SD011133611SA | 2016-11-15 | 2017-11-15 | 12330 | FAMILY PRACTICE (3-N) | 2012-05-02 | USD | 13120.32 | Active | UNIVERSITY NEW MEXICO HOSPITAL
82904 | 1162374 | GE HEALTHCARE | DASH 4000 | DASH 4000 | MONITORING SYSTEMS/ PHYSIOLOGIC | 555822 |  | SD011143830SA | 2016-11-15 | 2017-11-15 | 12330 | FAMILY PRACTICE (3-N) | 2012-05-02 | USD | 13120.32 | Active | UNIVERSITY NEW MEXICO HOSPITAL
82902 | 1162372 | GE HEALTHCARE | DASH 4000 | DASH 4000 | MONITORING SYSTEMS/ PHYSIOLOGIC | 555822 |  | SD011133608SA | 2016-11-15 | 2017-11-15 | 12330 | FAMILY PRACTICE (3-N) | 2012-05-02 | USD | 13120.32 | Active | UNIVERSITY NEW MEXICO HOSPITAL
82901 | 1162371 | GE HEALTHCARE | DASH 4000 | DASH 4000 | MONITORING SYSTEMS/ PHYSIOLOGIC | 555822 |  | SD011143833SA | 2016-11-15 | 2017-11-15 | 12330 | FAMILY PRACTICE (3-N) | 2012-05-02 | USD | 13120.32 | Active | UNIVERSITY NEW MEXICO HOSPITAL
82900 | 1162370 | GE HEALTHCARE | DASH 4000 | DASH 4000 | MONITORING SYSTEMS/ PHYSIOLOGIC | 555822 |  | SD011123025SA | 2016-11-14 | 2017-11-15 | 12330 | FAMILY PRACTICE (3-N) | 2012-05-02 | USD | 13120.32 | Active | UNIVERSITY NEW MEXICO HOSPITAL
82903 | 1162373 | GE HEALTHCARE | DASH 4000 | DASH 4000 | MONITORING SYSTEMS/ PHYSIOLOGIC | 555822 |  | SD011133578SA | 2016-11-15 | 2017-11-15 | 12330 | FAMILY PRACTICE (3-N) | 2012-05-02 | USD | 13120.32 | Active | UNIVERSITY NEW MEXICO HOSPITAL
82899 | 1162153 | MEDTRONIC INC | OXIMAX | N-65 | OXIMETERS/ PULSE | 1012367 |  | G11816196 | 2016-10-17 | 2017-10-15 | 12210 | CORONARY CARE SUBACUTE | 2012-05-02 | USD | 528.65 | Reactivated | UNIVERSITY NEW MEXICO HOSPITAL
82966 | 1162390 | STERIS CORP | SYSTEM 1E | 1E | WASHERS/ FLEXIBLE ENDOSCOPE | 581048 |  | 405346 | 2017-03-07 | 2017-11-15 | 15005 | OPERATING ROOM - BBRP | 2012-05-01 | USD | 16292.92 | Active | UNIVERSITY NEW MEXICO HOSPITAL
82777 | 1162047 | GE HEALTHCARE | CIC PRO | CIC PRO | MONITORS/ CENTRAL STATION | 556012 |  | SDY11158745GA | 2017-05-03 | 2018-05-15 | 12120 | MEDICAL/CARDIAC ICU | 2012-05-01 | USD | 6212.5 | Active | UNIVERSITY NEW MEXICO HOSPITAL
82780 | 1162050 | GE HEALTHCARE | CIC PRO | CIC PRO | MONITORS/ CENTRAL STATION | 556012 |  | SDY11077890GA | 2017-05-16 | 2018-05-15 | 15510 | OSIS PACU | 2012-05-01 | USD | 6212.5 | Active | UNIVERSITY NEW MEXICO HOSPITAL
82781 | 1162051 | GE HEALTHCARE | CIC PRO | CIC PRO | MONITORS/ CENTRAL STATION | 556012 |  | SDY11077883GA | 2017-05-16 | 2018-05-15 | 15510 | OSIS PACU | 2012-05-01 | USD | 6212.5 | Active | UNIVERSITY NEW MEXICO HOSPITAL
82898 | 1162152 | BK MEDICAL SYSTEMS INC | MEDICAL FLEX FOCUS 1202 | 555859 | SCANNING SYSTEMS/ ULTRASONIC/ PORTABLE |  | H531132 | 5001443 | 2015-01-16 | 2015-08-15 | 34115 | WOMEN'S ULTRASOUND CLINIC | 2012-04-26 | USD | 67373.99 | Active | UNIVERSITY NEW MEXICO HOSPITAL
73303 | 1083407 | STERIS CORP | SYSTEM 1E | 1E | WASHERS/ FLEXIBLE ENDOSCOPE | 581048 |  | 403268 | 2017-06-30 | 2018-06-15 | 15500 | OSIS OPERATING ROOM | 2012-04-20 | USD | 16292.92 | Active | UNIVERSITY NEW MEXICO HOSPITAL
73304 | 1083497 | STERIS CORP | SYSTEM 1E | 1E | WASHERS/ FLEXIBLE ENDOSCOPE | 581048 |  | 403279 | 2015-11-30 | 2016-11-15 | 15500 | OSIS OPERATING ROOM | 2012-04-20 | USD | 16292.92 | Active | UNIVERSITY NEW MEXICO HOSPITAL
82876 | 1162161 | ACCUVEIN LLC | AV300 | AV300 | TRANSILLUMINATORS | 1008306 |  | AV12039812 | 2014-04-09 | 2012-04-15 | 12340 | SURGICAL SPECIALITY UNIT (4-S) | 2012-04-20 | USD | 4784.5 | Active | UNIVERSITY NEW MEXICO HOSPITAL
82872 | 1162167 | ACCUVEIN LLC | AV300 | AV300 | TRANSILLUMINATORS | 1008306 |  | AV12039867 | 2012-04-19 | 2012-04-15 | 12130 | TRAUMA/SURGICAL ICU | 2012-04-20 | USD | 4787 | Active | UNIVERSITY NEW MEXICO HOSPITAL
82884 | 1162169 | ACCUVEIN LLC | AV300 | AV300 | TRANSILLUMINATORS | 1008306 |  | AV12039773 | 2012-04-17 | 2012-04-15 | 12410 | PEDIATRIC SPECIALTY CARE | 2012-04-20 | USD | 1008306 | Active | UNIVERSITY NEW MEXICO HOSPITAL
82875 | 1162171 | ACCUVEIN LLC | AV300 | AV300 | TRANSILLUMINATORS | 1008306 |  | AV12039770 | 2012-05-02 | 2012-04-15 | 12460 | PEDIATRIC ICU | 2012-04-20 | USD | 4784.5 | Active | UNIVERSITY NEW MEXICO HOSPITAL
82883 | 1162163 | ACCUVEIN LLC | AV300 | AV300 | TRANSILLUMINATORS | 1008306 |  | AV12039787 | 2012-04-19 | 2012-04-15 | 12000 | LABOR AND DELIVERY | 2012-04-20 | USD | 4787.5 | Active | UNIVERSITY NEW MEXICO HOSPITAL
82874 | 1162165 | ACCUVEIN LLC | AV300 | AV300 | TRANSILLUMINATORS | 1008306 |  | AV12039874 | 2012-04-18 | 2012-04-15 | 12120 | MEDICAL/CARDIAC ICU | 2012-04-20 | USD | 4784.5 | Active | UNIVERSITY NEW MEXICO HOSPITAL
82871 | 1162168 | ACCUVEIN LLC | AV300 | AV300 | TRANSILLUMINATORS | 1008306 |  | AV12039807 | 2012-04-19 | 2012-04-15 | 12110 | NEUROSCIENCE ICU | 2012-04-20 | USD | 4784.5 | Active | UNIVERSITY NEW MEXICO HOSPITAL
82870 | 1162170 | ACCUVEIN LLC | AV300 | AV300 | TRANSILLUMINATORS | 1008306 |  | AV12039806 | 2012-04-19 | 2012-04-15 | 12520 | MOTHER & BABY UNIT (3-E) BBRP | 2012-04-20 | USD | 4784.5 | Active | UNIVERSITY NEW MEXICO HOSPITAL
82878 | 1162159 | ACCUVEIN LLC | AV300 | AV300 | TRANSILLUMINATORS | 1008306 |  | AV12039 | 2012-04-19 | 2012-04-15 | 12250 | ORTHOPEDICS (3-S) | 2012-04-20 | USD | 4787.5 | Active | UNIVERSITY NEW MEXICO HOSPITAL
82879 | 1162158 | ACCUVEIN LLC | AV300 | AV300 | TRANSILLUMINATORS | 1008306 |  | AV12039844 | 2012-04-19 | 2012-04-15 | 12230 | GEN MED/SAC (4-W) | 2012-04-20 | USD | 4784.5 | Active | UNIVERSITY NEW MEXICO HOSPITAL
82877 | 1162160 | ACCUVEIN LLC | AV300 | AV300 | TRANSILLUMINATORS | 1008306 |  | AV12039799 | 2012-04-19 | 2012-04-15 | 12230 | GEN MED/SAC (4-W) | 2012-04-20 | USD | 1008306 | Active | UNIVERSITY NEW MEXICO HOSPITAL
82882 | 1162164 | ACCUVEIN LLC | AV300 | AV300 | TRANSILLUMINATORS | 1008306 |  | AV12039786 | 2012-04-19 | 2012-04-15 | 12320 | GENERAL MEDICINE (5-W) | 2012-04-20 | USD | 4784.5 | Active | UNIVERSITY NEW MEXICO HOSPITAL
82885 | 1162155 | ACCUVEIN LLC | AV300 | AV300 | TRANSILLUMINATORS | 1008306 |  | AV12039816 | 2012-04-19 | 2012-04-15 | 12310 | ADULT ONCOLOGY MED/SURG | 2012-04-20 | USD | 1008306 | Active | UNIVERSITY NEW MEXICO HOSPITAL
82881 | 1162156 | ACCUVEIN LLC | AV300 | AV300 | TRANSILLUMINATORS | 1008306 |  | AV12039781 | 2012-04-20 | 2012-04-15 | 12240 | GENERAL SURGERY (6-S) | 2012-04-20 | USD | 4784.5 | Active | UNIVERSITY NEW MEXICO HOSPITAL
82880 | 1162157 | ACCUVEIN LLC | AV300 | AV300 | TRANSILLUMINATORS | 1008306 |  | AV12039849 | 2012-04-23 | 2012-04-15 | 12210 | CORONARY CARE SUBACUTE | 2012-04-20 | USD | 4784 | Active | UNIVERSITY NEW MEXICO HOSPITAL
80123 | 1143465 | GE HEALTHCARE | CIC PRO | CIC PRO | MONITORS/ CENTRAL STATION |  |  | SDY10446031GA | 2017-04-25 | 2018-04-15 | 12310 | ADULT ONCOLOGY MED/SURG | 2012-04-17 | USD |  | Active | UNIVERSITY NEW MEXICO HOSPITAL
82741 | 1162140 | SCALE-TRONIX INC | 5122 | 5122 | SCALES/ PATIENT/ PLATFORM/ ELECTRONIC | 1010174 |  | 5122-1233 | 2017-07-17 | 2018-07-15 | 21035 | URGENT CARE CENTER | 2012-04-17 | USD | 1680 | Active | UNIVERSITY NEW MEXICO HOSPITAL
82869 | 1162150 | PRECISION MEDICAL INC | PM3300 | PM3300 | REGULATORS/ SUCTION | 1011039 |  | 189038 | 2012-06-07 | 2012-06-15 | 34340 | PAIN CLINIC | 2012-04-16 | USD |  | Active | UNIVERSITY NEW MEXICO HOSPITAL
82867 | 1162148 | PRECISION MEDICAL INC | PM3300 | PM3300 | REGULATORS/ SUCTION | 1011039 |  | 189037 | 2012-06-14 | 2017-06-15 | 34340 | PAIN CLINIC | 2012-04-16 | USD |  | Active | UNIVERSITY NEW MEXICO HOSPITAL
82868 | 1162149 | PRECISION MEDICAL INC | PM3300 | PM3300 | REGULATORS/ SUCTION | 1011039 |  | 189044 | 2012-06-07 | 2012-06-15 | 34340 | PAIN CLINIC | 2012-04-16 | USD |  | Active | UNIVERSITY NEW MEXICO HOSPITAL
82866 | 1162147 | PRECISION MEDICAL INC | PM3300 | PM3300 | REGULATORS/ SUCTION | 1011039 |  | 189050 | 2012-06-07 | 2012-06-15 | 34340 | PAIN CLINIC | 2012-04-16 | USD |  | Active | UNIVERSITY NEW MEXICO HOSPITAL
82865 | 1162146 | PRECISION MEDICAL INC | PM3300 | PM3300 | REGULATORS/ SUCTION | 1011039 |  | 189039 | 2012-06-07 | 2012-06-15 | 34340 | PAIN CLINIC | 2012-04-16 | USD |  | Active | UNIVERSITY NEW MEXICO HOSPITAL
82864 | 1162145 | PRECISION MEDICAL INC | PM3300 | PM3300 | REGULATORS/ SUCTION | 1011039 |  | 189036 | 2012-06-07 | 2012-06-15 | 34340 | PAIN CLINIC | 2012-04-16 | USD |  | Active | UNIVERSITY NEW MEXICO HOSPITAL
82492 | 1162019 | EMERSON COMPANY J H | COUGH ASSIST (CA-3000) | COUGH ASSIST (CA-300 | MUCUS CLEARANCE DEVICES | 1009981 |  | 6558 | 2016-09-01 | 2017-09-15 | 71510 | PULMONARY SERVICES | 2012-04-11 | USD | 0 | Active | UNIVERSITY NEW MEXICO HOSPITAL
82842 | 1162119 | KARL STORZ ENDOSCOPY-AMERICA INC | SC-WU26-A1511 | SC-WU26-A1511 | MONITORS/ VIDEO | 589619 |  | 11-173490 | 2012-04-20 | 2012-04-15 | 15000 | OPERATING ROOM | 2012-04-03 | USD | 4995 | Active | UNIVERSITY NEW MEXICO HOSPITAL
82843 | 1162118 | KARL STORZ ENDOSCOPY-AMERICA INC | SC-WU26-A1511 | SC-WU26-A1511 | MONITORS/ VIDEO | 589619 |  | 11-179176 | 2012-04-20 | 2012-04-15 | 15000 | OPERATING ROOM | 2012-04-03 | USD | 4995 | Active | UNIVERSITY NEW MEXICO HOSPITAL
80348 | 1085921 | SONOSITE INC | M-OB/GYN OFFICE | M-OB/GYN OFFICE | SCANNING SYSTEMS/ ULTRASONIC/ PORTABLE |  | H517008 | WK0WX2 | 2016-08-24 | 2016-08-15 | 34035 | UNMMG - REPRODUCTIVE HEALTH | 2012-04-02 | USD | 36157.05 | Active | UNIVERSITY NEW MEXICO HOSPITAL
82768 | 1162111 | EXERGEN CORP | TAT-5000 | TAT-5000 | THERMOMETERS/ ELECTRONIC/ INFRARED |  |  | 284712 | 2012-04-02 | 2012-04-15 | 12320 | GENERAL MEDICINE (5-W) | 2012-04-02 | USD |  | Active | UNIVERSITY NEW MEXICO HOSPITAL
82769 | 1162112 | EXERGEN CORP | TAT-5000 | TAT-5000 | THERMOMETERS/ ELECTRONIC/ INFRARED |  |  | 284710 | 2012-04-02 | 2012-04-15 | 12320 | GENERAL MEDICINE (5-W) | 2012-04-02 | USD |  | Active | UNIVERSITY NEW MEXICO HOSPITAL
76399 | 1163892 | B BRAUN MEDICAL INC | SPACE STATION WIRELESS | 8713142U | RACKS/ MODULE |  |  | 7120 | 2016-03-30 | 2018-03-15 | 95700 | CLINICAL ENGINEERING | 2012-03-28 | USD |  | Reactivated | UNIVERSITY NEW MEXICO HOSPITAL
80525 | 1161739 | ALCON SURGICAL INC | INFINITI | INFINITI | CATARACT EXTRACTION UNITS/ PHACOEMULSIFICATION | 563578 |  | 1002499901X | 2017-05-10 | 2018-05-15 | 15500 | OSIS OPERATING ROOM | 2012-03-26 | USD | 50500 | Active | UNIVERSITY NEW MEXICO HOSPITAL
83117 | 54738886 | PHILIPS HEALTHCARE | DIGITALDIAGNOST RELEASE 3 | 712025 | RADIOGRAPHIC SYSTEMS/ DIGITAL | 581200 |  | 12000001 |  | 2013-01-15 | 75000 | RADIOLOGY - GENERAL | 2012-03-26 | USD |  | Active | UNIVERSITY NEW MEXICO HOSPITAL
82811 | 1162088 | OLYMPUS AMERICA INC | SZ2-ST | SZ2-ST | MICROSCOPES | 1006356 |  | 1J08259 | 2017-05-01 | 2018-05-15 | 15515 | OSIS ANESTHESIA | 2012-03-19 | USD | 2825.34 | Active | UNIVERSITY NEW MEXICO HOSPITAL
82801 | 1162079 | DRAEGER MEDICAL INC | D-VAPOR DESFLURANE | D-VAPOR DESFLURANE | ANESTHESIA UNIT VAPORIZERS |  |  | ARYF-0355 | 2017-01-01 | 2018-01-15 | 15515 | OSIS ANESTHESIA | 2012-03-12 | USD |  | Active | UNIVERSITY NEW MEXICO HOSPITAL
82809 | 1162086 | PRECISION MEDICAL INC | PM5300 | PM5300 | OXYGEN-AIR PROPORTIONERS | FOUND |  | BL011548 | 2016-10-27 | 2017-10-15 | 12510 | WOMEN'S SPECIAL CARE | 2012-03-12 | USD | 895 | Active | UNIVERSITY NEW MEXICO HOSPITAL
82805 | 1162082 | DRAEGER MEDICAL INC | FABIUS TIRO | FABIUS TIRO | ANESTHESIA UNITS |  |  | ASDA-0121 | 2017-03-01 | 2017-09-15 | 15515 | OSIS ANESTHESIA | 2012-03-12 | USD |  | Active | UNIVERSITY NEW MEXICO HOSPITAL
82798 | 1162076 | DRAEGER MEDICAL INC | FABIUS TIRO | FABIUS TIRO | ANESTHESIA UNITS |  |  | ASDA-0122 | 2017-03-01 | 2017-09-15 | 15515 | OSIS ANESTHESIA | 2012-03-12 | USD |  | Active | UNIVERSITY NEW MEXICO HOSPITAL
82807 | 1162084 | DRAEGER MEDICAL INC | VAPOR 2000 SEVOFLURANE | VAPOR 2000 (M35170) | ANESTHESIA UNIT VAPORIZERS |  |  | ARXA-1263 | 2017-01-01 | 2018-01-15 | 15515 | OSIS ANESTHESIA | 2012-03-12 | USD |  | Active | UNIVERSITY NEW MEXICO HOSPITAL
82800 | 1162078 | DRAEGER MEDICAL INC | VAPOR 2000 SEVOFLURANE | VAPOR 2000 (M35170) | ANESTHESIA UNIT VAPORIZERS |  |  | ARSD-0345 | 2017-01-01 | 2018-01-15 | 15515 | OSIS ANESTHESIA | 2012-03-12 | USD |  | Active | UNIVERSITY NEW MEXICO HOSPITAL
82767 | 1162040 | DEVILBISS HEALTH CARE INC | PULMO-AIDE (3650D) | PULMO-AIDE (3650D) | NEBULIZERS/ ULTRASONIC |  |  | 3D6040534 | 2016-10-01 | 2017-10-15 | 32050 | WESTSIDE FAMILY & SENIOR HLTH | 2012-03-08 | USD |  | Active | UNIVERSITY NEW MEXICO HOSPITAL
82681 | 1096475 | MIDMARK CORP | RITTER 222 (222-002) | RITTER 222 (222-002) | TABLES/ EXAMINATION/TREATMENT | 496292 |  | V753634 | 2012-03-07 | 2012-03-15 | 30030 | CTH OUTPATIENT CLINIC | 2012-03-07 | USD | 3484.2 | Active | UNIVERSITY NEW MEXICO HOSPITAL
83073 | 1162523 | DRAEGER MEDICAL INC | APOLLO | 8606500-54 | ANESTHESIA UNITS | 581202 |  | ASCJ-0244 | 2017-03-15 | 2017-09-15 | 15055 | ANESTHESIA | 2012-03-07 | USD | 61298.13 | Active | UNIVERSITY NEW MEXICO HOSPITAL
83078 | 1162528 | DRAEGER MEDICAL INC | D-VAPOR DESFLURANE | D-VAPOR DESFLURANE | ANESTHESIA UNIT VAPORIZERS |  |  | ASCJ-0623 | 2017-01-10 | 2018-01-15 | 15055 | ANESTHESIA | 2012-03-07 | USD |  | Active | UNIVERSITY NEW MEXICO HOSPITAL
83077 | 1162527 | DRAEGER MEDICAL INC | VAPOR 2000 ISOFLURANE | VAPOR 2000 | ANESTHESIA UNIT VAPORIZERS | 581202 |  | ASCJ-0653 | 2017-01-06 | 2018-01-15 | 15055 | ANESTHESIA | 2012-03-07 | USD | 3933.08 | Active | UNIVERSITY NEW MEXICO HOSPITAL
82680 | 1096474 | THE BREWER CO | ACCESS HIGH-LOW | ACCESS HIGH-LOW | TABLES/ EXAMINATION/TREATMENT | 584496 |  | HL008570 | 2012-03-06 | 2012-03-15 | 30030 | CTH OUTPATIENT CLINIC | 2012-03-06 | USD | 3906.27 | Active | UNIVERSITY NEW MEXICO HOSPITAL
82679 | 1096473 | THE BREWER CO | ACCESS HIGH-LOW | ACCESS HIGH-LOW | TABLES/ EXAMINATION/TREATMENT | 584496 |  | HL008569 | 2012-03-06 | 2012-03-15 | 30030 | CTH OUTPATIENT CLINIC | 2012-03-06 | USD | 3906.27 | Active | UNIVERSITY NEW MEXICO HOSPITAL
82487 | 1162006 | EXERGEN CORP | TAT-5000 | TAT-5000 | THERMOMETERS/ ELECTRONIC/ INFRARED | REPLACED ACN 73362 |  | A251418 | 2012-03-05 | 2012-03-15 | 12410 | PEDIATRIC SPECIALTY CARE | 2012-03-05 | USD | 0 | Active | UNIVERSITY NEW MEXICO HOSPITAL
82486 | 1162005 | EXERGEN CORP | TAT-5000 | TAT-5000 | THERMOMETERS/ ELECTRONIC/ INFRARED | REPLACED ACN 55124 |  | A281846 | 2012-03-05 | 2012-03-15 | 15040 | PACU (RECOVERY ROOM 1) | 2012-03-05 | USD | 0 | Active | UNIVERSITY NEW MEXICO HOSPITAL
82485 | 1162000 | EXERGEN CORP | TAT-5000 | TAT-5000 | THERMOMETERS/ ELECTRONIC/ INFRARED | REPLACED ACN 80275 |  | A281749 | 2012-03-05 | 2012-03-15 | 12360 | NEUROSCIENCE | 2012-03-05 | USD | 0 | Active | UNIVERSITY NEW MEXICO HOSPITAL
84822 | 1163488 | EXERGEN CORP | TAT-5000 | TAT-5000 | THERMOMETERS/ ELECTRONIC/ INFRARED | REPLACED ACN 79059 |  | A362846 | 2012-03-05 | 2012-03-15 | 12360 | NEUROSCIENCE | 2012-03-05 | USD | 0 | Active | UNIVERSITY NEW MEXICO HOSPITAL
82788 | 1162056 | CARD GUARD | KING OF HEARTS EXPRESS | LR080A-01 | RECORDERS/ ELECTRONIC STORAGE/ DATA | 1004562 |  | 2222228 | 2012-03-05 | 2012-03-15 | 71030 | HEART STATION | 2012-03-02 | USD | 795 | Active | UNIVERSITY NEW MEXICO HOSPITAL
82790 | 1162058 | CARD GUARD | KING OF HEARTS EXPRESS | LR080A-01 | RECORDERS/ ELECTRONIC STORAGE/ DATA | 1004562 |  | 6040127 | 2012-03-05 | 2012-03-15 | 71030 | HEART STATION | 2012-03-02 | USD | 795 | Active | UNIVERSITY NEW MEXICO HOSPITAL
82791 | 1162059 | CARD GUARD | KING OF HEARTS EXPRESS | LR080A-01 | RECORDERS/ ELECTRONIC STORAGE/ DATA | 1004562 |  | 6040134 | 2012-03-05 | 2012-03-15 | 71030 | HEART STATION | 2012-03-02 | USD | 795 | Active | UNIVERSITY NEW MEXICO HOSPITAL
82792 | 1162060 | CARD GUARD | KING OF HEARTS EXPRESS | LR080A-01 | RECORDERS/ ELECTRONIC STORAGE/ DATA | 1004562 |  | 3333331 | 2012-03-05 | 2012-03-15 | 71030 | HEART STATION | 2012-03-02 | USD | 795 | Active | UNIVERSITY NEW MEXICO HOSPITAL
82793 | 1162061 | CARD GUARD | KING OF HEARTS EXPRESS | LR080A-01 | RECORDERS/ ELECTRONIC STORAGE/ DATA | 1004562 |  | 3333332 | 2012-03-05 | 2012-03-15 | 71030 | HEART STATION | 2012-03-02 | USD | 795 | Active | UNIVERSITY NEW MEXICO HOSPITAL
82794 | 1162062 | CARD GUARD | KING OF HEARTS EXPRESS | LR080A-01 | RECORDERS/ ELECTRONIC STORAGE/ DATA | 1004562 |  | 6040131 | 2012-03-05 | 2012-03-15 | 71030 | HEART STATION | 2012-03-02 | USD | 795 | Active | UNIVERSITY NEW MEXICO HOSPITAL
82789 | 1162057 | CARD GUARD | KING OF HEARTS EXPRESS | LR080A-01 | RECORDERS/ ELECTRONIC STORAGE/ DATA | 1004562 |  | 3333336 | 2012-03-05 | 2012-03-15 | 71030 | HEART STATION | 2012-03-02 | USD | 795 | Active | UNIVERSITY NEW MEXICO HOSPITAL
84817 | 1163483 | EXERGEN CORP | TAT-5000 | TAT-5000 | THERMOMETERS/ ELECTRONIC/ INFRARED | 1005079 |  | A352106 | 2012-03-15 | 2012-03-15 | 12240 | GENERAL SURGERY (6-S) | 2012-02-28 | USD | 316 | Active | UNIVERSITY NEW MEXICO HOSPITAL
82763 | 1161983 | COVIDIEN | FORCE ARGON II | FORCE ARGON II | ELECTROSURGICAL UNIT/ MONO/ BI-POLAR/ ARGON-ENHANCED | 1003672-0-CAP |  | G0H2425U | 2017-06-16 | 2017-12-15 | 15000 | OPERATING ROOM | 2012-02-28 | USD | 11572.63 | Active | UNIVERSITY NEW MEXICO HOSPITAL
82778 | 1162048 | GE HEALTHCARE | CIC PRO | CIC PRO | MONITORS/ CENTRAL STATION | 556012 |  | SDY11148732GA | 2017-04-26 | 2018-04-15 | 12430 | GENERAL PEDIATRICS UNIT | 2012-02-24 | USD | 6212.5 | Active | UNIVERSITY NEW MEXICO HOSPITAL
82490 | 1096894 | SCIFIT | PROII | PROII | EXERCISERS/ BICYCLE | FOUND |  | 660-12304 | 2012-02-22 | 2013-01-15 | 76010 | REHABILITATION SERVICES | 2012-02-22 | USD |  | Active | UNIVERSITY NEW MEXICO HOSPITAL
70876 | 1084615 | KARL STORZ ENDOSCOPY-AMERICA INC | SC-WU26-A1511 | SC-WU26-A1511 | MONITORS/ VIDEO |  |  | 09-138994 | 2012-02-22 | 2012-02-15 | 15000 | OPERATING ROOM | 2012-02-22 | USD |  | Active | UNIVERSITY NEW MEXICO HOSPITAL
82433 | 1096725 | COVIDIEN AG | EVIDENT MWA GENERATOR | VTGEN | RADIOFREQUENCY THERAPY SYSTEMS/ TISSUE ABLATION | 590102 |  | X2A1272BX | 2017-06-06 | 2017-12-15 | 15000 | OPERATING ROOM | 2012-02-17 | USD | 0 | Active | UNIVERSITY NEW MEXICO HOSPITAL
82434 | 1096726 | COVIDIEN AG | EVIDENT MWA GENERATOR | VTGEN | RADIOFREQUENCY THERAPY SYSTEMS/ TISSUE ABLATION | 590102 |  | X2A1269BX | 2017-06-06 | 2017-12-15 | 15000 | OPERATING ROOM | 2012-02-17 | USD | 0 | Active | UNIVERSITY NEW MEXICO HOSPITAL
82432 | 1096724 | COVIDIEN AG | EVIDENT MWA GENERATOR | VTGEN | RADIOFREQUENCY THERAPY SYSTEMS/ TISSUE ABLATION | 590102 |  | X2A1271BX | 2017-06-06 | 2017-12-15 | 15000 | OPERATING ROOM | 2012-02-17 | USD | 0 | Active | UNIVERSITY NEW MEXICO HOSPITAL
82477 | 1096891 | KARL STORZ ENDOSCOPY-AMERICA INC | HOPKINS DCI | 10970BA | ENDOSCOPES | 1001653 |  | 1794900 | 2012-02-14 | 2013-02-15 | 15000 | OPERATING ROOM | 2012-02-13 | USD | 4535.09 | Active | UNIVERSITY NEW MEXICO HOSPITAL
82478 | 1096892 | KARL STORZ ENDOSCOPY-AMERICA INC | 27005A | 27005A | SCOPE/ RIGID | 1003067 |  | 1662869 | 2013-02-01 | 2013-02-15 | 15000 | OPERATING ROOM | 2012-02-13 | USD | 4298.91 | Active | UNIVERSITY NEW MEXICO HOSPITAL
82445 | 1096737 | GE HEALTHCARE | CIC PRO | CIC PRO | MONITORS/ CENTRAL STATION | 556012 |  | SDY11148735GA | 2016-11-30 | 2017-11-15 | 12000 | LABOR AND DELIVERY | 2012-02-10 | USD | 6212.5 | Active | UNIVERSITY NEW MEXICO HOSPITAL
82557 | 1096727 | GE HEALTHCARE | CIC PRO | CIC PRO | MONITORS/ CENTRAL STATION | 555813 |  | SDY11118274GA | 2016-10-11 | 2017-10-15 | 12350 | CRC/CTC (5-E) | 2012-02-10 | USD | 20196.14 | Active | UNIVERSITY NEW MEXICO HOSPITAL
82734 | 1161961 | GE HEALTHCARE | SOLAR 8000I | SOLAR 8000I | MONITORING SYSTEMS/ PHYSIOLOGIC | DARREN |  | SE411373372GA | 2017-06-22 | 2018-06-15 | 15055 | ANESTHESIA | 2012-02-09 | USD |  | Active | UNIVERSITY NEW MEXICO HOSPITAL
82733 | 1161960 | ZOLL MEDICAL CORP | AED PRO | AED PRO | DEFIBRILLATORS/ EXTERNAL/ AUTOMATED | DARREN |  | AA05F000865 | 2017-07-20 | 2018-01-15 | 95700 | CLINICAL ENGINEERING | 2012-02-09 | USD | 0 | Active | UNIVERSITY NEW MEXICO HOSPITAL
82559 | 1096728 | GE HEALTHCARE | CIC PRO | CIC PRO | MONITORS/ CENTRAL STATION | 555813 |  | SDY11118264GA | 2016-09-28 | 2017-09-15 | 12350 | CRC/CTC (5-E) | 2012-02-08 | USD |  | Active | UNIVERSITY NEW MEXICO HOSPITAL
82745 | 1161968 | WELCH ALLYN INC | 29400 | 29400 | AUDIOMETERS | 585127 |  | 13512F | 2017-01-23 | 2018-01-15 | 30030 | CTH OUTPATIENT CLINIC | 2012-02-07 | USD | 3304.18 | Active | UNIVERSITY NEW MEXICO HOSPITAL
82676 | 1161966 | NATUS MEDICAL INC | NEOBLUE COZY | NEOBLUE COZY | PHOTOTHERAPY UNIT/VISIBLE LIGHT/HYPERBILIRUBINEMIA | 588386 |  | 71258 | 2016-10-01 | 2017-04-15 | 12430 | GENERAL PEDIATRICS UNIT | 2012-02-07 | USD | 3402.01 | Active | UNIVERSITY NEW MEXICO HOSPITAL
82757 | 1161976 | NIHON KOHDEN (AMERICA) INC | JE-921A | JE-921A | ELECTROENCEPHALOGRAPHS | REPLACE ACN 62635 |  | 04461 | 2016-09-22 | 2017-09-15 | 78010 | NEURODIAGNOSTICS LAB | 2012-02-07 | USD |  | Reactivated | UNIVERSITY NEW MEXICO HOSPITAL
82754 | 1161974 | KARL STORZ ENDOSCOPY-AMERICA INC | SC-WU26-A1511 | SC-WU26-A1511 | MONITORS/ VIDEO | 589619 |  | 11-173494 | 2012-02-13 | 2012-02-15 | 15000 | OPERATING ROOM | 2012-02-06 | USD | 4995 | Active | UNIVERSITY NEW MEXICO HOSPITAL
82755 | 1161975 | KARL STORZ ENDOSCOPY-AMERICA INC | SC-WU26-A1511 | SC-WU26-A1511 | MONITORS/ VIDEO | 589619 |  | 11-179186 | 2012-02-13 | 2012-02-15 | 15000 | OPERATING ROOM | 2012-02-06 | USD | 4995 | Active | UNIVERSITY NEW MEXICO HOSPITAL
82721 | 1161948 | TYCO HEALTHCARE GROUP | GENIUS II | GENIUS II | THERMOMETERS/ ELECTRONIC/ INFRARED/ EAR | 1001760 |  | N11540636 | 2012-02-13 | 2012-02-15 | 12130 | TRAUMA/SURGICAL ICU | 2012-02-03 | USD | 242.26 | Active | UNIVERSITY NEW MEXICO HOSPITAL
82709 | 1161947 | TYCO HEALTHCARE GROUP | GENIUS II | GENIUS II | THERMOMETERS/ ELECTRONIC/ INFRARED/ EAR | 1001760 |  | N11540623 | 2012-02-13 | 2012-02-15 | 12130 | TRAUMA/SURGICAL ICU | 2012-02-03 | USD | 242.26 | Active | UNIVERSITY NEW MEXICO HOSPITAL
82708 | 1162499 | TYCO HEALTHCARE GROUP | GENIUS II | GENIUS II | THERMOMETERS/ ELECTRONIC/ INFRARED/ EAR | 1001760 |  | N11540637 | 2012-02-13 | 2012-02-15 | 12130 | TRAUMA/SURGICAL ICU | 2012-02-03 | USD | 242.26 | Active | UNIVERSITY NEW MEXICO HOSPITAL
82475 | 1096883 | GE HEALTHCARE | CIC PRO | CIC PRO | MONITORS/ CENTRAL STATION | 566301 |  | SDY11108111GA | 2017-01-25 | 2018-01-15 | 95700 | CLINICAL ENGINEERING | 2012-01-30 | USD | 6212.58 | Active | UNIVERSITY NEW MEXICO HOSPITAL
82464 | 1096840 | PRECISION MEDICAL INC | PM5300 | PM5300 | OXYGEN-AIR PROPORTIONERS | 571077 |  | BL009691 | 2017-02-27 | 2018-02-15 | 12455 | NEWBORN ICU | 2012-01-25 | USD | 384 | Reactivated | UNIVERSITY NEW MEXICO HOSPITAL
82253 | 1096910 | PRECISION MEDICAL INC | PM5300 | PM5300 | OXYGEN-AIR PROPORTIONERS | 571077 |  | BL009692 | 2017-02-16 | 2018-02-15 | 12455 | NEWBORN ICU | 2012-01-25 | USD | 384 | Active | UNIVERSITY NEW MEXICO HOSPITAL
82466 | 1096909 | PRECISION MEDICAL INC | PM5300 | PM5300 | OXYGEN-AIR PROPORTIONERS | 571077 |  | BL009687 | 2017-02-15 | 2018-02-15 | 12455 | NEWBORN ICU | 2012-01-25 | USD | 384 | Active | UNIVERSITY NEW MEXICO HOSPITAL
82467 | 1096908 | PRECISION MEDICAL INC | PM5300 | PM5300 | OXYGEN-AIR PROPORTIONERS | 571077 |  | BL009688 | 2017-02-17 | 2018-02-15 | 12455 | NEWBORN ICU | 2012-01-25 | USD | 384 | Active | UNIVERSITY NEW MEXICO HOSPITAL
82254 | 1096911 | PRECISION MEDICAL INC | PM5300 | PM5300 | OXYGEN-AIR PROPORTIONERS | 571077 |  | BL009689 | 2017-02-15 | 2018-02-15 | 12455 | NEWBORN ICU | 2012-01-25 | USD | 384 | Active | UNIVERSITY NEW MEXICO HOSPITAL
82462 | 1096843 | PRECISION MEDICAL INC | PM5300 | PM5300 | OXYGEN-AIR PROPORTIONERS | 571077 |  | BL009695 | 2016-02-12 | 2017-02-15 | 12455 | NEWBORN ICU | 2012-01-25 | USD | 384 | Active | UNIVERSITY NEW MEXICO HOSPITAL
82461 | 1096841 | PRECISION MEDICAL INC | PM5300 | PM5300 | OXYGEN-AIR PROPORTIONERS | 571077 |  | BL009696 | 2017-02-21 | 2018-02-15 | 12455 | NEWBORN ICU | 2012-01-25 | USD | 384 | Active | UNIVERSITY NEW MEXICO HOSPITAL
82463 | 1096842 | PRECISION MEDICAL INC | PM5300 | PM5300 | OXYGEN-AIR PROPORTIONERS | 571077 |  | BL009690 | 2017-02-23 | 2018-02-15 | 12455 | NEWBORN ICU | 2012-01-25 | USD | 384 | Active | UNIVERSITY NEW MEXICO HOSPITAL
83949 | 1198876 | BURDICK INC | E8300 | 8300 | ELECTROCARDIOGRAPHS/ MULTICHANNEL | HSC P-CARD |  | E8300-000091 | 2016-07-18 | 2017-07-15 | 9025 | CLINICAL AND TRANSLATIONAL SCIENCE CENTER (07) | 2012-01-23 | USD |  | Active | UNIVERSITY NEW MEXICO HOSPITAL
82311 | 1162330 | BURDICK INC | E8300 | 8300 | ELECTROCARDIOGRAPHS/ MULTICHANNEL | HSC P-CARD |  | E8300-000743 | 2016-07-29 | 2017-07-15 | 9025 | CLINICAL AND TRANSLATIONAL SCIENCE CENTER (07) | 2012-01-23 | USD |  | Active | UNIVERSITY NEW MEXICO HOSPITAL
73302 | 1083496 | ALCON SURGICAL INC | CONSTELLATION LXT | CONTELLATION LXT | VITRECTOMY UNITS | 588562 |  | 1102855801X | 2017-05-31 | 2018-05-15 | 15500 | OSIS OPERATING ROOM | 2012-01-23 | USD | 135500 | Active | UNIVERSITY NEW MEXICO HOSPITAL
82459 | 1096838 | WELCH ALLYN INC | SPOT VITAL SIGNS | SPOT VITAL SIGNS | MONITORING SYSTEMS/ PHYSIOLOGIC/ ACUTE CARE |  |  | 201007598 | 2016-01-11 | 2017-01-15 | 32025 | FAMILY PRACTICE CLINIC | 2012-01-20 | USD |  | Active | UNIVERSITY NEW MEXICO HOSPITAL
82458 | 1096837 | WELCH ALLYN INC | SPOT VITAL SIGNS | SPOT VITAL SIGNS | MONITORING SYSTEMS/ PHYSIOLOGIC/ ACUTE CARE |  |  | 201103737 | 2017-01-19 | 2018-01-15 | 32025 | FAMILY PRACTICE CLINIC | 2012-01-20 | USD |  | Active | UNIVERSITY NEW MEXICO HOSPITAL
82611 | 1096644 | SSCOR INC | 2314B | 2314B | ASPIRATORS | 584813 |  | M21314 | 2017-01-19 | 2018-01-15 | 32025 | FAMILY PRACTICE CLINIC | 2012-01-18 | USD | 884.01 | Active | UNIVERSITY NEW MEXICO HOSPITAL
80352 | 1085926 | BIODEX MEDICAL SYSTEMS INC | 058-870 | 058-870 | TABLES/ IMAGING |  |  | 0709153 | 2017-04-27 | 2017-10-15 | 34340 | PAIN CLINIC | 2012-01-12 | USD |  | Active | UNIVERSITY NEW MEXICO HOSPITAL
80353 | 1085927 | BIODEX MEDICAL SYSTEMS INC | 058-870 | 058-870 | TABLES/ IMAGING |  |  | 1112389 | 2017-04-27 | 2017-10-15 | 34340 | PAIN CLINIC | 2012-01-12 | USD |  | Active | UNIVERSITY NEW MEXICO HOSPITAL
80990 | 1085885 | MEDTRONIC INC | OXIMAX | N-65 | OXIMETERS/ PULSE | 589186 |  | P11816826 | 2016-10-06 | 2017-10-15 | 32005 | YCHC GENERAL | 2012-01-09 | USD | 450 | Active | UNIVERSITY NEW MEXICO HOSPITAL
80989 | 1085884 | MEDTRONIC INC | OXIMAX | N-65 | OXIMETERS/ PULSE | 589186 |  | P11816799 | 2016-10-06 | 2017-10-15 | 32005 | YCHC GENERAL | 2012-01-09 | USD | 450 | Active | UNIVERSITY NEW MEXICO HOSPITAL
82627 | 1162320 | CONMED CORP | HYFRECATOR 2000 | 7-900-115 | HYFRECATORS | UNM 110811 |  | 11GGJ041 | 2016-10-20 | 2017-10-15 | 32040 | NE HEIGHTS CLINIC | 2012-01-05 | USD | 200 | Active | UNIVERSITY NEW MEXICO HOSPITAL
82626 | 1162319 | SIERRA SCIENTIFIC INSTRUMENTS | ACCUTRAC PH-Z | ACCUTRAC PH-Z | ANALYZERS/PERISTALTIC MOTILITY/ESOPHAGEAL | REPLACED ACN 80542 |  | J10B005B | 2012-01-05 | 2017-06-15 | 70010 | DIGESTIVE DISEASE PROCEDURES | 2012-01-05 | USD | 0 | Active | UNIVERSITY NEW MEXICO HOSPITAL
82625 | 1162317 | GETINGE USA INC | 5624 | 5624 | WARMING UNITS/ MULTIPURPOSE | 588256 |  | URA011306 | 2017-05-01 | 2018-05-15 | 15500 | OSIS OPERATING ROOM | 2012-01-04 | USD | 6820 | Active | UNIVERSITY NEW MEXICO HOSPITAL
80980 | 1085874 | PENTAX MEDICAL CO | 9400 | 9400 | LARYNGOSTROBOSCOPES | 566564 |  | 38034-23 | 2016-12-01 | 2017-11-15 | 76020 | SPEECH/LANGUAGE PATHOLOGY | 2012-01-03 | USD | 14545 | Active | UNIVERSITY NEW MEXICO HOSPITAL
73301 | 1083511 | GE HEALTHCARE | DASH 4000 | DASH 4000 | MONITORING SYSTEMS/ PHYSIOLOGIC | 588444 |  | SHQ11505242SA | 2017-05-01 | 2018-05-15 | 15500 | OSIS OPERATING ROOM | 2011-12-29 | USD | 13746.34 | Active | UNIVERSITY NEW MEXICO HOSPITAL
73300 | 1083510 | GE HEALTHCARE | DASH 4000 | DASH 4000 | MONITORING SYSTEMS/ PHYSIOLOGIC | 588444 |  | SHQ11495111SA | 2017-05-01 | 2018-05-15 | 15500 | OSIS OPERATING ROOM | 2011-12-29 | USD | 13746.34 | Active | UNIVERSITY NEW MEXICO HOSPITAL
73299 | 1083509 | GE HEALTHCARE | DASH 4000 | DASH 4000 | MONITORING SYSTEMS/ PHYSIOLOGIC | 588444 |  | SHQ11505255SA | 2017-05-01 | 2018-05-15 | 15500 | OSIS OPERATING ROOM | 2011-12-29 | USD | 13746.34 | Active | UNIVERSITY NEW MEXICO HOSPITAL
73298 | 1083508 | GE HEALTHCARE | DASH 4000 | DASH 4000 | MONITORING SYSTEMS/ PHYSIOLOGIC | 588444 |  | SHQ11453987SA | 2017-05-01 | 2018-05-15 | 15500 | OSIS OPERATING ROOM | 2011-12-29 | USD | 13746.34 | Active | UNIVERSITY NEW MEXICO HOSPITAL
73297 | 1083507 | GE HEALTHCARE | DASH 4000 | DASH 4000 | MONITORING SYSTEMS/ PHYSIOLOGIC | 588444 |  | SHQ11505245SA | 2017-05-01 | 2018-05-15 | 15500 | OSIS OPERATING ROOM | 2011-12-29 | USD | 13746.34 | Active | UNIVERSITY NEW MEXICO HOSPITAL
0000080354 | 55063287 | PHILIPS HEALTHCARE | CX50 POC ULTRASOUND SYSTEM | 795075 | SCANNING SYSTEMS/ ULTRASONIC |  | H 522905 | SG81102281 |  | 2012-10-15 | 34315 | CLINICAL NEUROSCIENCE CENTER | 2011-12-28 | USD | 63280 | Active | UNIVERSITY NEW MEXICO HOSPITAL
82672 | 1161908 | NICOLET VASCULAR INC | ELITE 100 | ELITE 100 | BLOOD-FLOW DETECTORS/ ULTRASONIC | 586410 |  | EAL1944 | 2012-02-03 | 2012-02-15 | 34110 | WOMEN'S HEALTH CENTER | 2011-12-22 | USD |  | Active | UNIVERSITY NEW MEXICO HOSPITAL
82671 | 1161907 | NICOLET VASCULAR INC | ELITE 100 | ELITE 100 | BLOOD-FLOW DETECTORS/ ULTRASONIC | 586410 |  | EAL1943 | 2012-02-03 | 2012-02-15 | 34110 | WOMEN'S HEALTH CENTER | 2011-12-22 | USD |  | Active | UNIVERSITY NEW MEXICO HOSPITAL
82670 | 1161906 | NICOLET VASCULAR INC | ELITE 100 | ELITE 100 | BLOOD-FLOW DETECTORS/ ULTRASONIC | 586410 |  | EAL1947 | 2012-02-03 | 2012-02-15 | 34110 | WOMEN'S HEALTH CENTER | 2011-12-22 | USD |  | Active | UNIVERSITY NEW MEXICO HOSPITAL
82669 | 1161905 | NICOLET VASCULAR INC | ELITE 100 | ELITE 100 | BLOOD-FLOW DETECTORS/ ULTRASONIC | 586410 |  | EAL1946 | 2012-02-03 | 2012-02-15 | 34110 | WOMEN'S HEALTH CENTER | 2011-12-22 | USD |  | Active | UNIVERSITY NEW MEXICO HOSPITAL
82668 | 1161904 | NICOLET VASCULAR INC | ELITE 100 | ELITE 100 | BLOOD-FLOW DETECTORS/ ULTRASONIC | 586410 |  | EAL1942 | 2012-02-03 | 2012-02-15 | 34110 | WOMEN'S HEALTH CENTER | 2011-12-22 | USD |  | Active | UNIVERSITY NEW MEXICO HOSPITAL
82667 | 1161903 | NICOLET VASCULAR INC | ELITE 100 | ELITE 100 | BLOOD-FLOW DETECTORS/ ULTRASONIC | 586410 |  | EAL1945 | 2012-02-03 | 2012-02-15 | 34110 | WOMEN'S HEALTH CENTER | 2011-12-22 | USD | 563 | Active | UNIVERSITY NEW MEXICO HOSPITAL
82617 | 1162310 | TYCO HEALTHCARE GROUP | GENIUS II | GENIUS II | THERMOMETERS/ ELECTRONIC/ INFRARED/ EAR | 570732 |  | N11505014 | 2012-02-11 | 2012-02-15 | 12460 | PEDIATRIC ICU | 2011-12-22 | USD | 242.26 | Active | UNIVERSITY NEW MEXICO HOSPITAL
82633 | 1162334 | TYCO HEALTHCARE GROUP | GENIUS II | GENIUS II | THERMOMETERS/ ELECTRONIC/ INFRARED/ EAR | REPL ACN 73061 |  | N11538487 | 2011-12-22 | 2017-06-15 | 21015 | ED-NORTH | 2011-12-22 | USD | 85 | Active | UNIVERSITY NEW MEXICO HOSPITAL
80979 | 1085875 | ST JUDE MEDICAL INC CARDIAC RHYTHM MANAGEMENT DIV | MERLIN | MERLIN | PROGRAMMER/TESTERS/IMPLANTABLE CARDIAC PACEMAKER | 589975 |  | 17613 | 2017-01-31 | 2018-01-15 | 71040 | CARDIAC CATH LAB | 2011-12-22 | USD | 0.04 | Active | UNIVERSITY NEW MEXICO HOSPITAL
79028 | 1143599 | NELLCOR INC | OXIMAX N-600X | OXIMAX N-600X | OXIMETERS/ PULSE | 554239 | 554239 | G10808768 | 2016-11-01 | 2017-11-15 | 89025 | CLINICAL EDUCATION | 2011-12-19 | USD | 0 | Active | UNIVERSITY NEW MEXICO HOSPITAL
82748 | 1161971 | PCI MEDICAL INC | ENDO-FLUSH | ENDO-FLUSH | DISINFECTING UNITS/ LIQUID/ FLEXIBLE ENDOSCOPE | FOUND |  | 104131 | 2016-10-21 | 2017-10-15 | 70010 | DIGESTIVE DISEASE PROCEDURES | 2011-12-16 | USD |  | Active | UNIVERSITY NEW MEXICO HOSPITAL
80349 | 54771735 | PHILIPS HEALTHCARE | iU22 Ultrasound System | 795050 | SCANNING SYSTEMS/ULTRASONIC/DIAGNOSTIC (DI) |  | H581200 | B06BKC | 2012-06-07 | 2012-06-15 | 75050 | RADIOLOGY - ULTRASOUND | 2011-12-15 | USD |  | Active | UNIVERSITY NEW MEXICO HOSPITAL
80350 | 54771734 | PHILIPS HEALTHCARE | iU22 Ultrasound System | 795050 | SCANNING SYSTEMS/ULTRASONIC/DIAGNOSTIC (DI) |  | H581200 | B06BK3 | 2012-06-07 | 2012-06-15 | 75050 | RADIOLOGY - ULTRASOUND | 2011-12-15 | USD |  | Active | UNIVERSITY NEW MEXICO HOSPITAL
82756 | 54179479 | PHILIPS HEALTHCARE | BV Pulsera, Mobile X-Ray unit, R.2.3 | 718095 | RADIOGRAPHIC/FLUOROSCOPIC UNITS/ MOBILE | 573701 |  | 2127 |  | 2012-10-15 | 34340 | PAIN CLINIC | 2011-12-14 | USD | 156561.3 | Active | UNIVERSITY NEW MEXICO HOSPITAL
82548 | 1096803 | WELCH ALLYN INC | SPOT VITAL SIGNS (42NOB-E1) | SPOT VITAL SIGNS (42 | MONITORING SYSTEMS/ PHYSIOLOGIC/ ACUTE CARE | 578401 |  | 201113788 | 2016-10-01 | 2017-10-15 | 34340 | PAIN CLINIC | 2011-12-12 | USD | 1515.16 | Active | UNIVERSITY NEW MEXICO HOSPITAL
82547 | 1096802 | WELCH ALLYN INC | SPOT VITAL SIGNS (42NOB-E1) | SPOT VITAL SIGNS (42 | MONITORING SYSTEMS/ PHYSIOLOGIC/ ACUTE CARE | 578401 |  | 201113790 | 2016-10-01 | 2017-10-15 | 34315 | CLINICAL NEUROSCIENCE CENTER | 2011-12-12 | USD | 1515.16 | Active | UNIVERSITY NEW MEXICO HOSPITAL
82616 | 1162309 | GE HEALTHCARE | DASH 4000 | DASH 4000 | MONITORING SYSTEMS/ PHYSIOLOGIC | 565442 |  | SD011133524SA | 2016-10-01 | 2017-10-15 | 34340 | PAIN CLINIC | 2011-12-09 | USD | 12589.01 | Active | UNIVERSITY NEW MEXICO HOSPITAL
| 1096667 | MALLINCKRODT INC DIV TYCO HEALTHCARE GROUP LP | PTS-2000 | PTS-2000 | TESTERS/ PNEUMATIC | 4504415804 |  | 4151107005 | 2016-05-27 | 2017-05-15 | 95700 | CLINICAL ENGINEERING | 2011-12-09 | USD | 8637.58 | Active | UNIVERSITY NEW MEXICO HOSPITAL
82415 | 1096707 | DRAEGER MEDICAL INC | D-VAPOR DESFLURANE | D-VAPOR DESFLURANE | ANESTHESIA UNIT VAPORIZERS | REPLACN68027 |  | ASCL-0023 | 2017-01-11 | 2018-01-15 | 15055 | ANESTHESIA | 2011-12-05 | USD | 0 | Active | UNIVERSITY NEW MEXICO HOSPITAL
82614 | 1161891 | TYCO HEALTHCARE GROUP | GENIUS II | GENIUS II | THERMOMETERS/ ELECTRONIC/ INFRARED/ EAR | 586390 |  | N11545401 | 2012-02-11 | 2012-02-15 | 71010 | PEDIATRIC CARDIOLOGY | 2011-12-02 | USD | 242.27 | Active | UNIVERSITY NEW MEXICO HOSPITAL
82613 | 1096646 | EXERGEN CORP | TAT-5000 | TAT-5000 | THERMOMETERS/ ELECTRONIC/ INFRARED | 586052 |  | A267018 | 2012-02-13 | 2012-02-15 | 70020 | ENDOSCOPY CENTER | 2011-12-02 | USD | 340.24 | Active | UNIVERSITY NEW MEXICO HOSPITAL
82612 | 1096645 | EXERGEN CORP | TAT-5000 | TAT-5000 | THERMOMETERS/ ELECTRONIC/ INFRARED | 586052 |  | A267001 | 2012-02-13 | 2012-02-15 | 70020 | ENDOSCOPY CENTER | 2011-12-02 | USD | 340.24 | Active | UNIVERSITY NEW MEXICO HOSPITAL
82524 | 1096771 | WELCH ALLYN INC | 76700 | 76700 | OPHTHALMOSCOPE/OTOSCOPES | 578401 |  | NA | 2011-12-07 | 2011-12-15 | 34315 | CLINICAL NEUROSCIENCE CENTER | 2011-12-02 | USD | 532.85 | Active | UNIVERSITY NEW MEXICO HOSPITAL
82509 | 1096767 | WELCH ALLYN INC | 76700 | 76700 | OPHTHALMOSCOPE/OTOSCOPES | 578401 |  | NA | 2011-12-07 | 2011-12-15 | 34315 | CLINICAL NEUROSCIENCE CENTER | 2011-12-02 | USD | 532.85 | Active | UNIVERSITY NEW MEXICO HOSPITAL
82530 | 1096787 | WELCH ALLYN INC | 76700 | 76700 | OPHTHALMOSCOPE/OTOSCOPES | 578401 |  | NA | 2011-12-07 | 2011-12-15 | 34315 | CLINICAL NEUROSCIENCE CENTER | 2011-12-02 | USD | 532.85 | Active | UNIVERSITY NEW MEXICO HOSPITAL
82523 | 1096770 | WELCH ALLYN INC | 76700 | 76700 | OPHTHALMOSCOPE/OTOSCOPES | 578401 |  | NA | 2011-12-07 | 2011-12-15 | 34315 | CLINICAL NEUROSCIENCE CENTER | 2011-12-02 | USD | 532.85 | Active | UNIVERSITY NEW MEXICO HOSPITAL
82527 | 1096783 | WELCH ALLYN INC | 76700 | 76700 | OPHTHALMOSCOPE/OTOSCOPES | 578401 |  | NA | 2011-12-07 | 2011-12-15 | 34315 | CLINICAL NEUROSCIENCE CENTER | 2011-12-02 | USD | 532.85 | Active | UNIVERSITY NEW MEXICO HOSPITAL
82510 | 1096768 | WELCH ALLYN INC | 76700 | 76700 | OPHTHALMOSCOPE/OTOSCOPES | 578401 |  | NA | 2011-12-07 | 2011-12-15 | 34315 | CLINICAL NEUROSCIENCE CENTER | 2011-12-02 | USD | 532.85 | Active | UNIVERSITY NEW MEXICO HOSPITAL
82504 | 1096763 | WELCH ALLYN INC | 76700 | 76700 | OPHTHALMOSCOPE/OTOSCOPES | 578401 |  | NA | 2011-12-07 | 2011-12-15 | 34315 | CLINICAL NEUROSCIENCE CENTER | 2011-12-02 | USD | 532.85 | Active | UNIVERSITY NEW MEXICO HOSPITAL
82505 | 1096762 | WELCH ALLYN INC | 76700 | 76700 | OPHTHALMOSCOPE/OTOSCOPES | 578401 |  | NA | 2011-12-07 | 2011-12-15 | 34315 | CLINICAL NEUROSCIENCE CENTER | 2011-12-02 | USD | 532.85 | Active | UNIVERSITY NEW MEXICO HOSPITAL
82531 | 1096786 | WELCH ALLYN INC | 76700 | 76700 | OPHTHALMOSCOPE/OTOSCOPES | 578401 |  | NA | 2011-12-07 | 2011-12-15 | 34315 | CLINICAL NEUROSCIENCE CENTER | 2011-12-02 | USD | 532.85 | Active | UNIVERSITY NEW MEXICO HOSPITAL
82507 | 1096765 | WELCH ALLYN INC | 76700 | 76700 | OPHTHALMOSCOPE/OTOSCOPES | 578401 |  | NA | 2011-12-07 | 2011-12-15 | 34315 | CLINICAL NEUROSCIENCE CENTER | 2011-12-02 | USD | 532.85 | Active | UNIVERSITY NEW MEXICO HOSPITAL
82511 | 1096769 | WELCH ALLYN INC | 76700 | 76700 | OPHTHALMOSCOPE/OTOSCOPES | 578401 |  | NA | 2011-12-07 | 2011-12-15 | 34315 | CLINICAL NEUROSCIENCE CENTER | 2011-12-02 | USD | 532.85 | Active | UNIVERSITY NEW MEXICO HOSPITAL
82508 | 1096766 | WELCH ALLYN INC | 76700 | 76700 | OPHTHALMOSCOPE/OTOSCOPES | 578401 |  | NA | 2011-12-07 | 2011-12-15 | 34315 | CLINICAL NEUROSCIENCE CENTER | 2011-12-02 | USD | 532.85 | Active | UNIVERSITY NEW MEXICO HOSPITAL
82503 | 1096760 | WELCH ALLYN INC | 76700 | 76700 | OPHTHALMOSCOPE/OTOSCOPES | 578401 |  | NA | 2011-12-07 | 2011-12-15 | 34315 | CLINICAL NEUROSCIENCE CENTER | 2011-12-02 | USD | 532.85 | Active | UNIVERSITY NEW MEXICO HOSPITAL
82553 | 1096807 | WELCH ALLYN INC | 76700 | 76700 | OPHTHALMOSCOPE/OTOSCOPES | 578401 |  | NA | 2011-12-07 | 2011-12-15 | 34315 | CLINICAL NEUROSCIENCE CENTER | 2011-12-02 | USD | 532.85 | Active | UNIVERSITY NEW MEXICO HOSPITAL
82502 | 1096761 | WELCH ALLYN INC | 76700 | 76700 | OPHTHALMOSCOPE/OTOSCOPES | 578401 |  | NA | 2011-12-07 | 2011-12-15 | 34315 | CLINICAL NEUROSCIENCE CENTER | 2011-12-02 | USD | 532.85 | Active | UNIVERSITY NEW MEXICO HOSPITAL
82554 | 1096808 | WELCH ALLYN INC | 76700 | 76700 | OPHTHALMOSCOPE/OTOSCOPES | 578401 |  | NA | 2011-12-07 | 2011-12-15 | 34315 | CLINICAL NEUROSCIENCE CENTER | 2011-12-02 | USD | 532.85 | Active | UNIVERSITY NEW MEXICO HOSPITAL
82526 | 1096782 | WELCH ALLYN INC | 76700 | 76700 | OPHTHALMOSCOPE/OTOSCOPES | 578401 |  | NA | 2011-12-07 | 2011-12-15 | 34315 | CLINICAL NEUROSCIENCE CENTER | 2011-12-02 | USD | 532.85 | Active | UNIVERSITY NEW MEXICO HOSPITAL
82447 | 1096749 | WELCH ALLYN INC | 76700 | 76700 | OPHTHALMOSCOPE/OTOSCOPES | 578401 |  | NA | 2011-12-07 | 2011-12-15 | 34315 | CLINICAL NEUROSCIENCE CENTER | 2011-12-02 | USD | 532.85 | Active | UNIVERSITY NEW MEXICO HOSPITAL
82449 | 1096751 | WELCH ALLYN INC | 76700 | 76700 | OPHTHALMOSCOPE/OTOSCOPES | 578401 |  | NA | 2011-12-07 | 2011-12-15 | 34315 | CLINICAL NEUROSCIENCE CENTER | 2011-12-02 | USD | 532.85 | Active | UNIVERSITY NEW MEXICO HOSPITAL
82455 | 1096757 | WELCH ALLYN INC | 76700 | 76700 | OPHTHALMOSCOPE/OTOSCOPES | 578401 |  | NA | 2011-12-07 | 2011-12-15 | 34315 | CLINICAL NEUROSCIENCE CENTER | 2011-12-02 | USD | 532.85 | Active | UNIVERSITY NEW MEXICO HOSPITAL
82540 | 1096796 | WELCH ALLYN INC | 76700 | 76700 | OPHTHALMOSCOPE/OTOSCOPES | 578401 |  | NA | 2011-12-07 | 2011-12-15 | 34315 | CLINICAL NEUROSCIENCE CENTER | 2011-12-02 | USD | 532.85 | Active | UNIVERSITY NEW MEXICO HOSPITAL
82506 | 1096764 | WELCH ALLYN INC | 76700 | 76700 | OPHTHALMOSCOPE/OTOSCOPES | 578401 |  | NA | 2011-12-07 | 2011-12-15 | 34315 | CLINICAL NEUROSCIENCE CENTER | 2011-12-02 | USD | 532.85 | Active | UNIVERSITY NEW MEXICO HOSPITAL
82529 | 1096785 | WELCH ALLYN INC | 76700 | 76700 | OPHTHALMOSCOPE/OTOSCOPES | 578401 |  | NA | 2011-12-07 | 2011-12-15 | 34315 | CLINICAL NEUROSCIENCE CENTER | 2011-12-02 | USD | 532.85 | Active | UNIVERSITY NEW MEXICO HOSPITAL
82456 | 1096758 | WELCH ALLYN INC | 76700 | 76700 | OPHTHALMOSCOPE/OTOSCOPES | 578401 |  | NA | 2011-12-07 | 2011-12-15 | 34315 | CLINICAL NEUROSCIENCE CENTER | 2011-12-02 | USD | 532.85 | Active | UNIVERSITY NEW MEXICO HOSPITAL
82454 | 1096756 | WELCH ALLYN INC | 76700 | 76700 | OPHTHALMOSCOPE/OTOSCOPES | 578401 |  | NA | 2011-12-07 | 2011-12-15 | 34315 | CLINICAL NEUROSCIENCE CENTER | 2011-12-02 | USD | 532.85 | Active | UNIVERSITY NEW MEXICO HOSPITAL
82541 | 1096797 | WELCH ALLYN INC | 76700 | 76700 | OPHTHALMOSCOPE/OTOSCOPES | 578401 |  | NA | 2011-12-07 | 2011-12-15 | 34315 | CLINICAL NEUROSCIENCE CENTER | 2011-12-02 | USD | 532.85 | Active | UNIVERSITY NEW MEXICO HOSPITAL
82450 | 1096752 | WELCH ALLYN INC | 76700 | 76700 | OPHTHALMOSCOPE/OTOSCOPES | 578401 |  | NA | 2011-12-07 | 2011-12-15 | 34340 | PAIN CLINIC | 2011-12-02 | USD | 532.85 | Active | UNIVERSITY NEW MEXICO HOSPITAL
82453 | 1096754 | WELCH ALLYN INC | 76700 | 76700 | OPHTHALMOSCOPE/OTOSCOPES | 578401 |  | NA | 2011-12-07 | 2011-12-15 | 34340 | PAIN CLINIC | 2011-12-02 | USD | 532.85 | Active | UNIVERSITY NEW MEXICO HOSPITAL
82535 | 1096791 | WELCH ALLYN INC | 76700 | 76700 | OPHTHALMOSCOPE/OTOSCOPES | 578401 |  | NA | 2011-12-07 | 2011-12-15 | 34340 | PAIN CLINIC | 2011-12-02 | USD | 532.85 | Active | UNIVERSITY NEW MEXICO HOSPITAL
82543 | 1096799 | WELCH ALLYN INC | 76700 | 76700 | OPHTHALMOSCOPE/OTOSCOPES | 578401 |  | NA | 2011-12-07 | 2011-12-15 | 34340 | PAIN CLINIC | 2011-12-02 | USD | 532.85 | Active | UNIVERSITY NEW MEXICO HOSPITAL
82522 | 1096773 | WELCH ALLYN INC | 76700 | 76700 | OPHTHALMOSCOPE/OTOSCOPES | 578401 |  | NA | 2011-12-07 | 2011-12-15 | 34315 | CLINICAL NEUROSCIENCE CENTER | 2011-12-02 | USD | 532.85 | Active | UNIVERSITY NEW MEXICO HOSPITAL
82528 | 1096784 | WELCH ALLYN INC | 76700 | 76700 | OPHTHALMOSCOPE/OTOSCOPES | 578401 |  | NA | 2011-12-07 | 2011-12-15 | 34315 | CLINICAL NEUROSCIENCE CENTER | 2011-12-02 | USD | 532.85 | Active | UNIVERSITY NEW MEXICO HOSPITAL
82538 | 1096795 | WELCH ALLYN INC | 76700 | 76700 | OPHTHALMOSCOPE/OTOSCOPES | 578401 |  | NA | 2011-12-07 | 2011-12-15 | 34315 | CLINICAL NEUROSCIENCE CENTER | 2011-12-02 | USD | 532.85 | Active | UNIVERSITY NEW MEXICO HOSPITAL
82501 | 1096759 | WELCH ALLYN INC | 76700 | 76700 | OPHTHALMOSCOPE/OTOSCOPES | 578401 |  | NA | 2011-12-07 | 2011-12-15 | 34315 | CLINICAL NEUROSCIENCE CENTER | 2011-12-02 | USD | 532.85 | Active | UNIVERSITY NEW MEXICO HOSPITAL
82448 | 1096750 | WELCH ALLYN INC | 76700 | 76700 | OPHTHALMOSCOPE/OTOSCOPES | 578401 |  | NA | 2011-12-07 | 2011-12-15 | 34315 | CLINICAL NEUROSCIENCE CENTER | 2011-12-02 | USD | 532.85 | Active | UNIVERSITY NEW MEXICO HOSPITAL
82452 | 1096755 | WELCH ALLYN INC | 76700 | 76700 | OPHTHALMOSCOPE/OTOSCOPES | 578401 |  | NA | 2011-12-07 | 2011-12-15 | 34315 | CLINICAL NEUROSCIENCE CENTER | 2011-12-02 | USD | 532.85 | Active | UNIVERSITY NEW MEXICO HOSPITAL
82521 | 1096774 | WELCH ALLYN INC | 76700 | 76700 | OPHTHALMOSCOPE/OTOSCOPES | 578401 |  | NA | 2011-12-07 | 2011-12-15 | 34315 | CLINICAL NEUROSCIENCE CENTER | 2011-12-02 | USD | 532.85 | Active | UNIVERSITY NEW MEXICO HOSPITAL
82539 | 1096792 | WELCH ALLYN INC | 76700 | 76700 | OPHTHALMOSCOPE/OTOSCOPES | 578401 |  | NA | 2011-12-07 | 2011-12-15 | 34510 | OSIS SPORTS MEDICINE | 2011-12-02 | USD | 532.85 | Active | UNIVERSITY NEW MEXICO HOSPITAL
82542 | 1096798 | WELCH ALLYN INC | 76700 | 76700 | OPHTHALMOSCOPE/OTOSCOPES | 578401 |  | NA | 2011-12-07 | 2011-12-15 | 34510 | OSIS SPORTS MEDICINE | 2011-12-02 | USD | 532.85 | Active | UNIVERSITY NEW MEXICO HOSPITAL
82533 | 1096789 | WELCH ALLYN INC | 76700 | 76700 | OPHTHALMOSCOPE/OTOSCOPES | 578401 |  | NA | 2011-12-07 | 2011-12-15 | 34340 | PAIN CLINIC | 2011-12-02 | USD | 532.85 | Active | UNIVERSITY NEW MEXICO HOSPITAL
82532 | 1096788 | WELCH ALLYN INC | 76700 | 76700 | OPHTHALMOSCOPE/OTOSCOPES | 578401 |  | NA | 2011-12-07 | 2011-12-15 | 34340 | PAIN CLINIC | 2011-12-02 | USD | 532.85 | Active | UNIVERSITY NEW MEXICO HOSPITAL
82525 | 1096772 | WELCH ALLYN INC | 76700 | 76700 | OPHTHALMOSCOPE/OTOSCOPES | 578401 |  | NA | 2011-12-07 | 2011-12-15 | 34315 | CLINICAL NEUROSCIENCE CENTER | 2011-12-02 | USD | 532.85 | Active | UNIVERSITY NEW MEXICO HOSPITAL
82537 | 1096794 | WELCH ALLYN INC | 76700 | 76700 | OPHTHALMOSCOPE/OTOSCOPES | 578401 |  | NA | 2011-12-07 | 2011-12-15 | 34510 | OSIS SPORTS MEDICINE | 2011-12-02 | USD | 532.85 | Active | UNIVERSITY NEW MEXICO HOSPITAL
82536 | 1096793 | WELCH ALLYN INC | 76700 | 76700 | OPHTHALMOSCOPE/OTOSCOPES | 578401 |  | NA | 2011-12-07 | 2011-12-15 | 34510 | OSIS SPORTS MEDICINE | 2011-12-02 | USD | 532.85 | Active | UNIVERSITY NEW MEXICO HOSPITAL
82534 | 1096790 | WELCH ALLYN INC | 76700 | 76700 | OPHTHALMOSCOPE/OTOSCOPES | 578401 |  | NA | 2011-12-07 | 2011-12-15 | 34510 | OSIS SPORTS MEDICINE | 2011-12-02 | USD | 532.85 | Active | UNIVERSITY NEW MEXICO HOSPITAL
82451 | 1096753 | WELCH ALLYN INC | 76700 | 76700 | OPHTHALMOSCOPE/OTOSCOPES | 578401 |  | NA | 2011-12-07 | 2011-12-15 | 34315 | CLINICAL NEUROSCIENCE CENTER | 2011-12-02 | USD | 532.85 | Active | UNIVERSITY NEW MEXICO HOSPITAL
82371 | 1096642 | PENTAX MEDICAL CO | EPK-1000 | EPK-1000 | PROCESSORS/ VIDEO | 566564 |  | UD013388 | 2012-04-09 | 2012-04-15 | 76020 | SPEECH/LANGUAGE PATHOLOGY | 2011-12-01 | USD | 14495 | Active | UNIVERSITY NEW MEXICO HOSPITAL
82439 | 1096742 | GE HEALTHCARE | SEER LIGHT EXTEND | SEER LIGHT EXTEND | HOLTER MONITORING SYSTEMS | 58023 |  | e81070045 | 2011-12-01 | 2011-12-15 | 71030 | HEART STATION | 2011-12-01 | USD | 1825.54 | Active | UNIVERSITY NEW MEXICO HOSPITAL
82440 | 1096743 | GE HEALTHCARE | SEER LIGHT EXTEND | SEER LIGHT EXTEND | HOLTER MONITORING SYSTEMS | 58023 |  | e81070044 | 2011-12-01 | 2011-12-15 | 71030 | HEART STATION | 2011-12-01 | USD | 1825.54 | Active | UNIVERSITY NEW MEXICO HOSPITAL
82441 | 1096744 | GE HEALTHCARE | SEER LIGHT EXTEND | SEER LIGHT EXTEND | HOLTER MONITORING SYSTEMS | 58023 |  | e81070046 | 2011-12-01 | 2011-12-15 | 71030 | HEART STATION | 2011-12-01 | USD | 1825.54 | Active | UNIVERSITY NEW MEXICO HOSPITAL
82442 | 1096745 | GE HEALTHCARE | SEER LIGHT EXTEND | SEER LIGHT EXTEND | HOLTER MONITORING SYSTEMS | 58023 |  | e81070048 | 2011-12-01 | 2011-12-15 | 71030 | HEART STATION | 2011-12-01 | USD | 1825.54 | Active | UNIVERSITY NEW MEXICO HOSPITAL
82443 | 1096746 | GE HEALTHCARE | SEER LIGHT EXTEND | SEER LIGHT EXTEND | HOLTER MONITORING SYSTEMS | 58023 |  | p81040220 | 2011-12-01 | 2011-12-15 | 71030 | HEART STATION | 2011-12-01 | USD | 1825.54 | Active | UNIVERSITY NEW MEXICO HOSPITAL
82444 | 1096747 | GE HEALTHCARE | SEER LIGHT EXTEND | SEER LIGHT EXTEND | HOLTER MONITORING SYSTEMS | 58023 |  | e81070043 | 2011-12-01 | 2011-12-15 | 71030 | HEART STATION | 2011-12-01 | USD | 1825.54 | Active | UNIVERSITY NEW MEXICO HOSPITAL
82446 | 1096748 | GE HEALTHCARE | SEER LIGHT EXTEND | SEER LIGHT EXTEND | HOLTER MONITORING SYSTEMS | 58023 |  | p81040221 | 2011-12-01 | 2011-12-15 | 71030 | HEART STATION | 2011-12-01 | USD | 1825.54 | Active | UNIVERSITY NEW MEXICO HOSPITAL
82435 | 1096738 | GE HEALTHCARE | SEER LIGHT EXTEND | SEER LIGHT EXTEND | HOLTER MONITORING SYSTEMS | 58023 |  | e81070049 | 2011-12-01 | 2011-12-15 | 71030 | HEART STATION | 2011-12-01 | USD | 1825.54 | Active | UNIVERSITY NEW MEXICO HOSPITAL
82436 | 1096739 | GE HEALTHCARE | SEER LIGHT EXTEND | SEER LIGHT EXTEND | HOLTER MONITORING SYSTEMS | 58023 |  | e81070047 | 2011-12-01 | 2011-12-15 | 71030 | HEART STATION | 2011-12-01 | USD | 1825.54 | Active | UNIVERSITY NEW MEXICO HOSPITAL
82437 | 1096740 | GE HEALTHCARE | SEER LIGHT EXTEND | SEER LIGHT EXTEND | HOLTER MONITORING SYSTEMS | 58023 |  | e81070042 | 2011-12-01 | 2011-12-15 | 71030 | HEART STATION | 2011-12-01 | USD | 1825.54 | Active | UNIVERSITY NEW MEXICO HOSPITAL
82438 | 1096741 | GE HEALTHCARE | SEER LIGHT EXTEND | SEER LIGHT EXTEND | HOLTER MONITORING SYSTEMS | 58023 |  | p81040158 | 2011-12-01 | 2011-12-15 | 71030 | HEART STATION | 2011-12-01 | USD | 1825.54 | Active | UNIVERSITY NEW MEXICO HOSPITAL
82392 | 1096684 | RICE LAKE WEIGHING SYSTEMS | HEAVYWEIGHT | H340-10-3 | SCALES/ PATIENT/ WHEELCHAIR | 584491 |  | 071011353039 | 2017-01-01 | 2018-01-15 | 30030 | CTH OUTPATIENT CLINIC | 2011-11-29 | USD | 4486 | Active | UNIVERSITY NEW MEXICO HOSPITAL
82393 | 1096685 | RICE LAKE WEIGHING SYSTEMS | HEAVYWEIGHT | H340-10-3 | SCALES/ PATIENT/ WHEELCHAIR | 584491 |  | 071011353033 | 2017-01-04 | 2018-01-15 | 30030 | CTH OUTPATIENT CLINIC | 2011-11-29 | USD | 4486 | Active | UNIVERSITY NEW MEXICO HOSPITAL
82403 | 1096695 | DRAEGER MEDICAL INC | APOLLO | 8606500-54 | ANESTHESIA UNITS | 581202 |  | ASCJ-0250 | 2017-05-25 | 2017-11-15 | 15060 | ANESTHESIA - BBRP | 2011-11-28 | USD | 61298.13 | Active | UNIVERSITY NEW MEXICO HOSPITAL
82295 | 1096655 | PRO-TECH SERVICES INC | PTAF2 | PTAF2 | POLYSOMNOGRAPHS | REPLACN67004 |  | PP2000314 | 2012-02-10 | 2012-02-15 | 34015 | SLEEP DISORDERS CENTER 1101-2 | 2011-11-28 | USD | 0 | Active | UNIVERSITY NEW MEXICO HOSPITAL
82294 | 1096654 | PRO-TECH SERVICES INC | PTAF2 | PTAF2 | POLYSOMNOGRAPHS | REPLACN67002 |  | PP2000311 | 2012-02-14 | 2012-02-15 | 34015 | SLEEP DISORDERS CENTER 1101-2 | 2011-11-28 | USD | 0 | Active | UNIVERSITY NEW MEXICO HOSPITAL
70597 | 1096658 | PRO-TECH SERVICES INC | PTAF2 | PTAF2 | POLYSOMNOGRAPHS | REPLACN68214 |  | PP2000313 | 2012-02-10 | 2012-02-15 | 34015 | SLEEP DISORDERS CENTER 1101-2 | 2011-11-28 | USD | 0 | Active | UNIVERSITY NEW MEXICO HOSPITAL
83753 | 1163241 | HOLOGIC INC | DMAX | DMAX | DIGITAL IMAGING SYSTEMS |  |  | CL3389 | 2017-03-21 | 2017-09-15 | 75105 | OSIS MAMMOGRAPHY | 2011-11-24 | USD |  | Active | UNIVERSITY NEW MEXICO HOSPITAL
82427 | 1096719 | DRAEGER MEDICAL INC | APOLLO | 8606500-54 | ANESTHESIA UNITS | 581202 |  | ASCJ-0246 | 2017-05-26 | 2017-11-15 | 15060 | ANESTHESIA - BBRP | 2011-11-22 | USD | 61298.13 | Active | UNIVERSITY NEW MEXICO HOSPITAL
82420 | 1096712 | DRAEGER MEDICAL INC | APOLLO | 8606500-54 | ANESTHESIA UNITS | 581202 |  | ASCJ-0247 | 2017-05-26 | 2017-11-15 | 15060 | ANESTHESIA - BBRP | 2011-11-22 | USD | 61298.13 | Active | UNIVERSITY NEW MEXICO HOSPITAL
82416 | 1096708 | DRAEGER MEDICAL INC | APOLLO | 8606500-54 | ANESTHESIA UNITS | 581202 |  | ASCJ-0239 | 2017-05-26 | 2017-11-15 | 15055 | ANESTHESIA | 2011-11-22 | USD | 61298.13 | Active | UNIVERSITY NEW MEXICO HOSPITAL
82407 | 1096699 | DRAEGER MEDICAL INC | APOLLO | 8606500-54 | ANESTHESIA UNITS | 581202 |  | ASCJ-0257 | 2017-05-26 | 2017-11-15 | 15055 | ANESTHESIA | 2011-11-22 | USD | 61298.13 | Active | UNIVERSITY NEW MEXICO HOSPITAL
82411 | 1096703 | DRAEGER MEDICAL INC | APOLLO | 8606500-54 | ANESTHESIA UNITS | 581202 |  | ASCJ-0261 | 2017-05-26 | 2017-11-15 | 15055 | ANESTHESIA | 2011-11-22 | USD | 61298.13 | Active | UNIVERSITY NEW MEXICO HOSPITAL
82399 | 1096691 | DRAEGER MEDICAL INC | APOLLO | 8606500-54 | ANESTHESIA UNITS | 581202 |  | ASCJ-0248 | 2017-05-25 | 2017-11-15 | 15060 | ANESTHESIA - BBRP | 2011-11-22 | USD | 61298.13 | Active | UNIVERSITY NEW MEXICO HOSPITAL
82424 | 1096718 | DRAEGER MEDICAL INC | FABIUS TIRO | FABIUS TIRO | ANESTHESIA UNITS | 581202 |  | ASCJ-0196 | 2017-05-01 | 2017-11-15 | 15055 | ANESTHESIA | 2011-11-22 | USD | 26903.1 | Active | UNIVERSITY NEW MEXICO HOSPITAL
82368 | 1096639 | DRAEGER MEDICAL INC | FABIUS TIRO | FABIUS TIRO | ANESTHESIA UNITS | 581202 |  | ASCJ-0195 | 2017-05-22 | 2017-11-15 | 15515 | OSIS ANESTHESIA | 2011-11-22 | USD | 26903.1 | Active | UNIVERSITY NEW MEXICO HOSPITAL
82396 | 1096688 | GE HEALTHCARE | PRN-50 | PRN-50 | MODULES/ RECORDERS |  |  | RPV11075346GA | 2012-06-27 | 2012-06-15 | 12240 | GENERAL SURGERY (6-S) | 2011-11-21 | USD |  | Active | UNIVERSITY NEW MEXICO HOSPITAL
82394 | 1096686 | GE HEALTHCARE | CIC PRO | CIC PRO | MONITORS/ CENTRAL STATION | 556012 |  | SDY11077891GA | 2016-09-29 | 2017-09-15 | 12240 | GENERAL SURGERY (6-S) | 2011-11-21 | USD | 6212.5 | Active | UNIVERSITY NEW MEXICO HOSPITAL
82395 | 1096687 | GE HEALTHCARE | CIC PRO | CIC PRO | MONITORS/ CENTRAL STATION | 556012 |  | SDY11077882GA | 2016-09-29 | 2017-09-15 | 12240 | GENERAL SURGERY (6-S) | 2011-11-21 | USD | 6212.5 | Active | UNIVERSITY NEW MEXICO HOSPITAL
82397 | 1096689 | GE HEALTHCARE | CIC PRO | CIC PRO | MONITORS/ CENTRAL STATION | 555826 |  | SDY11148693GA | 2016-09-29 | 2017-09-15 | 12240 | GENERAL SURGERY (6-S) | 2011-11-21 | USD |  | Active | UNIVERSITY NEW MEXICO HOSPITAL
82398 | 1096690 | GE HEALTHCARE | CIC PRO | CIC PRO | MONITORS/ CENTRAL STATION | 555826 |  | SDY11148691GA | 2016-09-29 | 2017-09-15 | 12240 | GENERAL SURGERY (6-S) | 2011-11-21 | USD |  | Active | UNIVERSITY NEW MEXICO HOSPITAL
82366 | 1096637 | BRAINZ INSTRUMENTS LTD | BRM2 | BRM2 | MONITORS/ BEDSIDE/ ELECTROENCEPHALOGRAPHY | 586585 |  | BRM20101338 | 2017-02-13 | 2018-02-15 | 12455 | NEWBORN ICU | 2011-11-18 | USD | 0 | Active | UNIVERSITY NEW MEXICO HOSPITAL
82346 | 1096615 | DRAEGER MEDICAL INC | D-VAPOR DESFLURANE | D-VAPOR DESFLURANE | ANESTHESIA UNIT VAPORIZERS | CONSIGNMENT |  | ASAF-0102 | 2017-01-13 | 2018-01-15 | 15060 | ANESTHESIA - BBRP | 2011-11-17 | USD |  | Active | UNIVERSITY NEW MEXICO HOSPITAL
82365 | 1096636 | B BRAUN MEDICAL INC | SPACE STATION | 8713140U | RACKS/ MODULE | REPLACN76154 |  | 32887 | 2014-03-04 | 2016-03-15 | 95700 | CLINICAL ENGINEERING | 2011-11-17 | USD |  | Active | UNIVERSITY NEW MEXICO HOSPITAL
82428 | 1096720 | DRAEGER MEDICAL INC | D-VAPOR DESFLURANE | D-VAPOR DESFLURANE | ANESTHESIA UNIT VAPORIZERS | CONSIGNMENT |  | ASCH-0276 | 2017-01-05 | 2018-01-15 | 15060 | ANESTHESIA - BBRP | 2011-11-17 | USD |  | Active | UNIVERSITY NEW MEXICO HOSPITAL
82426 | 1096716 | DRAEGER MEDICAL INC | D-VAPOR DESFLURANE | D-VAPOR DESFLURANE | ANESTHESIA UNIT VAPORIZERS | CONSIGNMENT |  | ARWN-0294 | 2017-01-01 | 2018-01-15 | 15055 | ANESTHESIA | 2011-11-17 | USD |  | Active | UNIVERSITY NEW MEXICO HOSPITAL
82408 | 1096700 | DRAEGER MEDICAL INC | D-VAPOR DESFLURANE | D-VAPOR DESFLURANE | ANESTHESIA UNIT VAPORIZERS | CONSIGNMENT |  | ASBL-0076 | 2017-01-11 | 2018-01-15 | 15055 | ANESTHESIA | 2011-11-17 | USD |  | Active | UNIVERSITY NEW MEXICO HOSPITAL
82370 | 1096641 | DRAEGER MEDICAL INC | D-VAPOR DESFLURANE | D-VAPOR DESFLURANE | ANESTHESIA UNIT VAPORIZERS | CONSIGNMENT |  | ASCH-0273 | 2017-01-01 | 2018-01-15 | 15515 | OSIS ANESTHESIA | 2011-11-17 | USD |  | Active | UNIVERSITY NEW MEXICO HOSPITAL
82417 | 1096709 | DRAEGER MEDICAL INC | D-VAPOR DESFLURANE | D-VAPOR DESFLURANE | ANESTHESIA UNIT VAPORIZERS | CONSIGNMENT |  | ARZB-0307 | 2017-01-11 | 2018-01-15 | 15055 | ANESTHESIA | 2011-11-17 | USD |  | Active | UNIVERSITY NEW MEXICO HOSPITAL
82421 | 1096713 | DRAEGER MEDICAL INC | D-VAPOR DESFLURANE | D-VAPOR DESFLURANE | ANESTHESIA UNIT VAPORIZERS | CONSIGNMENT |  | ARWF-0303 | 2017-01-05 | 2018-01-15 | 15060 | ANESTHESIA - BBRP | 2011-11-17 | USD |  | Active | UNIVERSITY NEW MEXICO HOSPITAL
82400 | 1096692 | DRAEGER MEDICAL INC | D-VAPOR DESFLURANE | D-VAPOR DESFLURANE | ANESTHESIA UNIT VAPORIZERS | CONSIGNMENT |  | ARYJ-0188 | 2017-01-06 | 2018-01-15 | 15055 | ANESTHESIA | 2011-11-17 | USD |  | Active | UNIVERSITY NEW MEXICO HOSPITAL
82430 | 1096722 | DRAEGER MEDICAL INC | VAPOR 2000 ISOFLURANE | VAPOR 2000 | ANESTHESIA UNIT VAPORIZERS | 581202 |  | ASCJ-0654 | 2017-01-05 | 2018-01-15 | 15060 | ANESTHESIA - BBRP | 2011-11-17 | USD | 3933.08 | Active | UNIVERSITY NEW MEXICO HOSPITAL
82423 | 1096715 | DRAEGER MEDICAL INC | VAPOR 2000 ISOFLURANE | VAPOR 2000 | ANESTHESIA UNIT VAPORIZERS | 581202 |  | ASCJ-0609 | 2017-01-04 | 2018-01-15 | 15060 | ANESTHESIA - BBRP | 2011-11-17 | USD | 3933.08 | Active | UNIVERSITY NEW MEXICO HOSPITAL
82419 | 1096711 | DRAEGER MEDICAL INC | VAPOR 2000 ISOFLURANE | VAPOR 2000 | ANESTHESIA UNIT VAPORIZERS | 581202 |  | ASCJ-0602 | 2017-01-10 | 2018-01-15 | 15055 | ANESTHESIA | 2011-11-17 | USD | 3933.08 | Active | UNIVERSITY NEW MEXICO HOSPITAL
82414 | 1096706 | DRAEGER MEDICAL INC | VAPOR 2000 ISOFLURANE | VAPOR 2000 | ANESTHESIA UNIT VAPORIZERS | 581202 |  | ASCJ-0610 | 2017-01-06 | 2018-01-15 | 15055 | ANESTHESIA | 2011-11-17 | USD | 3933.08 | Active | UNIVERSITY NEW MEXICO HOSPITAL
82406 | 1096698 | DRAEGER MEDICAL INC | VAPOR 2000 ISOFLURANE | VAPOR 2000 | ANESTHESIA UNIT VAPORIZERS | 581202 |  | ASCJ-0607 | 2017-01-11 | 2018-01-15 | 15055 | ANESTHESIA | 2011-11-17 | USD | 3933.08 | Active | UNIVERSITY NEW MEXICO HOSPITAL
82402 | 1096694 | DRAEGER MEDICAL INC | VAPOR 2000 ISOFLURANE | VAPOR 2000 | ANESTHESIA UNIT VAPORIZERS | 581202 |  | ASCJ-0604 | 2017-01-06 | 2018-01-15 | 15055 | ANESTHESIA | 2011-11-17 | USD | 3933.08 | Active | UNIVERSITY NEW MEXICO HOSPITAL
82410 | 1096702 | DRAEGER MEDICAL INC | VAPOR 2000 ISOFLURANE | VAPOR 2000 | ANESTHESIA UNIT VAPORIZERS | 581202 |  | ASCJ-0608 | 2017-01-05 | 2018-01-15 | 15055 | ANESTHESIA | 2011-11-17 | USD | 3933.08 | Active | UNIVERSITY NEW MEXICO HOSPITAL
82429 | 1096721 | DRAEGER MEDICAL INC | VAPOR 2000 SEVOFLURANE | VAPOR 2000 (M35170) | ANESTHESIA UNIT VAPORIZERS | CONSIGNMENT |  | ARXE-0413 | 2017-01-04 | 2018-01-15 | 15060 | ANESTHESIA - BBRP | 2011-11-17 | USD |  | Active | UNIVERSITY NEW MEXICO HOSPITAL
82422 | 1096714 | DRAEGER MEDICAL INC | VAPOR 2000 SEVOFLURANE | VAPOR 2000 (M35170) | ANESTHESIA UNIT VAPORIZERS | CONSIGNMENT |  | ARZC-0875 | 2017-01-04 | 2018-01-15 | 15060 | ANESTHESIA - BBRP | 2011-11-17 | USD |  | Active | UNIVERSITY NEW MEXICO HOSPITAL
82413 | 1096705 | DRAEGER MEDICAL INC | VAPOR 2000 SEVOFLURANE | VAPOR 2000 (M35170) | ANESTHESIA UNIT VAPORIZERS | CONSIGNMENT |  | ARXE-0454 | 2017-01-05 | 2018-01-15 | 15055 | ANESTHESIA | 2011-11-17 | USD |  | Active | UNIVERSITY NEW MEXICO HOSPITAL
82409 | 1096701 | DRAEGER MEDICAL INC | VAPOR 2000 SEVOFLURANE | VAPOR 2000 (M35170) | ANESTHESIA UNIT VAPORIZERS | CONSIGNMENT |  | ARXD-0094 | 2017-01-06 | 2018-01-15 | 15055 | ANESTHESIA | 2011-11-17 | USD |  | Active | UNIVERSITY NEW MEXICO HOSPITAL
82369 | 1096640 | DRAEGER MEDICAL INC | VAPOR 2000 SEVOFLURANE | VAPOR 2000 (M35170) | ANESTHESIA UNIT VAPORIZERS | CONSIGNMENT |  | ARXE-0480 | 2017-01-01 | 2018-01-15 | 15515 | OSIS ANESTHESIA | 2011-11-17 | USD |  | Active | UNIVERSITY NEW MEXICO HOSPITAL
82401 | 1096693 | DRAEGER MEDICAL INC | VAPOR 2000 SEVOFLURANE | VAPOR 2000 (M35170) | ANESTHESIA UNIT VAPORIZERS | CONSIGNMENT |  | ARXA-1232 | 2017-01-01 | 2018-01-15 | 15060 | ANESTHESIA - BBRP | 2011-11-17 | USD |  | Active | UNIVERSITY NEW MEXICO HOSPITAL
82405 | 1096697 | DRAEGER MEDICAL INC | VAPOR 2000 SEVOFLURANE | VAPOR 2000 (M35170) | ANESTHESIA UNIT VAPORIZERS | CONSIGNMENT |  | ARXA-1327 | 2017-01-11 | 2018-01-15 | 15005 | OPERATING ROOM - BBRP | 2011-11-17 | USD |  | Active | UNIVERSITY NEW MEXICO HOSPITAL
80260 | 1096081 | LEICA MICROSCOPY & SCIENTIFIC INSTRUMENTS DIV | M690 | M690 | MICROSCOPES/ LIGHT/ OPERATING/ OPHTHALMOLOGY | 565140 |  | 001074194 | 2016-11-28 | 2017-11-15 | 15500 | OSIS OPERATING ROOM | 2011-11-11 | USD |  | Active | UNIVERSITY NEW MEXICO HOSPITAL
79994 | 1161598 | B BRAUN MEDICAL INC | INFUSOMAT SPACE | 8713050U | INFUSION PUMPS | 110231 |  | 106251 | 2016-03-30 | 2018-03-15 | 95700 | CLINICAL ENGINEERING | 2011-11-09 | USD | 2286.63 | Active | UNIVERSITY NEW MEXICO HOSPITAL
80267 | 1096082 | GE HEALTHCARE | DASH PORT 2 | DASH PORT 2 | MODULES/ DATA/ TRANSFER |  |  | SE511118337GA |  | 2011-11-15 | 21015 | ED-NORTH | 2011-11-04 | USD |  | Active | UNIVERSITY NEW MEXICO HOSPITAL
70593 | 1096647 | EXERGEN CORP | TAT-5000 | TAT-5000 | THERMOMETERS/ ELECTRONIC/ INFRARED | 581877 |  | A265969 | 2011-11-04 | 2011-11-15 | 12110 | NEUROSCIENCE ICU | 2011-11-04 | USD | 461 | Active | UNIVERSITY NEW MEXICO HOSPITAL
70592 | 1096648 | EXERGEN CORP | TAT-5000 | TAT-5000 | THERMOMETERS/ ELECTRONIC/ INFRARED | 581877 |  | A266066 | 2011-11-04 | 2011-11-15 | 12110 | NEUROSCIENCE ICU | 2011-11-04 | USD | 461 | Active | UNIVERSITY NEW MEXICO HOSPITAL
70610 | 1096581 | MEDTRONIC INC | OXIMAX | N-65 | OXIMETERS/ PULSE | 582947 |  | P11810554 | 2016-10-07 | 2017-10-15 | 30115 | SE HEIGHTS CLINIC-SAN PABLO | 2011-11-03 | USD | 450 | Reactivated | UNIVERSITY NEW MEXICO HOSPITAL
82359 | 1096630 | DRAEGER MEDICAL INC | VAPOR 2000 SEVOFLURANE | VAPOR 2000 (M35170) | ANESTHESIA UNIT VAPORIZERS | Contract | CONTRACT | ARZD-0486 | 2017-01-13 | 2018-01-15 | 15055 | ANESTHESIA | 2011-11-02 | USD |  | Active | UNIVERSITY NEW MEXICO HOSPITAL
82333 | 1096601 | SMITHWORKS MEDICAL | Soft Sack | 12VSS3L02 | WARMING UNITS/ MULTIPURPOSE | 569919 |  | SS8654 | 2016-12-01 | 2017-12-15 | 70060 | FIXED WING TRANSPORT | 2011-10-27 | USD | 549.62 | Active | UNIVERSITY NEW MEXICO HOSPITAL
70609 | 1096579 | PHILIPS HEALTHCARE | ACTIWATCH 2 | ACTIWATCH 2 | DATA MANAGEMENT SYSTEMS | 583874 |  | A00342 | 2011-10-27 | 2011-10-15 | 34015 | SLEEP DISORDERS CENTER 1101-2 | 2011-10-27 | USD | 0 | Active | UNIVERSITY NEW MEXICO HOSPITAL
70607 | 1096577 | PHILIPS HEALTHCARE | ACTIWATCH 2 | ACTIWATCH 2 | DATA MANAGEMENT SYSTEMS | 583874 |  | A00210 | 2011-10-27 | 2011-10-15 | 34015 | SLEEP DISORDERS CENTER 1101-2 | 2011-10-27 | USD | 0 | Active | UNIVERSITY NEW MEXICO HOSPITAL
70606 | 1096576 | PHILIPS HEALTHCARE | ACTIWATCH 2 | ACTIWATCH 2 | DATA MANAGEMENT SYSTEMS | 583874 |  | A00219 | 2011-10-27 | 2011-10-15 | 34015 | SLEEP DISORDERS CENTER 1101-2 | 2011-10-27 | USD | 0 | Active | UNIVERSITY NEW MEXICO HOSPITAL
70605 | 1096575 | PHILIPS HEALTHCARE | ACTIWATCH 2 | ACTIWATCH 2 | DATA MANAGEMENT SYSTEMS | 583874 |  | A00216 | 2011-10-27 | 2011-10-15 | 34015 | SLEEP DISORDERS CENTER 1101-2 | 2011-10-27 | USD | 0 | Active | UNIVERSITY NEW MEXICO HOSPITAL
70604 | 1096574 | PHILIPS HEALTHCARE | ACTIWATCH 2 | ACTIWATCH 2 | DATA MANAGEMENT SYSTEMS | 583874 |  | A00267 | 2011-10-27 | 2011-10-15 | 34015 | SLEEP DISORDERS CENTER 1101-2 | 2011-10-27 | USD | 0 | Active | UNIVERSITY NEW MEXICO HOSPITAL
70603 | 1096573 | PHILIPS HEALTHCARE | ACTIWATCH 2 | ACTIWATCH 2 | DATA MANAGEMENT SYSTEMS | 583874 |  | A00208 | 2011-10-27 | 2011-10-15 | 34015 | SLEEP DISORDERS CENTER 1101-2 | 2011-10-27 | USD | 0 | Active | UNIVERSITY NEW MEXICO HOSPITAL
70602 | 1096572 | PHILIPS HEALTHCARE | ACTIWATCH 2 | ACTIWATCH 2 | DATA MANAGEMENT SYSTEMS | 583874 |  | A00122 | 2011-10-27 | 2011-10-15 | 34015 | SLEEP DISORDERS CENTER 1101-2 | 2011-10-27 | USD | 0 | Active | UNIVERSITY NEW MEXICO HOSPITAL
70600 | 1096570 | PHILIPS HEALTHCARE | ACTIWATCH 2 | ACTIWATCH 2 | DATA MANAGEMENT SYSTEMS | 583874 |  | A00172 | 2011-10-27 | 2011-10-15 | 34015 | SLEEP DISORDERS CENTER 1101-2 | 2011-10-27 | USD | 0 | Active | UNIVERSITY NEW MEXICO HOSPITAL
70601 | 1096571 | PHILIPS HEALTHCARE | ACTIWATCH 2 | ACTIWATCH 2 | DATA MANAGEMENT SYSTEMS | 583874 |  | A00185 | 2011-10-27 | 2011-10-15 | 34015 | SLEEP DISORDERS CENTER 1101-2 | 2011-10-27 | USD | 0 | Active | UNIVERSITY NEW MEXICO HOSPITAL
82331 | 1096599 | B BRAUN MEDICAL INC | INFUSOMAT SPACE | 8713050U | INFUSION PUMPS | UNM-P0103099 |  | 139646 | 2016-03-24 | 2018-03-15 | 9025 | CLINICAL AND TRANSLATIONAL SCIENCE CENTER (07) | 2011-10-24 | USD | 2725 | Active | UNIVERSITY NEW MEXICO HOSPITAL
82330 | 1096598 | B BRAUN MEDICAL INC | INFUSOMAT SPACE | 8713050U | INFUSION PUMPS | UNM-P0103099 |  | 139689 | 2016-03-29 | 2018-03-15 | 9025 | CLINICAL AND TRANSLATIONAL SCIENCE CENTER (07) | 2011-10-24 | USD | 2725 | Active | UNIVERSITY NEW MEXICO HOSPITAL
82329 | 1096597 | B BRAUN MEDICAL INC | INFUSOMAT SPACE | 8713050U | INFUSION PUMPS | UNM-P0103099 |  | 139411 | 2016-03-31 | 2018-03-15 | 9025 | CLINICAL AND TRANSLATIONAL SCIENCE CENTER (07) | 2011-10-24 | USD | 2725 | Active | UNIVERSITY NEW MEXICO HOSPITAL
82332 | 1096600 | B BRAUN MEDICAL INC | INFUSOMAT SPACE | 8713050U | INFUSION PUMPS | UNM-P0102155 |  | 133572 | 2016-03-01 | 2018-03-15 | 95700 | CLINICAL ENGINEERING | 2011-10-24 | USD | 2725 | Active | UNIVERSITY NEW MEXICO HOSPITAL
82358 | 1096629 | UNICO | G380 | G380 | MICROSCOPES | 581871 |  | 20110800 | 2016-11-11 | 2017-11-15 | 32060 | M & FP-WEST MESA | 2011-10-24 | USD | 673 | Active | UNIVERSITY NEW MEXICO HOSPITAL
82247 | 1085972 | ZOLL MEDICAL CORP | AED PLUS | AED PLUS | DEFIBRILLATORS/ EXTERNAL/ AUTOMATED | 519364 |  | X10A436013 | 2017-04-24 | 2017-10-15 | 78020 | Neuropsychology | 2011-10-20 | USD |  | Active | UNIVERSITY NEW MEXICO HOSPITAL
82326 | 1096594 | EXERGEN CORP | TAT-5000 | TAT-5000 | THERMOMETERS/ ELECTRONIC/ INFRARED | REPLACN64345 |  | A160256 | 2011-10-20 | 2011-10-15 | 12430 | GENERAL PEDIATRICS UNIT | 2011-10-20 | USD | 0 | Active | UNIVERSITY NEW MEXICO HOSPITAL
82328 | 1096596 | EXERGEN CORP | TAT-5000 | TAT-5000 | THERMOMETERS/ ELECTRONIC/ INFRARED | REPLACN67420 |  | A1965 | 2011-10-20 | 2011-10-15 | 12000 | LABOR AND DELIVERY | 2011-10-20 | USD | 0 | Active | UNIVERSITY NEW MEXICO HOSPITAL
82325 | 1096593 | EXERGEN CORP | TAT-5000 | TAT-5000 | THERMOMETERS/ ELECTRONIC/ INFRARED | REPLACN68860 |  | A206497 | 2011-10-20 | 2011-10-15 | 12110 | NEUROSCIENCE ICU | 2011-10-20 | USD | 0 | Active | UNIVERSITY NEW MEXICO HOSPITAL
82319 | 1096591 | CARD GUARD | KING OF HEARTS EXPRESS | LR080A-01 | RECORDERS/ ELECTRONIC STORAGE/ DATA | 580235 |  | 7001788 | 2011-10-18 | 2011-10-15 | 71030 | HEART STATION | 2011-10-18 | USD | 795 | Active | UNIVERSITY NEW MEXICO HOSPITAL
82317 | 1096589 | CARD GUARD | KING OF HEARTS EXPRESS | LR080A-01 | RECORDERS/ ELECTRONIC STORAGE/ DATA | 580235 |  | 7001781 | 2011-10-18 | 2011-10-15 | 71030 | HEART STATION | 2011-10-18 | USD | 795 | Active | UNIVERSITY NEW MEXICO HOSPITAL
82318 | 1096590 | CARD GUARD | KING OF HEARTS EXPRESS | LR080A-01 | RECORDERS/ ELECTRONIC STORAGE/ DATA | 580235 |  | 70017809 | 2011-10-18 | 2011-10-15 | 71030 | HEART STATION | 2011-10-18 | USD | 795 | Active | UNIVERSITY NEW MEXICO HOSPITAL
82322 | 1096603 | CARD GUARD | KING OF HEARTS EXPRESS | LR080A-01 | RECORDERS/ ELECTRONIC STORAGE/ DATA | 580235 |  | 7001782 | 2011-10-18 | 2011-10-15 | 71030 | HEART STATION | 2011-10-18 | USD | 795 | Active | UNIVERSITY NEW MEXICO HOSPITAL
82323 | 1096604 | CARD GUARD | KING OF HEARTS EXPRESS | LR080A-01 | RECORDERS/ ELECTRONIC STORAGE/ DATA | 580235 |  | 7001789 | 2011-10-18 | 2011-10-15 | 71030 | HEART STATION | 2011-10-18 | USD | 795 | Active | UNIVERSITY NEW MEXICO HOSPITAL
82340 | 1096610 | CARD GUARD | KING OF HEARTS EXPRESS | LR080A-01 | RECORDERS/ ELECTRONIC STORAGE/ DATA | 580235 |  | 7001780 | 2011-10-18 | 2011-10-15 | 71030 | HEART STATION | 2011-10-18 | USD | 795 | Active | UNIVERSITY NEW MEXICO HOSPITAL
82341 | 1096611 | CARD GUARD | KING OF HEARTS EXPRESS | LR080A-01 | RECORDERS/ ELECTRONIC STORAGE/ DATA | 580235 |  | 7001792 | 2011-10-18 | 2011-10-15 | 71030 | HEART STATION | 2011-10-18 | USD | 795 | Active | UNIVERSITY NEW MEXICO HOSPITAL
82324 | 1096605 | CARD GUARD | KING OF HEARTS EXPRESS | LR080A-01 | RECORDERS/ ELECTRONIC STORAGE/ DATA | 580235 |  | 7001779 | 2011-10-18 | 2011-10-15 | 71030 | HEART STATION | 2011-10-18 | USD | 795 | Active | UNIVERSITY NEW MEXICO HOSPITAL
82338 | 1096608 | CARD GUARD | KING OF HEARTS EXPRESS | LR080A-01 | RECORDERS/ ELECTRONIC STORAGE/ DATA | 580235 |  | 7001785 | 2011-10-18 | 2011-10-15 | 71030 | HEART STATION | 2011-10-18 | USD | 795 | Active | UNIVERSITY NEW MEXICO HOSPITAL
82336 | 1096606 | CARD GUARD | KING OF HEARTS EXPRESS | LR080A-01 | RECORDERS/ ELECTRONIC STORAGE/ DATA | 580235 |  | 7001791 | 2011-10-18 | 2011-10-15 | 71030 | HEART STATION | 2011-10-18 | USD | 795 | Active | UNIVERSITY NEW MEXICO HOSPITAL
82337 | 1096607 | CARD GUARD | KING OF HEARTS EXPRESS | LR080A-01 | RECORDERS/ ELECTRONIC STORAGE/ DATA | 580235 |  | 7001790 | 2011-10-18 | 2011-10-15 | 71030 | HEART STATION | 2011-10-18 | USD | 795 | Active | UNIVERSITY NEW MEXICO HOSPITAL
82321 | 1096602 | CARD GUARD | KING OF HEARTS EXPRESS | LR080A-01 | RECORDERS/ ELECTRONIC STORAGE/ DATA | 580235 |  | 7001786 | 2011-10-18 | 2011-10-15 | 71030 | HEART STATION | 2011-10-18 | USD | 795 | Active | UNIVERSITY NEW MEXICO HOSPITAL
82339 | 1096609 | CARD GUARD | KING OF HEARTS EXPRESS | LR080A-01 | RECORDERS/ ELECTRONIC STORAGE/ DATA | 580235 |  | 7001783 | 2011-10-18 | 2011-10-15 | 71030 | HEART STATION | 2011-10-18 | USD | 795 | Active | UNIVERSITY NEW MEXICO HOSPITAL
64066 | 1162951 | BHM MEDICAL INC | STEDY | STEDY | LIFTS/ PATIENT TRANSFER |  |  | NTA-13873 | 2016-12-14 | 2017-09-15 | 12320 | GENERAL MEDICINE (5-W) | 2011-10-14 | USD |  | Active | UNIVERSITY NEW MEXICO HOSPITAL
82315 | 1096587 | SSCOR INC | 2314B | 2314B | ASPIRATORS | FOUND IN UPC |  | M15009 | 2017-01-01 | 2018-01-15 | 12035 | UPC INPATIENT ADULT SERVICES | 2011-10-14 | USD |  | Active | UNIVERSITY NEW MEXICO HOSPITAL
80660 | 1096538 | VERATHON INC | BLADDERSCAN (BVI-9400) | BVI-9400 | SCANNING SYSTEMS/ULTRASONIC/DIAGNOSTIC (BIOMED) | 576594 |  | B4010769 | 2017-07-17 | 2018-07-15 | 34250 | UROLOGY | 2011-10-12 | USD | 11270 | Active | UNIVERSITY NEW MEXICO HOSPITAL
82314 | 1096584 | DRAEGER MEDICAL INC | VAPOR 2000 SEVOFLURANE | VAPOR 2000 (M35170) | ANESTHESIA UNIT VAPORIZERS | REPL 80654 |  | ARWK-0562 | 2017-01-12 | 2018-01-15 | 15055 | ANESTHESIA | 2011-10-10 | USD |  | Active | UNIVERSITY NEW MEXICO HOSPITAL
82287 | 1096546 | GE HEALTHCARE | DASH 4000 | DASH 4000 | MONITORING SYSTEMS/ PHYSIOLOGIC | 577055 |  | SHQ11301145SA | 2016-09-06 | 2017-09-15 | 71520 | PULMONARY DIAGNOSTICS | 2011-10-05 | USD | 13010.2 | Active | UNIVERSITY NEW MEXICO HOSPITAL
82288 | 1096547 | HEMOCUE INC | HB 201 DM | HB 201 DM | ANALYZERS/ POINT-OF-CARE/ WHOLE BLOOD/ HEMATOLOGY/ HEMOGLOBIN | 579361 |  | 1109621056 | 2011-10-19 | 2012-10-15 | 32045 | SOUTHWEST MESA CLINIC | 2011-10-05 | USD | 1929.01 | Active | UNIVERSITY NEW MEXICO HOSPITAL
82286 | 1096545 | GE HEALTHCARE | DASH 3000 | DASH 3000 | MONITORING SYSTEMS/ PHYSIOLOGIC | 566300 |  | SHQ11311392SA | 2017-04-26 | 2018-04-15 | 12310 | ADULT ONCOLOGY MED/SURG | 2011-10-04 | USD | 9336.5 | Active | UNIVERSITY NEW MEXICO HOSPITAL
73887 | 1084095 | ALLIED HEALTHCARE PRODUCTS INC | OPTI VAC | OPTI VAC | ASPIRATORS | found |  | 1209 | 2016-10-20 | 2017-10-15 | 70010 | DIGESTIVE DISEASE PROCEDURES | 2011-10-03 | USD |  | Active | UNIVERSITY NEW MEXICO HOSPITAL
82167 | 1096534 | HEMOCUE INC | HB 201 DM | HB 201 DM | ANALYZERS/ POINT-OF-CARE/ WHOLE BLOOD/ HEMATOLOGY/ HEMOGLOBIN | 574151 |  | 1105621037 | 2011-09-30 | 2012-09-15 | 32005 | YCHC GENERAL | 2011-09-30 | USD |  | Active | UNIVERSITY NEW MEXICO HOSPITAL
82285 | 1096544 | DRAEGER MEDICAL INC | VAPOR 2000 SEVOFLURANE | VAPOR 2000 (M35170) | ANESTHESIA UNIT VAPORIZERS | REPL 64890 | REPLA 64890 | ARSF-0942 | 2017-01-01 | 2018-01-15 | 15515 | OSIS ANESTHESIA | 2011-09-30 | USD |  | Active | UNIVERSITY NEW MEXICO HOSPITAL
82170 | 1096537 | SMITHWORKS MEDICAL | Soft Sack | 12VSS3L02 | WARMING UNITS/ MULTIPURPOSE | 569919 |  | SS8575 | 2015-12-08 | 2016-12-15 | 70060 | FIXED WING TRANSPORT | 2011-09-30 | USD | 683.77 | Active | UNIVERSITY NEW MEXICO HOSPITAL
82165 | 1096532 | B BRAUN MEDICAL INC | SPACE STATION COVER | 8713145U | INFUSION PUMPS/ GENERAL-PURPOSE | REPLACN79650 |  | 23423 | 2016-03-07 | 2018-03-15 | 95700 | CLINICAL ENGINEERING | 2011-09-27 | USD |  | Active | UNIVERSITY NEW MEXICO HOSPITAL
82166 | 1096533 | B BRAUN MEDICAL INC | SPACE STATION COVER | 8713145U | INFUSION PUMPS/ GENERAL-PURPOSE | REPLACN76096 | 110231 | 23426 | 2016-03-02 | 2018-03-15 | 95700 | CLINICAL ENGINEERING | 2011-09-27 | USD |  | Active | UNIVERSITY NEW MEXICO HOSPITAL
| 1096558 | COROMETRICS MEDICAL SYSTEMS INC | 325 | 325 | SIMULATORS/ MULTIPARAMETER |  |  | B3UF0045P | 2016-05-27 | 2017-04-15 | 95700 | CLINICAL ENGINEERING | 2011-09-23 | USD |  | Active | UNIVERSITY NEW MEXICO HOSPITAL
82747 | 1161970 | DETECTO SCALE CO DIV CARDINAL SCALE MFG CO | DHRWM | DHRWM | HEIGHT MEASURMENT INSTRUMENTS/ WALL MOUNTED | found |  | NSN | 2015-10-21 | 2015-10-15 | 32050 | WESTSIDE FAMILY & SENIOR HLTH | 2011-09-21 | USD |  | Active | UNIVERSITY NEW MEXICO HOSPITAL
70657 | 1084828 | GE HEALTHCARE | MAC 5000 | MAC 5000 | ELECTROCARDIOGRAPHS/ MULTICHANNEL | 539215 | 1084828 | SCD10369935 | 2016-10-01 | 2017-10-15 | 32045 | SOUTHWEST MESA CLINIC | 2011-09-19 | USD | 13972.23 | Active | UNIVERSITY NEW MEXICO HOSPITAL
70661 | 1084538 | CARL ZEISS MICROIMAGING INC | GMBH | GMBH | MICROSCOPES/ LIGHT/ EXAMINATION/ OTORHINOLARYNGOLO | 541642 | 541642 | 602210051 | 2011-09-19 | 2012-10-15 | 32045 | SOUTHWEST MESA CLINIC | 2011-09-19 | USD | 14950.01 | Active | UNIVERSITY NEW MEXICO HOSPITAL
82003 | 1084561 | HILL-ROM INC | SURETEMP PLUS | SURETEMP PLUS | THERMOMETERS/ ELECTRONIC |  | 1084563 | 10360130 | 2011-09-20 | 2011-10-15 | 32045 | SOUTHWEST MESA CLINIC | 2011-09-19 | USD | 166.89 | Active | UNIVERSITY NEW MEXICO HOSPITAL
70659 | 1084536 | SSCOR INC | 2314B | 2314B | ASPIRATORS | 536382 | 536382 | M18451 | 2016-10-25 | 2017-10-15 | 32045 | SOUTHWEST MESA CLINIC | 2011-09-19 | USD |  | Active | UNIVERSITY NEW MEXICO HOSPITAL
82004 | 1084562 | HILL-ROM INC | SURETEMP PLUS | SURETEMP PLUS | THERMOMETERS/ ELECTRONIC |  | 1084563 | 10360502 | 2011-09-20 | 2011-10-15 | 32045 | SOUTHWEST MESA CLINIC | 2011-09-19 | USD | 166.89 | Active | UNIVERSITY NEW MEXICO HOSPITAL
82028 | 1084555 | HILL-ROM INC | SURETEMP PLUS | SURETEMP PLUS | THERMOMETERS/ ELECTRONIC |  | 1084563 | 10351503 | 2011-09-20 | 2011-10-15 | 32045 | SOUTHWEST MESA CLINIC | 2011-09-19 | USD | 166.89 | Active | UNIVERSITY NEW MEXICO HOSPITAL
82024 | 1084557 | HILL-ROM INC | SURETEMP PLUS | SURETEMP PLUS | THERMOMETERS/ ELECTRONIC |  | 1084563 | 10360411 | 2011-09-20 | 2011-10-15 | 32045 | SOUTHWEST MESA CLINIC | 2011-09-19 | USD | 166.89 | Active | UNIVERSITY NEW MEXICO HOSPITAL
82022 | 1084558 | HILL-ROM INC | SURETEMP PLUS | SURETEMP PLUS | THERMOMETERS/ ELECTRONIC |  | 1084563 | 10340432 | 2011-09-20 | 2011-10-15 | 32045 | SOUTHWEST MESA CLINIC | 2011-09-19 | USD | 166.89 | Active | UNIVERSITY NEW MEXICO HOSPITAL
82020 | 1084560 | HILL-ROM INC | SURETEMP PLUS | SURETEMP PLUS | THERMOMETERS/ ELECTRONIC |  | 1084563 | 10360423 | 2011-09-20 | 2011-10-15 | 32045 | SOUTHWEST MESA CLINIC | 2011-09-19 | USD | 166.89 | Active | UNIVERSITY NEW MEXICO HOSPITAL
82018 | 1084567 | HILL-ROM INC | SURETEMP PLUS | SURETEMP PLUS | THERMOMETERS/ ELECTRONIC |  | 1084563 | 10360311 | 2011-09-20 | 2011-10-15 | 32045 | SOUTHWEST MESA CLINIC | 2011-09-19 | USD | 166.89 | Active | UNIVERSITY NEW MEXICO HOSPITAL
82010 | 1084568 | HILL-ROM INC | SURETEMP PLUS | SURETEMP PLUS | THERMOMETERS/ ELECTRONIC |  | 1084563 | 10340595 | 2011-09-20 | 2011-10-15 | 32045 | SOUTHWEST MESA CLINIC | 2011-09-19 | USD | 166.89 | Active | UNIVERSITY NEW MEXICO HOSPITAL
82015 | 1084566 | HILL-ROM INC | SURETEMP PLUS | SURETEMP PLUS | THERMOMETERS/ ELECTRONIC |  | 1084563 | 10360315 | 2011-09-20 | 2011-10-15 | 32045 | SOUTHWEST MESA CLINIC | 2011-09-19 | USD | 166.89 | Active | UNIVERSITY NEW MEXICO HOSPITAL
82014 | 1084565 | HILL-ROM INC | SURETEMP PLUS | SURETEMP PLUS | THERMOMETERS/ ELECTRONIC |  | 1084563 | 10360439 | 2011-09-20 | 2011-10-15 | 32045 | SOUTHWEST MESA CLINIC | 2011-09-19 | USD | 166.89 | Active | UNIVERSITY NEW MEXICO HOSPITAL
82012 | 1084564 | HILL-ROM INC | SURETEMP PLUS | SURETEMP PLUS | THERMOMETERS/ ELECTRONIC |  | 1084563 | 10360429 | 2011-09-20 | 2011-10-15 | 32045 | SOUTHWEST MESA CLINIC | 2011-09-19 | USD | 166.89 | Active | UNIVERSITY NEW MEXICO HOSPITAL
82005 | 1084559 | HILL-ROM INC | SURETEMP PLUS | SURETEMP PLUS | THERMOMETERS/ ELECTRONIC |  | 1084563 | 10340418 | 2011-09-20 | 2011-10-15 | 32045 | SOUTHWEST MESA CLINIC | 2011-09-19 | USD | 166.89 | Active | UNIVERSITY NEW MEXICO HOSPITAL
70665 | 1084482 | HILL-ROM INC | SURETEMP PLUS | SURETEMP PLUS | THERMOMETERS/ ELECTRONIC |  | 1084563 | 10360380 | 2011-09-20 | 2011-10-15 | 32045 | SOUTHWEST MESA CLINIC | 2011-09-19 | USD | 166.89 | Active | UNIVERSITY NEW MEXICO HOSPITAL
70663 | 1084479 | HILL-ROM INC | SURETEMP PLUS | SURETEMP PLUS | THERMOMETERS/ ELECTRONIC |  | 1084563 | 10360364 | 2011-09-20 | 2011-10-15 | 32045 | SOUTHWEST MESA CLINIC | 2011-09-19 | USD | 166.89 | Active | UNIVERSITY NEW MEXICO HOSPITAL
82041 | 1084552 | HILL-ROM INC | SURETEMP PLUS | SURETEMP PLUS | THERMOMETERS/ ELECTRONIC |  | 1084563 | 10360426 | 2011-09-20 | 2011-10-15 | 32045 | SOUTHWEST MESA CLINIC | 2011-09-19 | USD | 166.89 | Active | UNIVERSITY NEW MEXICO HOSPITAL
82042 | 1084553 | HILL-ROM INC | SURETEMP PLUS | SURETEMP PLUS | THERMOMETERS/ ELECTRONIC |  | 1084563 | 10360436 | 2011-09-20 | 2011-10-15 | 32045 | SOUTHWEST MESA CLINIC | 2011-09-19 | USD | 166.89 | Active | UNIVERSITY NEW MEXICO HOSPITAL
82038 | 1084486 | HILL-ROM INC | SURETEMP PLUS | SURETEMP PLUS | THERMOMETERS/ ELECTRONIC |  | 1084563 | 10360431 | 2011-09-20 | 2011-10-15 | 32045 | SOUTHWEST MESA CLINIC | 2011-09-19 | USD | 166.89 | Active | UNIVERSITY NEW MEXICO HOSPITAL
82036 | 1084484 | HILL-ROM INC | SURETEMP PLUS | SURETEMP PLUS | THERMOMETERS/ ELECTRONIC |  | 1084563 | 10360430 | 2011-09-20 | 2011-10-15 | 32045 | SOUTHWEST MESA CLINIC | 2011-09-19 | USD | 166.89 | Active | UNIVERSITY NEW MEXICO HOSPITAL
82034 | 1084481 | HILL-ROM INC | SURETEMP PLUS | SURETEMP PLUS | THERMOMETERS/ ELECTRONIC |  | 1084563 | 10360312 | 2011-09-20 | 2011-10-15 | 32045 | SOUTHWEST MESA CLINIC | 2011-09-19 | USD | 166.89 | Active | UNIVERSITY NEW MEXICO HOSPITAL
82032 | 1084541 | HILL-ROM INC | SURETEMP PLUS | SURETEMP PLUS | THERMOMETERS/ ELECTRONIC |  | 1084563 | 10351653 | 2011-09-20 | 2011-10-15 | 32045 | SOUTHWEST MESA CLINIC | 2011-09-19 | USD | 166.89 | Active | UNIVERSITY NEW MEXICO HOSPITAL
82030 | 1084540 | HILL-ROM INC | SURETEMP PLUS | SURETEMP PLUS | THERMOMETERS/ ELECTRONIC |  | 1084563 | 10360434 | 2011-09-19 | 2011-10-15 | 32045 | SOUTHWEST MESA CLINIC | 2011-09-19 | USD | 166.89 | Active | UNIVERSITY NEW MEXICO HOSPITAL
82008 | 1084563 | HILL-ROM INC | SURETEMP PLUS | SURETEMP PLUS | THERMOMETERS/ ELECTRONIC |  | 1084563 | 103360132 | 2011-09-19 | 2011-10-15 | 32045 | SOUTHWEST MESA CLINIC | 2011-09-19 | USD | 166.89 | Active | UNIVERSITY NEW MEXICO HOSPITAL
82278 | 1096369 | EXERGEN CORP | TAT-5000 | TAT-5000 | THERMOMETERS/ ELECTRONIC/ INFRARED | Repl 55127 | RPL 55127 | A222549 |  | 2011-09-15 | 15040 | PACU (RECOVERY ROOM 1) | 2011-09-19 | USD | 0 | Active | UNIVERSITY NEW MEXICO HOSPITAL
70656 | 1084827 | GE HEALTHCARE | V100 | V100 | MONITORS/ BEDSIDE/ BLOOD PRESSURE | 536369 | 536369 | SDT10320157SA | 2016-10-01 | 2017-10-15 | 32045 | SOUTHWEST MESA CLINIC | 2011-09-19 | USD | 311.51 | Active | UNIVERSITY NEW MEXICO HOSPITAL
82284 | 1096543 | OLYMPUS AMERICA INC | CX31 | CX31RBSFA | MICROSCOPES |  |  | 1E29467 | 2016-12-01 | 2017-12-15 | 34250 | UROLOGY | 2011-09-16 | USD |  | Active | UNIVERSITY NEW MEXICO HOSPITAL
82164 | 1096531 | ACCUVEIN LLC | AV300 | AV300 | TRANSILLUMINATORS | 577906 |  | AV11327159 | 2011-09-15 | 2011-09-15 | 21015 | ED-NORTH | 2011-09-15 | USD | 4893.26 | Active | UNIVERSITY NEW MEXICO HOSPITAL
82201 | 1085454 | MIDMARK CORP | 604 (604-002) | 604 (604-002) | TABLES/ EXAMINATION/TREATMENT |  |  | V940934 | 2011-09-16 | 2011-10-15 | 32045 | SOUTHWEST MESA CLINIC | 2011-09-15 | USD |  | Active | UNIVERSITY NEW MEXICO HOSPITAL
82200 | 1085453 | MIDMARK CORP | 604 (604-002) | 604 (604-002) | TABLES/ EXAMINATION/TREATMENT |  |  | V940604 | 2011-09-16 | 2011-10-15 | 32045 | SOUTHWEST MESA CLINIC | 2011-09-15 | USD |  | Active | UNIVERSITY NEW MEXICO HOSPITAL
82196 | 1085440 | MIDMARK CORP | 604 (604-002) | 604 (604-002) | TABLES/ EXAMINATION/TREATMENT |  |  | V939367 | 2011-09-16 | 2011-10-15 | 32045 | SOUTHWEST MESA CLINIC | 2011-09-15 | USD |  | Active | UNIVERSITY NEW MEXICO HOSPITAL
82195 | 1085448 | MIDMARK CORP | 604 (604-002) | 604 (604-002) | TABLES/ EXAMINATION/TREATMENT |  |  | V912770 | 2011-09-16 | 2011-10-15 | 32045 | SOUTHWEST MESA CLINIC | 2011-09-15 | USD |  | Active | UNIVERSITY NEW MEXICO HOSPITAL
82194 | 1085447 | MIDMARK CORP | 604 (604-002) | 604 (604-002) | TABLES/ EXAMINATION/TREATMENT |  |  | V912740 | 2011-09-16 | 2011-10-15 | 32045 | SOUTHWEST MESA CLINIC | 2011-09-15 | USD |  | Active | UNIVERSITY NEW MEXICO HOSPITAL
82192 | 1085445 | MIDMARK CORP | 604 (604-002) | 604 (604-002) | TABLES/ EXAMINATION/TREATMENT |  |  | V939960 | 2011-09-16 | 2011-10-15 | 32045 | SOUTHWEST MESA CLINIC | 2011-09-15 | USD |  | Active | UNIVERSITY NEW MEXICO HOSPITAL
82193 | 1085446 | MIDMARK CORP | 604 (604-002) | 604 (604-002) | TABLES/ EXAMINATION/TREATMENT |  |  | V941083 | 2011-09-16 | 2011-10-15 | 32045 | SOUTHWEST MESA CLINIC | 2011-09-15 | USD |  | Active | UNIVERSITY NEW MEXICO HOSPITAL
82198 | 1085451 | MIDMARK CORP | 604 (604-002) | 604 (604-002) | TABLES/ EXAMINATION/TREATMENT |  |  | V940572 | 2011-09-16 | 2011-10-15 | 32045 | SOUTHWEST MESA CLINIC | 2011-09-15 | USD |  | Active | UNIVERSITY NEW MEXICO HOSPITAL
82199 | 1085452 | MIDMARK CORP | 604 (604-002) | 604 (604-002) | TABLES/ EXAMINATION/TREATMENT |  |  | V939800 | 2011-09-16 | 2011-10-15 | 32045 | SOUTHWEST MESA CLINIC | 2011-09-15 | USD |  | Active | UNIVERSITY NEW MEXICO HOSPITAL
82204 | 1085457 | MIDMARK CORP | 604 (604-002) | 604 (604-002) | TABLES/ EXAMINATION/TREATMENT |  |  | V939133 | 2011-09-16 | 2011-10-15 | 32045 | SOUTHWEST MESA CLINIC | 2011-09-15 | USD |  | Active | UNIVERSITY NEW MEXICO HOSPITAL
82203 | 1085456 | MIDMARK CORP | 604 (604-002) | 604 (604-002) | TABLES/ EXAMINATION/TREATMENT |  |  | V939978 | 2011-09-16 | 2011-10-15 | 32045 | SOUTHWEST MESA CLINIC | 2011-09-15 | USD |  | Active | UNIVERSITY NEW MEXICO HOSPITAL
82191 | 1085444 | MIDMARK CORP | 604 (604-002) | 604 (604-002) | TABLES/ EXAMINATION/TREATMENT |  |  | V913487 | 2011-09-16 | 2011-10-15 | 32045 | SOUTHWEST MESA CLINIC | 2011-09-15 | USD |  | Active | UNIVERSITY NEW MEXICO HOSPITAL
82189 | 1143666 | MIDMARK CORP | 604 (604-002) | 604 (604-002) | TABLES/ EXAMINATION/TREATMENT |  |  | V938988 | 2011-09-15 | 2011-10-15 | 32045 | SOUTHWEST MESA CLINIC | 2011-09-15 | USD |  | Active | UNIVERSITY NEW MEXICO HOSPITAL
82197 | 1085450 | MIDMARK CORP | 604 (604-002) | 604 (604-002) | TABLES/ EXAMINATION/TREATMENT |  |  | V940955 | 2011-09-16 | 2011-10-15 | 32045 | SOUTHWEST MESA CLINIC | 2011-09-15 | USD |  | Active | UNIVERSITY NEW MEXICO HOSPITAL
82188 | 1143665 | MIDMARK CORP | 604 (604-002) | 604 (604-002) | TABLES/ EXAMINATION/TREATMENT |  |  | V940551 | 2011-09-15 | 2011-10-15 | 32045 | SOUTHWEST MESA CLINIC | 2011-09-15 | USD |  | Active | UNIVERSITY NEW MEXICO HOSPITAL
82187 | 1143664 | MIDMARK CORP | 604 (604-002) | 604 (604-002) | TABLES/ EXAMINATION/TREATMENT |  |  | V938721 | 2011-09-15 | 2011-10-15 | 32045 | SOUTHWEST MESA CLINIC | 2011-09-15 | USD |  | Active | UNIVERSITY NEW MEXICO HOSPITAL
82186 | 1143663 | MIDMARK CORP | 604 (604-002) | 604 (604-002) | TABLES/ EXAMINATION/TREATMENT |  |  | V939293 | 2011-09-15 | 2011-10-15 | 32045 | SOUTHWEST MESA CLINIC | 2011-09-15 | USD |  | Active | UNIVERSITY NEW MEXICO HOSPITAL
82185 | 1143662 | MIDMARK CORP | 604 (604-002) | 604 (604-002) | TABLES/ EXAMINATION/TREATMENT |  |  | V939330 | 2011-09-15 | 2011-10-15 | 32045 | SOUTHWEST MESA CLINIC | 2011-09-15 | USD |  | Active | UNIVERSITY NEW MEXICO HOSPITAL
82182 | 1143660 | MIDMARK CORP | 604 (604-002) | 604 (604-002) | TABLES/ EXAMINATION/TREATMENT |  |  | V94056 | 2015-09-10 | 2011-10-15 | 32045 | SOUTHWEST MESA CLINIC | 2011-09-15 | USD |  | Active | UNIVERSITY NEW MEXICO HOSPITAL
82184 | 1143661 | MIDMARK CORP | 604 (604-002) | 604 (604-002) | TABLES/ EXAMINATION/TREATMENT |  |  | V939308 | 2011-02-07 | 2011-10-15 | 32045 | SOUTHWEST MESA CLINIC | 2011-09-15 | USD |  | Active | UNIVERSITY NEW MEXICO HOSPITAL
70654 | 1084825 | ZOLL MEDICAL CORP | AED PLUS | AED PLUS | DEFIBRILLATORS/ EXTERNAL/ AUTOMATED | 539073 | 539073 | X10G460319 | 2017-04-10 | 2017-10-15 | 32045 | SOUTHWEST MESA CLINIC | 2011-09-15 | USD | 1703.83 | Active | UNIVERSITY NEW MEXICO HOSPITAL
82282 | 1096541 | BAXTER HEALTHCARE CORP | HOME CHOICE PRO APD | HOME CHOICE PRO APD | PERITONEAL DIALYSIS UNITS | REPL 80298 | REPL 80298 | 633508 | 2011-09-15 | 2011-09-15 | 72040 | I/P HEMODIALYSIS | 2011-09-15 | USD |  | Active | UNIVERSITY NEW MEXICO HOSPITAL
82172 | 1161867 | SCALE-TRONIX INC | 5002 | 5002 | SCALES/ PATIENT/ PLATFORM/ ELECTRONIC | found |  | 5002-24782 | 2016-09-13 | 2017-09-15 | 12320 | GENERAL MEDICINE (5-W) | 2011-09-14 | USD |  | Active | UNIVERSITY NEW MEXICO HOSPITAL
82746 | 1161969 | DETECTO SCALE CO DIV CARDINAL SCALE MFG CO | DHRWM | DHRWM | HEIGHT MEASURMENT INSTRUMENTS/ WALL MOUNTED | found |  | NSN | 2015-10-21 | 2015-10-15 | 32050 | WESTSIDE FAMILY & SENIOR HLTH | 2011-09-14 | USD |  | Active | UNIVERSITY NEW MEXICO HOSPITAL
70587 | 1096368 | KARL STORZ ENDOSCOPY-AMERICA INC | AIDA HD CONNECT | 20205620 | VIDEO IMAGE PROCESSORS | 565645 | 565645 | SY602371-T | 2011-09-12 | 2012-10-15 | 15005 | OPERATING ROOM - BBRP | 2011-09-12 | USD | 4215.9 | Active | UNIVERSITY NEW MEXICO HOSPITAL
84816 | 1163482 | EXERGEN CORP | TAT-5000 | TAT-5000 | THERMOMETERS/ ELECTRONIC/ INFRARED | RPL 80299 | RPL 80299 | A352331 |  | 2011-09-15 | 12230 | GEN MED/SAC (4-W) | 2011-09-07 | USD |  | Active | UNIVERSITY NEW MEXICO HOSPITAL
80659 | 1096142 | B BRAUN MEDICAL INC | SPACE STATION COVER | 8713145U | INFUSION PUMPS/ GENERAL-PURPOSE | REPLACN76404 |  | 23403 | 2016-03-30 | 2018-03-15 | 95700 | CLINICAL ENGINEERING | 2011-09-02 | USD | 0 | Active | UNIVERSITY NEW MEXICO HOSPITAL
80658 | 1096141 | B BRAUN MEDICAL INC | SPACE STATION COVER | 8713145U | INFUSION PUMPS/ GENERAL-PURPOSE | REPLACN76252 |  | 23390 | 2016-03-11 | 2018-03-15 | 95700 | CLINICAL ENGINEERING | 2011-09-02 | USD | 0 | Active | UNIVERSITY NEW MEXICO HOSPITAL
82136 | 1096515 | SECA CORP | 644 | 644 | SCALES/ PATIENT/ PLATFORM/ ELECTRONIC | 571549 | 571549 | 1644102113022 | 2017-01-24 | 2018-01-15 | 12480 | CTH REHAB-ORTHO UNIT | 2011-09-01 | USD | 1521.99 | Active | UNIVERSITY NEW MEXICO HOSPITAL
82117 | 1085757 | PEGASUS RESEARCH CORP | THERA-MIST | THERA-MIST | NEBULIZERS/ HEATED | FOUND | FOUND | 09629 | 2017-03-16 | 2018-03-15 | 71510 | PULMONARY SERVICES | 2011-09-01 | USD |  | Reactivated | UNIVERSITY NEW MEXICO HOSPITAL
82273 | 1096517 | TYCO HEALTHCARE GROUP | GENIUS II | GENIUS II | THERMOMETERS/ ELECTRONIC/ INFRARED/ EAR | FOUND | FOUND | 138405 |  | 2011-09-15 | 34310 | CLINICAL-MIND IMAGING CENTER | 2011-08-31 | USD |  | Active | UNIVERSITY NEW MEXICO HOSPITAL
64254 | 1140693 | SCALE-TRONIX INC | 5122 | 5122 | SCALES/ PATIENT/ PLATFORM/ ELECTRONIC | FOUND | FOUND | 5122-679 | 2016-08-03 | 2017-08-15 | 12220 | MED/SURG SUBACUTE (4-E) | 2011-08-31 | USD | 1595.01 | Active | UNIVERSITY NEW MEXICO HOSPITAL
82276 | 1096520 | HILL-ROM INC | SURETEMP PLUS | SURETEMP PLUS | THERMOMETERS/ ELECTRONIC | 575104 | 575104 | 11322893 |  | 2011-09-15 | 32040 | NE HEIGHTS CLINIC | 2011-08-31 | USD | 204.57 | Active | UNIVERSITY NEW MEXICO HOSPITAL
82275 | 1096519 | HILL-ROM INC | SURETEMP PLUS | SURETEMP PLUS | THERMOMETERS/ ELECTRONIC | 575104 | 575104 | 11330918 |  | 2011-09-15 | 32040 | NE HEIGHTS CLINIC | 2011-08-31 | USD | 204.57 | Active | UNIVERSITY NEW MEXICO HOSPITAL
82274 | 1096518 | HILL-ROM INC | SURETEMP PLUS | SURETEMP PLUS | THERMOMETERS/ ELECTRONIC | 575104 | 575104 | 06090360 |  | 2012-10-15 | 32040 | NE HEIGHTS CLINIC | 2011-08-31 | USD | 204.57 | Active | UNIVERSITY NEW MEXICO HOSPITAL
82137 | 1096516 | OMRON HEALTH CARE | HEM711 | HEM711 | MONITORS/ NIBP | Found | FOUND | 6501108 LF |  | 2011-09-15 | 34310 | CLINICAL-MIND IMAGING CENTER | 2011-08-31 | USD |  | Active | UNIVERSITY NEW MEXICO HOSPITAL
82153 | 1096140 | PHILIPS HEALTHCARE | HEARTSTART HS1 | HEARTSTART HS1 | DEFIBRILLATORS/ EXTERNAL/ AUTOMATED | UNMPO |  | A11A-04288 | 2012-03-26 | 2012-03-15 | 34540 | SPORTS MEDICINE | 2011-08-26 | USD |  | Active | UNIVERSITY NEW MEXICO HOSPITAL
82152 | 1161820 | REICHERT INC | AVIA | AVIA | TONOMETERS | 576212 |  | 37112-0711 | 2012-07-25 | 2017-06-15 | 21035 | URGENT CARE CENTER | 2011-08-22 | USD | 3675 | Active | UNIVERSITY NEW MEXICO HOSPITAL
82151 | 1161819 | PHILIPS HEALTHCARE | HEARTSTART HS1 | HEARTSTART HS1 | DEFIBRILLATORS/ EXTERNAL/ AUTOMATED | REPLACN62115 |  | A09F-00460 | 2012-03-23 | 2012-03-15 | 34540 | SPORTS MEDICINE | 2011-08-17 | USD |  | Active | UNIVERSITY NEW MEXICO HOSPITAL
| 1096232 | FLUKE BIOMEDICAL CORP | RF303RS | RF303RS | TESTERS/ ELECTROSURGICAL UNIT | Phillips P.O. |  | 0724014 | 2017-03-21 | 2018-03-15 | 95700 | CLINICAL ENGINEERING | 2011-08-16 | USD |  | Active | UNIVERSITY NEW MEXICO HOSPITAL
80835 | 1161805 | INTERNATIONAL TECHNIDYNE CORP | HEMOCHRON SIGNATURE ELITE | HEMOCHRON SIGNATURE | ANALYZERS/ POINT-OF-CARE/ WHOLE BLOOD/ HEMATOLOGY | REPLACEMENT |  | SE5930 | 2012-02-11 | 2012-02-15 | 70050 | ECMO | 2011-08-15 | USD |  | Active | UNIVERSITY NEW MEXICO HOSPITAL
84821 | 1163487 | EXERGEN CORP | TAT-5000 | TAT-5000 | THERMOMETERS/ ELECTRONIC/ INFRARED | 574456 |  | A362690 | 2011-08-15 | 2011-08-15 | 12250 | ORTHOPEDICS (3-S) | 2011-08-15 | USD | 316.01 | Active | UNIVERSITY NEW MEXICO HOSPITAL
80831 | 1161801 | STRYKER CORP | CORE CONSOLE | 5400-050-000 | CONTROLLERS | 573949 |  | 1119501603 | 2012-02-11 | 2012-02-15 | 15000 | OPERATING ROOM | 2011-08-12 | USD | 21386.63 | Active | UNIVERSITY NEW MEXICO HOSPITAL
80105 | 1085836 | ROCHESTER ELECTRO-MEDICAL INC | Dry Right | 514000-0 | COMPRESSORS/ MEDICAL-AIR | 472370 | 472370 | 1321 | 2016-09-07 | 2017-09-15 | 78010 | NEURODIAGNOSTICS LAB | 2011-08-11 | USD | 393 | Reactivated | UNIVERSITY NEW MEXICO HOSPITAL
82139 | 1096468 | HEALTHCARE SERVICE AND SUPPLY | ALP 501 | 501 | COMPRESSION UNITS/ INTERMITTENT | 573484 | 573484 | 25829 | 2011-08-11 | 2011-09-15 | 95700 | CLINICAL ENGINEERING | 2011-08-11 | USD | 0 | Active | UNIVERSITY NEW MEXICO HOSPITAL
82138 | 1096467 | HEALTHCARE SERVICE AND SUPPLY | ALP 501 | 501 | COMPRESSION UNITS/ INTERMITTENT | 573484 | 573484 | 25828 | 2012-02-03 | 2017-06-15 | 95700 | CLINICAL ENGINEERING | 2011-08-11 | USD | 0 | Reactivated | UNIVERSITY NEW MEXICO HOSPITAL
80606 | 1096258 | MEDELA INC | BABYWEIGH | BABYWEIGH | SCALES/ INFANT | 570599 | 570599 | 73795 | 2016-10-17 | 2017-10-15 | 12420 | NEWBORN ICU | 2011-08-10 | USD | 1830.57 | Active | UNIVERSITY NEW MEXICO HOSPITAL
80605 | 1096257 | MEDELA INC | BABYWEIGH II | BW II | SCALES/ INFANT | 570599 | 570599 | 73794 | 2016-10-28 | 2017-10-15 | 12420 | NEWBORN ICU | 2011-08-10 | USD | 1830.57 | Active | UNIVERSITY NEW MEXICO HOSPITAL
82118 | 1096446 | SCALE-TRONIX INC | 5122 | 5122 | SCALES/ PATIENT/ PLATFORM/ ELECTRONIC | 571085 | 571085 | 5122-1087 | 2017-01-18 | 2018-01-15 | 71010 | PEDIATRIC CARDIOLOGY | 2011-08-09 | USD | 1595.01 | Active | UNIVERSITY NEW MEXICO HOSPITAL
80949 | 1096445 | SCALE-TRONIX INC | 5122 | 5122 | SCALES/ PATIENT/ PLATFORM/ ELECTRONIC | 571085 | 571085 | 5122-1086 | 2017-01-18 | 2018-01-15 | 71010 | PEDIATRIC CARDIOLOGY | 2011-08-09 | USD | 1595.01 | Active | UNIVERSITY NEW MEXICO HOSPITAL
80758 | 1096265 | FISHER & PAYKEL HEALTHCARE INC | NEOPUFF | NEOPUFF | RESUSCITATORS | 570755 | 570755 | 110428001524 | 2017-02-28 | 2018-02-15 | 12455 | NEWBORN ICU | 2011-08-08 | USD | 997 | Active | UNIVERSITY NEW MEXICO HOSPITAL
80759 | 1096266 | FISHER & PAYKEL HEALTHCARE INC | NEOPUFF | NEOPUFF | RESUSCITATORS | 570755 | 570755 | 110428001516 | 2017-02-09 | 2018-02-15 | 12455 | NEWBORN ICU | 2011-08-08 | USD | 997 | Active | UNIVERSITY NEW MEXICO HOSPITAL
80762 | 1096444 | FISHER & PAYKEL HEALTHCARE INC | NEOPUFF | NEOPUFF | RESUSCITATORS | 570755 | 570755 | 110419001398 | 2017-02-27 | 2018-02-15 | 12455 | NEWBORN ICU | 2011-08-08 | USD | 997 | Active | UNIVERSITY NEW MEXICO HOSPITAL
80608 | 1096260 | FISHER & PAYKEL HEALTHCARE INC | NEOPUFF | NEOPUFF | RESUSCITATORS | 570755 | 570755 | 110418001368 | 2016-11-10 | 2017-11-15 | 12000 | LABOR AND DELIVERY | 2011-08-08 | USD | 997 | Reactivated | UNIVERSITY NEW MEXICO HOSPITAL
80761 | 1096268 | FISHER & PAYKEL HEALTHCARE INC | NEOPUFF | NEOPUFF | RESUSCITATORS | 570755 | 570755 | 110428001513 | 2017-02-14 | 2018-02-15 | 12455 | NEWBORN ICU | 2011-08-08 | USD | 997 | Active | UNIVERSITY NEW MEXICO HOSPITAL
80607 | 1096259 | FISHER & PAYKEL HEALTHCARE INC | NEOPUFF | NEOPUFF | RESUSCITATORS | 570755 | 570755 | 110419001401 | 2017-02-28 | 2018-02-15 | 12455 | NEWBORN ICU | 2011-08-08 | USD | 997 | Active | UNIVERSITY NEW MEXICO HOSPITAL
80757 | 1096264 | FISHER & PAYKEL HEALTHCARE INC | NEOPUFF | NEOPUFF | RESUSCITATORS | 570755 |  | 110419001408 | 2017-02-16 | 2018-02-15 | 12455 | NEWBORN ICU | 2011-08-08 | USD | 997 | Active | UNIVERSITY NEW MEXICO HOSPITAL
80756 | 1096263 | FISHER & PAYKEL HEALTHCARE INC | NEOPUFF | NEOPUFF | RESUSCITATORS | 570755 | 570755 | 110418001376 | 2017-02-17 | 2018-02-15 | 12455 | NEWBORN ICU | 2011-08-08 | USD | 997 | Active | UNIVERSITY NEW MEXICO HOSPITAL
80755 | 1096262 | FISHER & PAYKEL HEALTHCARE INC | NEOPUFF | NEOPUFF | RESUSCITATORS | 570755 | 570755 | 110419001397 | 2017-02-09 | 2018-02-15 | 12455 | NEWBORN ICU | 2011-08-08 | USD | 997 | Reactivated | UNIVERSITY NEW MEXICO HOSPITAL
80754 | 1096261 | FISHER & PAYKEL HEALTHCARE INC | NEOPUFF | NEOPUFF | RESUSCITATORS | 570755 |  | 110418001392 | 2017-02-15 | 2018-02-15 | 12455 | NEWBORN ICU | 2011-08-08 | USD | 997 | Reactivated | UNIVERSITY NEW MEXICO HOSPITAL
80604 | 1096256 | FISHER & PAYKEL HEALTHCARE INC | NEOPUFF | NEOPUFF | RESUSCITATORS | 570755 | 570755 | 110419001394 | 2017-02-28 | 2018-02-15 | 12455 | NEWBORN ICU | 2011-08-08 | USD | 997 | Active | UNIVERSITY NEW MEXICO HOSPITAL
62786 | 1141222 | CARD GUARD | KING OF HEARTS EXPRESS | LR080A-01 | RECORDERS/ ELECTRONIC STORAGE/ DATA | FOUND NOT IN SYSTEM |  | 6103644 |  | 2011-08-15 | 71030 | HEART STATION | 2011-08-05 | USD |  | Active | UNIVERSITY NEW MEXICO HOSPITAL
80830 | 1161800 | PHILIPS HEALTHCARE | HEARTSTART HS1 | HEARTSTART HS1 | DEFIBRILLATORS/ EXTERNAL/ AUTOMATED | UNM |  | A10L-03132 | 2012-03-23 | 2012-03-15 | 34540 | SPORTS MEDICINE | 2011-08-05 | USD |  | Active | UNIVERSITY NEW MEXICO HOSPITAL
76572 | 1164035 | B BRAUN MEDICAL INC | INFUSOMAT SPACE | 8713050U | INFUSION PUMPS | 110231 |  | 109442 | 2016-03-21 | 2018-03-15 | 95700 | CLINICAL ENGINEERING | 2011-08-05 | USD |  | Active | UNIVERSITY NEW MEXICO HOSPITAL
70936 | 1143543 | NELLCOR INC | N-600X | N-600X | OXIMETERS/ PULSE | 54219 | 54219 | G10808754 | 2016-10-06 | 2018-10-15 | 32005 | YCHC GENERAL | 2011-08-04 | USD |  | Active | UNIVERSITY NEW MEXICO HOSPITAL
80475 | 1096026 | NELLCOR INC | N-600X | N-600X | OXIMETERS/ PULSE |  | 54219 | G11801494 | 2016-10-06 | 2018-10-15 | 32005 | YCHC GENERAL | 2011-08-04 | USD |  | Active | UNIVERSITY NEW MEXICO HOSPITAL
80603 | 1096254 | SCALE-TRONIX INC | 5002 | 5002 | SCALES/ PATIENT/ PLATFORM/ ELECTRONIC | 568395 | 568395 | 5002-25897 | 2016-10-05 | 2017-10-15 | 32030 | UNM LOBOCARE CLINIC | 2011-08-03 | USD | 2295 | Active | UNIVERSITY NEW MEXICO HOSPITAL
80948 | 1096454 | OMRON HEALTHCARE INC | INTELLISENSE | INTELLISENSE | SPHYGMOMANOMETERS/ ELECTRONIC/ AUTOMATIC | 571913 | 571913 | 20110105095VG | 2017-01-31 | 2018-01-15 | 75010 | RADIOLOGY - CT SCAN | 2011-08-02 | USD | 101.01 | Active | UNIVERSITY NEW MEXICO HOSPITAL
80929 | 1096423 | DRAEGER MEDICAL INC | VAPOR 2000 SEVOFLURANE | VAPOR 2000 (M35170) | ANESTHESIA UNIT VAPORIZERS | CONSIGNMENT | CONSIGNMENT | ARSD-0432 | 2017-01-05 | 2018-01-15 | 15060 | ANESTHESIA - BBRP | 2011-07-27 | USD | 0 | Active | UNIVERSITY NEW MEXICO HOSPITAL
80930 | 1096424 | DRAEGER MEDICAL INC | VAPOR 2000 SEVOFLURANE | VAPOR 2000 (M35170) | ANESTHESIA UNIT VAPORIZERS | CONSIGNMENT | CONSIGNMENT | ARTD-0769 | 2017-01-09 | 2018-01-15 | 15055 | ANESTHESIA | 2011-07-27 | USD | 0 | Active | UNIVERSITY NEW MEXICO HOSPITAL
80928 | 1096422 | DRAEGER MEDICAL INC | VAPOR 2000 SEVOFLURANE | VAPOR 2000 (M35170) | ANESTHESIA UNIT VAPORIZERS | CONSIGNMENT | CONSIGNMENT | ARSJ-0232 | 2017-01-01 | 2018-01-15 | 15055 | ANESTHESIA | 2011-07-27 | USD | 0 | Active | UNIVERSITY NEW MEXICO HOSPITAL
80931 | 1096425 | DRAEGER MEDICAL INC | VAPOR 2000 SEVOFLURANE | VAPOR 2000 (M35170) | ANESTHESIA UNIT VAPORIZERS | CONSIGNMENT | CONSIGNMENT | ARSF-1262 | 2017-01-13 | 2018-01-15 | 15055 | ANESTHESIA | 2011-07-27 | USD | 0 | Active | UNIVERSITY NEW MEXICO HOSPITAL
80876 | 1096389 | DRAEGER MEDICAL INC | APOLLO | 8606500-54 | ANESTHESIA UNITS | 565463 | 565463 | ASCE-0229 | 2017-07-17 | 2018-01-15 | 15055 | ANESTHESIA | 2011-07-27 | USD | 59257.74 | Active | UNIVERSITY NEW MEXICO HOSPITAL
80875 | 1096388 | DRAEGER MEDICAL INC | APOLLO | 8606500-54 | ANESTHESIA UNITS | 565463 | 565463 | ASCE-0231 | 2017-01-29 | 2017-07-15 | 15055 | ANESTHESIA | 2011-07-27 | USD | 59257.74 | Active | UNIVERSITY NEW MEXICO HOSPITAL
80874 | 1096387 | DRAEGER MEDICAL INC | APOLLO | 8606500-54 | ANESTHESIA UNITS | 565463 | 565463 | ASCE-0232 | 2017-01-29 | 2017-07-15 | 15055 | ANESTHESIA | 2011-07-27 | USD | 59257.74 | Active | UNIVERSITY NEW MEXICO HOSPITAL
80873 | 1096386 | DRAEGER MEDICAL INC | APOLLO | 8606500-54 | ANESTHESIA UNITS | 565463 | 565463 | ASCE-0230 | 2017-01-29 | 2017-07-15 | 15055 | ANESTHESIA | 2011-07-27 | USD | 59257.74 | Active | UNIVERSITY NEW MEXICO HOSPITAL
80877 | 1096390 | DRAEGER MEDICAL INC | D-VAPOR DESFLURANE | D-VAPOR DESFLURANE | ANESTHESIA UNIT VAPORIZERS | CONSIGNMENT | CONSIGNMENT | ARWE-0520 | 2017-01-05 | 2018-01-15 | 15060 | ANESTHESIA - BBRP | 2011-07-27 | USD | 0 | Active | UNIVERSITY NEW MEXICO HOSPITAL
80879 | 1096392 | DRAEGER MEDICAL INC | D-VAPOR DESFLURANE | D-VAPOR DESFLURANE | ANESTHESIA UNIT VAPORIZERS | CONSIGNMENT | CONSIGNMENT | ARXE-0195 | 2017-01-13 | 2018-01-15 | 15055 | ANESTHESIA | 2011-07-27 | USD | 0 | Active | UNIVERSITY NEW MEXICO HOSPITAL
80881 | 1096394 | DRAEGER MEDICAL INC | D-VAPOR DESFLURANE | D-VAPOR DESFLURANE | ANESTHESIA UNIT VAPORIZERS | CONSIGNMENT | CONSIGNMENT | ASBE-0259 | 2017-01-09 | 2018-01-15 | 15055 | ANESTHESIA | 2011-07-27 | USD | 0 | Active | UNIVERSITY NEW MEXICO HOSPITAL
80883 | 1096378 | DRAEGER MEDICAL INC | D-VAPOR DESFLURANE | D-VAPOR DESFLURANE | ANESTHESIA UNIT VAPORIZERS | CONSIGNMENT | CONSIGNMENT | ARXB-0288 | 2017-01-13 | 2018-01-15 | 15060 | ANESTHESIA - BBRP | 2011-07-27 | USD | 0 | Active | UNIVERSITY NEW MEXICO HOSPITAL
80878 | 1096391 | DRAEGER MEDICAL INC | VAPOR 2000 ISOFLURANE | VAPOR 2000 | ANESTHESIA UNIT VAPORIZERS | 565463 | 565463 | ASCE-1116 | 2017-01-05 | 2018-01-15 | 15060 | ANESTHESIA - BBRP | 2011-07-27 | USD | 3900.87 | Active | UNIVERSITY NEW MEXICO HOSPITAL
80880 | 1096393 | DRAEGER MEDICAL INC | VAPOR 2000 ISOFLURANE | VAPOR 2000 | ANESTHESIA UNIT VAPORIZERS | 565463 | 565463 | ASCE-1118 | 2017-01-09 | 2018-01-15 | 15055 | ANESTHESIA | 2011-07-27 | USD | 3900.87 | Active | UNIVERSITY NEW MEXICO HOSPITAL
80882 | 1096377 | DRAEGER MEDICAL INC | VAPOR 2000 ISOFLURANE | VAPOR 2000 | ANESTHESIA UNIT VAPORIZERS | 565463 | 565463 | ASCE-1117 | 2017-01-12 | 2018-01-15 | 15055 | ANESTHESIA | 2011-07-27 | USD | 3900.87 | Active | UNIVERSITY NEW MEXICO HOSPITAL
80884 | 1096379 | DRAEGER MEDICAL INC | VAPOR 2000 ISOFLURANE | VAPOR 2000 | ANESTHESIA UNIT VAPORIZERS | 565463 | 565463 | ASCE-1119 | 2017-01-13 | 2018-01-15 | 15060 | ANESTHESIA - BBRP | 2011-07-27 | USD | 3900.87 | Active | UNIVERSITY NEW MEXICO HOSPITAL
80917 | 1096413 | GE HEALTHCARE | DASH PORT 2 | DASH PORT 2 | MODULES/ DATA/ TRANSFER | 566213 |  | SE51112838 |  | 2011-11-15 | 21015 | ED-NORTH | 2011-07-26 | USD | 750 | Active | UNIVERSITY NEW MEXICO HOSPITAL
80912 | 1096418 | GE HEALTHCARE | DASH PORT 2 | DASH PORT 2 | MODULES/ DATA/ TRANSFER | 566213 |  | SE511138551 |  | 2011-11-15 | 21015 | ED-NORTH | 2011-07-26 | USD | 750 | Active | UNIVERSITY NEW MEXICO HOSPITAL
80933 | 1096427 | GE HEALTHCARE | DASH PORT 2 | DASH PORT 2 | MODULES/ DATA/ TRANSFER | 566213 |  | SE5111128384 |  | 2011-11-15 | 21015 | ED-NORTH | 2011-07-26 | USD | 750 | Active | UNIVERSITY NEW MEXICO HOSPITAL
80934 | 1096432 | GE HEALTHCARE | DASH PORT 2 | DASH PORT 2 | MODULES/ DATA/ TRANSFER | 566213 |  | SE511138464 |  | 2011-11-15 | 21015 | ED-NORTH | 2011-07-26 | USD | 750 | Active | UNIVERSITY NEW MEXICO HOSPITAL
80910 | 1096411 | GE HEALTHCARE | DASH PORT 2 | DASH PORT 2 | MODULES/ DATA/ TRANSFER | 566213 |  | SE511118350 |  | 2011-11-15 | 21015 | ED-NORTH | 2011-07-26 | USD | 750 | Active | UNIVERSITY NEW MEXICO HOSPITAL
80867 | 1096086 | GE HEALTHCARE | DASH PORT 2 | DASH PORT 2 | MODULES/ DATA/ TRANSFER | 566213 |  | SE511118332 |  | 2011-11-15 | 21015 | ED-NORTH | 2011-07-26 | USD | 750 | Active | UNIVERSITY NEW MEXICO HOSPITAL
80869 | 1096088 | GE HEALTHCARE | DASH PORT 2 | DASH PORT 2 | MODULES/ DATA/ TRANSFER | 566213 |  | SE5511118349 |  | 2011-11-15 | 21015 | ED-NORTH | 2011-07-26 | USD | 750 | Active | UNIVERSITY NEW MEXICO HOSPITAL
80870 | 1096406 | GE HEALTHCARE | DASH PORT 2 | DASH PORT 2 | MODULES/ DATA/ TRANSFER | 566213 |  | SE511128354 |  | 2011-11-15 | 21015 | ED-NORTH | 2011-07-26 | USD | 750 | Active | UNIVERSITY NEW MEXICO HOSPITAL
80868 | 1096087 | GE HEALTHCARE | DASH PORT 2 | DASH PORT 2 | MODULES/ DATA/ TRANSFER | 566213 |  | SE511138499 |  | 2011-11-15 | 21015 | ED-NORTH | 2011-07-26 | USD | 750 | Active | UNIVERSITY NEW MEXICO HOSPITAL
80871 | 1096407 | GE HEALTHCARE | DASH PORT 2 | DASH PORT 2 | MODULES/ DATA/ TRANSFER | 566213 |  | SE511128374 |  | 2011-11-15 | 21015 | ED-NORTH | 2011-07-26 | USD | 750 | Active | UNIVERSITY NEW MEXICO HOSPITAL
80908 | 1096409 | GE HEALTHCARE | DASH PORT 2 | DASH PORT 2 | MODULES/ DATA/ TRANSFER | 566213 |  | SE511128396 |  | 2011-11-15 | 21015 | ED-NORTH | 2011-07-26 | USD | 750 | Active | UNIVERSITY NEW MEXICO HOSPITAL
80947 | 1096443 | GE HEALTHCARE | DASH PORT 2 | DASH PORT 2 | MODULES/ DATA/ TRANSFER | 566213 |  | SE511138507 |  | 2011-11-15 | 21015 | ED-NORTH | 2011-07-26 | USD | 750 | Active | UNIVERSITY NEW MEXICO HOSPITAL
80922 | 1096417 | GE HEALTHCARE | DASH PORT 2 | DASH PORT 2 | MODULES/ DATA/ TRANSFER | 566213 |  | SE511128378 |  | 2011-11-15 | 21015 | ED-NORTH | 2011-07-26 | USD | 750 | Active | UNIVERSITY NEW MEXICO HOSPITAL
80872 | 1096408 | GE HEALTHCARE | DASH PORT 2 | DASH PORT 2 | MODULES/ DATA/ TRANSFER | 566213 |  | SE511138516 |  | 2011-11-15 | 21015 | ED-NORTH | 2011-07-26 | USD | 750 | Active | UNIVERSITY NEW MEXICO HOSPITAL
80946 | 1096441 | GE HEALTHCARE | DASH PORT 2 | DASH PORT 2 | MODULES/ DATA/ TRANSFER | 566213 |  | SE511138465 |  | 2011-11-15 | 21015 | ED-NORTH | 2011-07-26 | USD | 750 | Active | UNIVERSITY NEW MEXICO HOSPITAL
80927 | 1096452 | GE HEALTHCARE | DASH PORT 2 | DASH PORT 2 | MODULES/ DATA/ TRANSFER | 566213 |  | SE80927 |  | 2011-11-15 | 21015 | ED-NORTH | 2011-07-26 | USD | 750 | Active | UNIVERSITY NEW MEXICO HOSPITAL
80945 | 1096440 | GE HEALTHCARE | DASH PORT 2 | DASH PORT 2 | MODULES/ DATA/ TRANSFER | 566213 |  | SE5511128380 |  | 2011-11-15 | 21015 | ED-NORTH | 2011-07-26 | USD | 750 | Active | UNIVERSITY NEW MEXICO HOSPITAL
80944 | 1096439 | GE HEALTHCARE | DASH PORT 2 | DASH PORT 2 | MODULES/ DATA/ TRANSFER | 566213 |  | SE510497522 |  | 2011-11-15 | 21015 | ED-NORTH | 2011-07-26 | USD | 750 | Active | UNIVERSITY NEW MEXICO HOSPITAL
80940 | 1096430 | GE HEALTHCARE | DASH PORT 2 | DASH PORT 2 | MODULES/ DATA/ TRANSFER | 566213 |  | SE511138506GA |  | 2011-11-15 | 21015 | ED-NORTH | 2011-07-26 | USD | 750 | Active | UNIVERSITY NEW MEXICO HOSPITAL
80936 | 1096434 | GE HEALTHCARE | DASH PORT 2 | DASH PORT 2 | MODULES/ DATA/ TRANSFER | 566213 |  | SE511138506GA |  | 2011-11-15 | 21015 | ED-NORTH | 2011-07-26 | USD | 750 | Active | UNIVERSITY NEW MEXICO HOSPITAL
80915 | 1096428 | GE HEALTHCARE | DASH PORT 2 | DASH PORT 2 | MODULES/ DATA/ TRANSFER | 566213 |  | SE511138506GA |  | 2011-11-15 | 21015 | ED-NORTH | 2011-07-26 | USD | 750 | Active | UNIVERSITY NEW MEXICO HOSPITAL
80932 | 1096426 | GE HEALTHCARE | DASH PORT 2 | DASH PORT 2 | MODULES/ DATA/ TRANSFER | 566213 |  | SE511118331GA |  | 2011-11-15 | 21015 | ED-NORTH | 2011-07-26 | USD | 750 | Active | UNIVERSITY NEW MEXICO HOSPITAL
80921 | 1096421 | GE HEALTHCARE | DASH PORT 2 | DASH PORT 2 | MODULES/ DATA/ TRANSFER | 566213 |  | SE5111385056A |  | 2011-11-15 | 21015 | ED-NORTH | 2011-07-26 | USD | 750 | Active | UNIVERSITY NEW MEXICO HOSPITAL
80919 | 1096415 | GE HEALTHCARE | DASH PORT 2 | DASH PORT 2 | MODULES/ DATA/ TRANSFER | 566213 |  | SE51128371GA |  | 2011-11-15 | 21015 | ED-NORTH | 2011-07-26 | USD | 750 | Active | UNIVERSITY NEW MEXICO HOSPITAL
80920 | 1096416 | GE HEALTHCARE | DASH PORT 2 | DASH PORT 2 | MODULES/ DATA/ TRANSFER | 566213 |  | SE511138515GA |  | 2011-11-15 | 21015 | ED-NORTH | 2011-07-26 | USD | 750 | Active | UNIVERSITY NEW MEXICO HOSPITAL
80924 | 1096449 | GE HEALTHCARE | DASH PORT 2 | DASH PORT 2 | MODULES/ DATA/ TRANSFER | 566213 |  | SE511128391 |  | 2011-11-15 | 21015 | ED-NORTH | 2011-07-26 | USD | 750 | Active | UNIVERSITY NEW MEXICO HOSPITAL
80939 | 1096429 | GE HEALTHCARE | DASH PORT 2 | DASH PORT 2 | MODULES/ DATA/ TRANSFER | 566213 |  | SE511138453 |  | 2011-11-15 | 21015 | ED-NORTH | 2011-07-26 | USD | 750 | Active | UNIVERSITY NEW MEXICO HOSPITAL
80923 | 1096431 | GE HEALTHCARE | DASH PORT 2 | DASH PORT 2 | MODULES/ DATA/ TRANSFER | 566213 |  | SE511118330GA | 2011-11-15 | 2011-11-15 | 21015 | ED-NORTH | 2011-07-26 | USD | 750 | Active | UNIVERSITY NEW MEXICO HOSPITAL
80914 | 1096420 | GE HEALTHCARE | DASH PORT 2 | DASH PORT 2 | MODULES/ DATA/ TRANSFER | 566213 |  | SE511128381GA | 2011-07-26 | 2011-11-15 | 21015 | ED-NORTH | 2011-07-26 | USD | 750 | Active | UNIVERSITY NEW MEXICO HOSPITAL
80911 | 1096412 | GE HEALTHCARE | DASH PORT 2 | DASH PORT 2 | MODULES/ DATA/ TRANSFER | 566213 |  | SE511138502GA | 2011-07-26 | 2011-11-15 | 21015 | ED-NORTH | 2011-07-26 | USD | 750 | Active | UNIVERSITY NEW MEXICO HOSPITAL
80684 | 1085835 | NATUS MEDICAL INC | NEOBLUE | NEOBLUE | RADIOMETERS/ PHOTOTHERAPY | 571096 | 571096 | 11979 | 2017-06-15 | 2018-06-15 | 12415 | INTERMEDIATE CARE NURSERY | 2011-07-25 | USD | 1795.01 | Active | UNIVERSITY NEW MEXICO HOSPITAL
80906 | 1096404 | PHILIPS HEALTHCARE | V60 | V60 | VENTILATORS | 568473 | 568473 | 100034138 | 2016-09-01 | 2017-09-15 | 71510 | PULMONARY SERVICES | 2011-07-25 | USD | 12304.44 | Active | UNIVERSITY NEW MEXICO HOSPITAL
80907 | 1096405 | PHILIPS HEALTHCARE | V60 | V60 | VENTILATORS | 568473 | 568473 | 100034147 | 2016-09-28 | 2017-09-15 | 71510 | PULMONARY SERVICES | 2011-07-25 | USD | 12304.44 | Active | UNIVERSITY NEW MEXICO HOSPITAL
80685 | 1085834 | NATUS MEDICAL INC | neoBLUE RADIOMETER | neoBlue | RADIOMETERS | 571096 | 571096 | 11978 | 2017-07-19 | 2018-07-15 | 12415 | INTERMEDIATE CARE NURSERY | 2011-07-25 | USD | 1795.01 | Active | UNIVERSITY NEW MEXICO HOSPITAL
80655 | 1096137 | OR SOLUTIONS INC | ORS 2038 D-E | ORS 2038 D-E | WARMING UNITS/ MULTIPURPOSE | 568720 | 568720 | 53515 | 2017-06-16 | 2018-06-15 | 15000 | OPERATING ROOM | 2011-07-22 | USD | 0 | Active | UNIVERSITY NEW MEXICO HOSPITAL
80656 | 1096138 | OR SOLUTIONS INC | HUSH-SLUSH | HUSH-SLUSH | SURGICAL SLUSH UNITS | 568720 | 568720 | 8320 | 2017-06-16 | 2018-06-15 | 15000 | OPERATING ROOM | 2011-07-22 | USD | 58800 | Reactivated | UNIVERSITY NEW MEXICO HOSPITAL
80347 | 1085920 | BK MEDICAL SYSTEMS INC | MEDICAL FLEX FOCUS 1202 | 555859 | SCANNING SYSTEMS/ ULTRASONIC/ PORTABLE |  | H5681111 | 5000061 | 2016-07-18 | 2017-01-15 | 15000 | OPERATING ROOM | 2011-07-21 | USD | 143840 | Active | UNIVERSITY NEW MEXICO HOSPITAL
67828 | 1141328 | WELCH ALLYN INC | 29400 | 29400 | AUDIOMETERS | FOUND | FOUND | 11458 | 2016-10-26 | 2017-11-15 | 32005 | YCHC GENERAL | 2011-07-19 | USD |  | Active | UNIVERSITY NEW MEXICO HOSPITAL
70577 | 1096349 | CARD GUARD | KING OF HEARTS EXPRESS | LR080A-01 | RECORDERS/ ELECTRONIC STORAGE/ DATA | 568209 | 568209 | 7001716 | 2011-07-19 | 2011-07-15 | 71030 | HEART STATION | 2011-07-15 | USD | 807 | Active | UNIVERSITY NEW MEXICO HOSPITAL
80859 | 1096347 | OLYMPUS AMERICA INC | PCF-H180AL | PCF-H180AL | COLONOSCOPES | 566726 | 566726 | 2108532 | 2011-07-18 | 2011-07-15 | 70020 | ENDOSCOPY CENTER | 2011-07-15 | USD | 36266.5 | Active | UNIVERSITY NEW MEXICO HOSPITAL
80861 | 1096340 | CARD GUARD | KING OF HEARTS EXPRESS | LR080A-01 | RECORDERS/ ELECTRONIC STORAGE/ DATA | 568209 | 568209 | 7001702 | 2011-07-19 | 2011-07-15 | 71030 | HEART STATION | 2011-07-15 | USD | 807 | Active | UNIVERSITY NEW MEXICO HOSPITAL
80860 | 1096348 | OLYMPUS AMERICA INC | PCF-H180AL | PCF-H180AL | COLONOSCOPES | 566726 | 566726 | 2108521 | 2011-07-18 | 2011-07-15 | 70020 | ENDOSCOPY CENTER | 2011-07-15 | USD | 36266.5 | Active | UNIVERSITY NEW MEXICO HOSPITAL
80847 | 1096339 | CARD GUARD | KING OF HEARTS EXPRESS | LR080A-01 | RECORDERS/ ELECTRONIC STORAGE/ DATA | 568209 | 568209 | 7001721 | 2011-07-19 | 2011-07-15 | 71030 | HEART STATION | 2011-07-15 | USD | 807 | Active | UNIVERSITY NEW MEXICO HOSPITAL
80845 | 1096337 | CARD GUARD | KING OF HEARTS EXPRESS | LR080A-01 | RECORDERS/ ELECTRONIC STORAGE/ DATA | 568209 | 568209 | 7001719 | 2011-07-19 | 2011-07-15 | 71030 | HEART STATION | 2011-07-15 | USD | 807 | Active | UNIVERSITY NEW MEXICO HOSPITAL
80844 | 1096336 | CARD GUARD | KING OF HEARTS EXPRESS | LR080A-01 | RECORDERS/ ELECTRONIC STORAGE/ DATA | 568209 | 568209 | 7001715 | 2011-07-19 | 2011-07-15 | 71030 | HEART STATION | 2011-07-15 | USD | 807 | Active | UNIVERSITY NEW MEXICO HOSPITAL
80843 | 1096335 | CARD GUARD | KING OF HEARTS EXPRESS | LR080A-01 | RECORDERS/ ELECTRONIC STORAGE/ DATA | 568209 | 568209 | 7001714 | 2011-07-19 | 2011-07-15 | 71030 | HEART STATION | 2011-07-15 | USD | 807 | Active | UNIVERSITY NEW MEXICO HOSPITAL
80842 | 1096334 | CARD GUARD | KING OF HEARTS EXPRESS | LR080A-01 | RECORDERS/ ELECTRONIC STORAGE/ DATA | 568209 | 568209 | 7001712 | 2011-07-19 | 2011-07-15 | 71030 | HEART STATION | 2011-07-15 | USD | 807 | Active | UNIVERSITY NEW MEXICO HOSPITAL
80841 | 1096333 | CARD GUARD | KING OF HEARTS EXPRESS | LR080A-01 | RECORDERS/ ELECTRONIC STORAGE/ DATA | 568209 | 568209 | 7001711 | 2011-07-15 | 2011-07-15 | 71030 | HEART STATION | 2011-07-15 | USD | 807 | Active | UNIVERSITY NEW MEXICO HOSPITAL
80846 | 1096338 | CARD GUARD | KING OF HEARTS EXPRESS | LR080A-01 | RECORDERS/ ELECTRONIC STORAGE/ DATA | 568209 | 568209 | 7001720 | 2011-07-19 | 2011-07-15 | 71030 | HEART STATION | 2011-07-15 | USD | 807 | Active | UNIVERSITY NEW MEXICO HOSPITAL
80840 | 1096332 | CARD GUARD | KING OF HEARTS EXPRESS | LR080A-01 | RECORDERS/ ELECTRONIC STORAGE/ DATA | 568209 | 568209 | 70017010 | 2011-07-15 | 2011-07-15 | 71030 | HEART STATION | 2011-07-15 | USD | 807 | Active | UNIVERSITY NEW MEXICO HOSPITAL
80858 | 1096346 | OLYMPUS AMERICA INC | GIF-H180J | GIF-H180J | COLONOSCOPES | 566726 | 566726 | 2103444 | 2011-07-18 | 2011-07-15 | 70020 | ENDOSCOPY CENTER | 2011-07-15 | USD | 34746.5 | Active | UNIVERSITY NEW MEXICO HOSPITAL
80857 | 1096345 | OLYMPUS AMERICA INC | GIF-H180J | GIF-H180J | COLONOSCOPES | 566726 | 566726 | 2103453 | 2011-07-18 | 2011-07-15 | 70020 | ENDOSCOPY CENTER | 2011-07-15 | USD | 34746.5 | Active | UNIVERSITY NEW MEXICO HOSPITAL
80856 | 1096344 | OLYMPUS AMERICA INC | GIF-H180 | GIF-H180 | GASTROSCOPES | 566724 | 566724 | 2105787 | 2011-07-15 | 2011-07-15 | 70020 | ENDOSCOPY CENTER | 2011-07-15 | USD | 31032.41 | Active | UNIVERSITY NEW MEXICO HOSPITAL
80855 | 1096343 | OLYMPUS AMERICA INC | GIF-H180 | GIF-H180 | GASTROSCOPES | 566724 | 566724 | 2105804 | 2011-07-15 | 2011-07-15 | 70020 | ENDOSCOPY CENTER | 2011-07-15 | USD | 31032.41 | Active | UNIVERSITY NEW MEXICO HOSPITAL
80854 | 1096342 | OLYMPUS AMERICA INC | CF-H180AL | CF-H180AL | COLONOSCOPES | 566724 | 566724 | 2105075 | 2011-07-15 | 2011-07-15 | 70020 | ENDOSCOPY CENTER | 2011-07-15 | USD | 35601.91 | Active | UNIVERSITY NEW MEXICO HOSPITAL
80853 | 1096341 | OLYMPUS AMERICA INC | CF-H180AL | CF-H180AL | COLONOSCOPES | 566724 | 566724 | 2105087 | 2011-07-15 | 2011-07-15 | 70020 | ENDOSCOPY CENTER | 2011-07-15 | USD | 35601.91 | Active | UNIVERSITY NEW MEXICO HOSPITAL
70584 | 1085702 | PHILIPS HEALTHCARE | ACTIWATCH 2 | ACTIWATCH 2 | DATA MANAGEMENT SYSTEMS | 569080 | 569080 | A08221 | 2011-07-19 | 2011-07-15 | 34015 | SLEEP DISORDERS CENTER 1101-2 | 2011-07-14 | USD | 757.84 | Active | UNIVERSITY NEW MEXICO HOSPITAL
80061 | 1085940 | WELCH ALLYN INC | SURETEMP PLUS (690) | SURETEMP PLUS (690) | THERMOMETERS/ ELECTRONIC |  |  | 11151146 | 2011-07-14 | 2011-07-15 | 12455 | NEWBORN ICU | 2011-07-14 | USD |  | Active | UNIVERSITY NEW MEXICO HOSPITAL
70585 | 1085700 | WELCH ALLYN INC | 76700 | 76700 | OPHTHALMOSCOPE/OTOSCOPES | 570155 | 570155 | NONE | 2011-07-19 | 2011-07-15 | 34015 | SLEEP DISORDERS CENTER 1101-2 | 2011-07-14 | USD | 788.8 | Active | UNIVERSITY NEW MEXICO HOSPITAL
80792 | 1096303 | CINCINNATI SUB-ZERO PRODUCTS INC | BLANKETROL II | 222S | WARMING UNITS/ PATIENT/ CIRCULATING-FLUID | 568841 | 568841 | 112-2-00172 | 2017-07-07 | 2017-10-15 | 15005 | OPERATING ROOM - BBRP | 2011-07-13 | USD | 3950 | Active | UNIVERSITY NEW MEXICO HOSPITAL
80791 | 1096302 | SOMANETICS CORP | 5100C | 5100C | MONITORS/ CEREBRAL FUNCTIONS | 568480 | 568480 | 11-10627 | 2017-06-27 | 2013-06-15 | 15055 | ANESTHESIA | 2011-07-13 | USD | 25000.33 | Active | UNIVERSITY NEW MEXICO HOSPITAL
80795 | 1096310 | PHILIPS HEALTHCARE | BILICHEK | BILICHEK | BILIRUBINOMETERS |  | 571079 | B2760 | 2011-07-13 | 2011-07-15 | 12415 | INTERMEDIATE CARE NURSERY | 2011-07-13 | USD |  | Active | UNIVERSITY NEW MEXICO HOSPITAL
80788 | 1096241 | GN OTOMETRICS NORTH AMERICA INC | ICS NCA200 | ICS NCA200 | STIMULATORS/ CALORIC/ PHYSICAL THERAPY/ FLUIDIZED | 568279 | 568279 | 002335 | 2016-11-01 | 2017-11-15 | 32040 | NE HEIGHTS CLINIC | 2011-07-11 | USD | 7930 | Active | UNIVERSITY NEW MEXICO HOSPITAL
80800 | 1096315 | GRASON-STADLER INC | TYMPSTAR | TYMPSTAR | ANALYZERS/ PHYSIOLOGIC/ MIDDLE EAR | 568279 | 568279 | GS39313 | 2016-10-01 | 2017-10-15 | 76025 | AUDIOLOGY | 2011-07-08 | USD | 8130 | Active | UNIVERSITY NEW MEXICO HOSPITAL
80808 | 1096306 | PRECISION MEDICAL INC | PM5300 | PM5300 | OXYGEN-AIR PROPORTIONERS | 567110 | 567110 | BL009484 | 2016-10-28 | 2017-10-15 | 12520 | MOTHER & BABY UNIT (3-E) BBRP | 2011-07-08 | USD | 936.15 | Reactivated | UNIVERSITY NEW MEXICO HOSPITAL
80810 | 1096308 | CARE REHAB AND ORTHOPAEDIC PRODUCTS INC | CARE SELECT | CARE SELECT | STIMULATORS/NEUROMUSCULAR/MUSCLE STRENGTHEN | 567116 | 567116 | CSSS119132 | 2017-01-25 | 2018-01-15 | 76015 | REHABILITATION OUTPATIENT 1025 | 2011-07-08 | USD | 695 | Reactivated | UNIVERSITY NEW MEXICO HOSPITAL
80811 | 1096309 | CARE REHAB AND ORTHOPAEDIC PRODUCTS INC | CARE IFC SPORT | CARE IFC SPORT | STIMULATORS/ ELECTRICAL/ NEUROMUSCULAR | 567116 | 567116 | 4749 | 2017-01-25 | 2018-01-15 | 76015 | REHABILITATION OUTPATIENT 1025 | 2011-07-08 | USD | 1195 | Active | UNIVERSITY NEW MEXICO HOSPITAL
80793 | 1096304 | CONMED CORP | SYSTEM 7550 | SYSTEM 7550 | ELECTROSURGICAL UNIT/ MONO/ BI-POLAR/ ARGON-ENHANCED | 568745 | 568475 | 11EGV014 | 2017-06-30 | 2017-12-15 | 15000 | OPERATING ROOM | 2011-07-08 | USD | 28994 | Active | UNIVERSITY NEW MEXICO HOSPITAL
80783 | 1096236 | INTEGRA LIFESCIENCES | MLX | MLX | LIGHT SOURCES | 568847 | 568847 | P0405511 | 2017-06-19 | 2018-06-15 | 15000 | OPERATING ROOM | 2011-07-07 | USD | 5284.09 | Reactivated | UNIVERSITY NEW MEXICO HOSPITAL
80782 | 1096235 | INTEGRA LIFESCIENCES | MLX | MLX | LIGHT SOURCES | 568847 | 568847 | P0404411 | 2017-06-15 | 2018-06-15 | 15000 | OPERATING ROOM | 2011-07-07 | USD | 5284.09 | Active | UNIVERSITY NEW MEXICO HOSPITAL
80781 | 1096234 | INTEGRA LIFESCIENCES | MLX | MLX | LIGHT SOURCES | 568847 | 568847 | P0407511 | 2017-06-08 | 2018-06-15 | 15000 | OPERATING ROOM | 2011-07-07 | USD | 5284.09 | Active | UNIVERSITY NEW MEXICO HOSPITAL
80780 | 1096233 | INTEGRA LIFESCIENCES | MLX | MLX | LIGHT SOURCES | 568847 | 568847 | P0403711 | 2017-06-29 | 2018-06-15 | 15000 | OPERATING ROOM | 2011-07-07 | USD | 5284.09 | Active | UNIVERSITY NEW MEXICO HOSPITAL
80784 | 1096237 | GE HEALTHCARE | CARESCAPE(V100) | CARESCAPE(V100) | MONITORING SYSTEMS/ PHYSIOLOGIC | 569025 | 569025 | SH611230190SA | 2016-12-01 | 2017-12-15 | 34250 | UROLOGY | 2011-07-07 | USD | 3067 | Active | UNIVERSITY NEW MEXICO HOSPITAL
80790 | 1096301 | GETINGE USA INC | 2460UC | 2460UC | ULTRASOUND CLEANING SYSTEMS | 566441 | 566441 | KSE11818 | 2011-07-07 | 2011-08-15 | 15010 | STERILE PROCESSING | 2011-07-07 | USD | 18267.52 | Active | UNIVERSITY NEW MEXICO HOSPITAL
80789 | 1096300 | GETINGE USA INC | 2460UC | 2460UC | ULTRASOUND CLEANING SYSTEMS | 566441 | 566441 | KSE11819 | 2011-12-13 | 2011-08-15 | 15010 | STERILE PROCESSING | 2011-07-07 | USD | 18267.52 | Active | UNIVERSITY NEW MEXICO HOSPITAL
80798 | 1096298 | OR SOLUTIONS INC | ORS 2038D-F | ORS 2038D-F | WARMING UNITS/ MULTIPURPOSE | REPLACE 62427 |  | 53596 | 2017-06-06 | 2018-06-15 | 15000 | OPERATING ROOM | 2011-07-06 | USD |  | Active | UNIVERSITY NEW MEXICO HOSPITAL
80409 | 1085699 | TYCO HEALTHCARE GROUP | GENIUS II | GENIUS II | THERMOMETERS/ ELECTRONIC/ INFRARED/ EAR | 549413 | 549413 | N10541985 | 2011-07-12 | 2011-07-15 | 30030 | CTH OUTPATIENT CLINIC | 2011-07-06 | USD | 323.01 | Active | UNIVERSITY NEW MEXICO HOSPITAL
80799 | 1096299 | OR SOLUTIONS INC | ORS-2066R | ORS-2066R | SURGICAL SLUSH UNITS | REPLACE 62428 |  | 50759 | 2017-06-02 | 2018-06-15 | 15000 | OPERATING ROOM | 2011-07-06 | USD |  | Active | UNIVERSITY NEW MEXICO HOSPITAL
80785 | 1096238 | PHILIPS BURTON | UV503 | UV503 | LIGHTS/ ULTRAVIOLET | 559963 | 559963 | SN5260633 | 2017-05-25 | 2018-05-15 | 12130 | TRAUMA/SURGICAL ICU | 2011-07-06 | USD | 552.01 | Active | UNIVERSITY NEW MEXICO HOSPITAL
80796 | 1096296 | PHILIPS HEALTHCARE | V60 | V60 | VENTILATORS | 568473 |  | 100034039 | 2016-09-22 | 2017-09-15 | 71510 | PULMONARY SERVICES | 2011-07-01 | USD | 12304.44 | Active | UNIVERSITY NEW MEXICO HOSPITAL
80415 | 1096215 | HEIDELBERG ENGINEERING INC | Spectralis | Spectralis | SCANNING SYSTEMS/ LASER/ OPTICAL TOMOGRAPHY | FOUND NOT IN SYSTEM |  | SPEC-CAM-03790-S2400 | 2016-12-01 | 2017-12-15 | 34610 | OPHTHALMOLOGY ON SITE CLINIC | 2011-07-01 | USD |  | Active | UNIVERSITY NEW MEXICO HOSPITAL
80562 | 1096274 | GE HEALTHCARE | DASH 4000 | DASH 4000 | MONITORING SYSTEMS/ PHYSIOLOGIC | 555809 |  | SD011133484SA | 2016-08-03 | 2017-08-15 | 12360 | NEUROSCIENCE | 2011-06-28 | USD | 11922.4 | Active | UNIVERSITY NEW MEXICO HOSPITAL
80561 | 1096273 | GE HEALTHCARE | DASH 4000 | DASH 4000 | MONITORING SYSTEMS/ PHYSIOLOGIC | 555809 |  | SD011133381SA | 2016-08-03 | 2017-08-15 | 12360 | NEUROSCIENCE | 2011-06-28 | USD | 11922.4 | Active | UNIVERSITY NEW MEXICO HOSPITAL
80558 | 1096270 | GE HEALTHCARE | DASH 4000 | DASH 4000 | MONITORING SYSTEMS/ PHYSIOLOGIC | 555809 |  | SD011133501SA | 2016-08-03 | 2017-08-15 | 12360 | NEUROSCIENCE | 2011-06-28 | USD | 11922.4 | Active | UNIVERSITY NEW MEXICO HOSPITAL
80559 | 1096271 | GE HEALTHCARE | DASH 4000 | DASH 4000 | MONITORING SYSTEMS/ PHYSIOLOGIC | 555809 |  | SD011133443SA | 2016-08-03 | 2017-08-15 | 12360 | NEUROSCIENCE | 2011-06-28 | USD | 11922.4 | Active | UNIVERSITY NEW MEXICO HOSPITAL
80560 | 1096272 | GE HEALTHCARE | DASH 4000 | DASH 4000 | MONITORING SYSTEMS/ PHYSIOLOGIC | 555809 |  | SD011133485SA | 2016-08-03 | 2017-08-15 | 12360 | NEUROSCIENCE | 2011-06-28 | USD | 11922.4 | Active | UNIVERSITY NEW MEXICO HOSPITAL
80563 | 1096275 | GE HEALTHCARE | DASH 4000 | DASH 4000 | MONITORING SYSTEMS/ PHYSIOLOGIC | 555809 |  | SD011133454SA | 2016-08-03 | 2017-08-15 | 12360 | NEUROSCIENCE | 2011-06-28 | USD | 11922.4 | Active | UNIVERSITY NEW MEXICO HOSPITAL
80564 | 1096276 | GE HEALTHCARE | DASH 4000 | DASH 4000 | MONITORING SYSTEMS/ PHYSIOLOGIC | 555809 |  | SD011133619SA | 2016-08-03 | 2017-08-15 | 12360 | NEUROSCIENCE | 2011-06-28 | USD | 11922.4 | Active | UNIVERSITY NEW MEXICO HOSPITAL
80565 | 1096277 | GE HEALTHCARE | DASH 4000 | DASH 4000 | MONITORING SYSTEMS/ PHYSIOLOGIC | 555809 |  | SD011133618SA | 2016-08-03 | 2017-08-15 | 12360 | NEUROSCIENCE | 2011-06-28 | USD | 11922.4 | Active | UNIVERSITY NEW MEXICO HOSPITAL
80566 | 1096278 | GE HEALTHCARE | DASH 4000 | DASH 4000 | MONITORING SYSTEMS/ PHYSIOLOGIC | 555809 |  | SD011133397SA | 2016-08-15 | 2017-08-15 | 12360 | NEUROSCIENCE | 2011-06-28 | USD | 11922.4 | Active | UNIVERSITY NEW MEXICO HOSPITAL
80567 | 1096279 | GE HEALTHCARE | DASH 4000 | DASH 4000 | MONITORING SYSTEMS/ PHYSIOLOGIC | 555809 |  | SD011133599SA | 2016-08-15 | 2017-08-15 | 12360 | NEUROSCIENCE | 2011-06-28 | USD | 11922.4 | Active | UNIVERSITY NEW MEXICO HOSPITAL
80573 | 1096285 | GE HEALTHCARE | DASH 4000 | DASH 4000 | MONITORING SYSTEMS/ PHYSIOLOGIC | 555809 |  | SD011133469SA | 2016-08-03 | 2017-08-15 | 12360 | NEUROSCIENCE | 2011-06-28 | USD | 11922.4 | Active | UNIVERSITY NEW MEXICO HOSPITAL
80574 | 1096286 | GE HEALTHCARE | DASH 4000 | DASH 4000 | MONITORING SYSTEMS/ PHYSIOLOGIC | 555809 |  | SD011133592SA | 2016-08-19 | 2017-08-15 | 12360 | NEUROSCIENCE | 2011-06-28 | USD | 11922.4 | Active | UNIVERSITY NEW MEXICO HOSPITAL
80575 | 1096287 | GE HEALTHCARE | DASH 4000 | DASH 4000 | MONITORING SYSTEMS/ PHYSIOLOGIC | 555809 |  | SD011133601SA | 2016-08-15 | 2017-08-15 | 12360 | NEUROSCIENCE | 2011-06-28 | USD | 11922.4 | Active | UNIVERSITY NEW MEXICO HOSPITAL
80572 | 1096284 | GE HEALTHCARE | DASH 4000 | DASH 4000 | MONITORING SYSTEMS/ PHYSIOLOGIC | 555809 |  | SD011133532SA | 2016-08-03 | 2017-08-15 | 12360 | NEUROSCIENCE | 2011-06-28 | USD | 11922.4 | Active | UNIVERSITY NEW MEXICO HOSPITAL
80568 | 1096280 | GE HEALTHCARE | DASH 4000 | DASH 4000 | MONITORING SYSTEMS/ PHYSIOLOGIC | 555809 |  | SD011133526SA | 2016-08-03 | 2017-08-15 | 12360 | NEUROSCIENCE | 2011-06-28 | USD | 11922.4 | Active | UNIVERSITY NEW MEXICO HOSPITAL
80569 | 1096281 | GE HEALTHCARE | DASH 4000 | DASH 4000 | MONITORING SYSTEMS/ PHYSIOLOGIC | 555809 |  | SD011133556SA | 2016-08-03 | 2017-08-15 | 12360 | NEUROSCIENCE | 2011-06-28 | USD | 11922.4 | Active | UNIVERSITY NEW MEXICO HOSPITAL
80570 | 1096282 | GE HEALTHCARE | DASH 4000 | DASH 4000 | MONITORING SYSTEMS/ PHYSIOLOGIC | 555809 |  | SD011133561SA | 2016-08-03 | 2017-08-15 | 12360 | NEUROSCIENCE | 2011-06-28 | USD | 11922.4 | Active | UNIVERSITY NEW MEXICO HOSPITAL
80571 | 1096283 | GE HEALTHCARE | DASH 4000 | DASH 4000 | MONITORING SYSTEMS/ PHYSIOLOGIC | 555809 |  | SD011133580SA | 2016-08-03 | 2017-08-15 | 12360 | NEUROSCIENCE | 2011-06-28 | USD | 11922.4 | Active | UNIVERSITY NEW MEXICO HOSPITAL
80576 | 1096288 | GE HEALTHCARE | PRN-50 | PRN-50 | MODULES/ RECORDERS | 555809 |  | RPV11075339GA | 2011-07-27 | 2011-07-15 | 12360 | NEUROSCIENCE | 2011-06-28 | USD | 1578.5 | Active | UNIVERSITY NEW MEXICO HOSPITAL
80577 | 1096289 | GE HEALTHCARE | CIC PRO | CIC PRO | MONITORS/ CENTRAL STATION | 555809 |  | SDY11118272GA | 2016-08-19 | 2017-08-15 | 12360 | NEUROSCIENCE | 2011-06-28 | USD | 42303.66 | Active | UNIVERSITY NEW MEXICO HOSPITAL
80578 | 1096290 | GE HEALTHCARE | CIC PRO | CIC PRO | MONITORS/ CENTRAL STATION | 555809 |  | SDY11118270GA | 2016-08-19 | 2017-08-15 | 12360 | NEUROSCIENCE | 2011-06-28 | USD | 42303.66 | Active | UNIVERSITY NEW MEXICO HOSPITAL
80584 | 1161782 | ROCHE DIAGNOSTIC SYSTEMS INC | COAGUCHEK XS PLUS | COAGUCHEK XS PLUS | ANALYZERS/ POINT-OF-CARE/ WHOLE BLOOD/ COAGULATION | 110251 | 110251 | UQ0054638 | 2011-06-28 | 2011-06-15 | 34030 | ANTICOAGULATION SERVICES | 2011-06-28 | USD | 11300 | Active | UNIVERSITY NEW MEXICO HOSPITAL
80583 | 1161781 | ROCHE DIAGNOSTIC SYSTEMS INC | COAGUCHEK XS PLUS | COAGUCHEK XS PLUS | ANALYZERS/ POINT-OF-CARE/ WHOLE BLOOD/ COAGULATION | 110251 | 110251 | UQ0054606 | 2011-06-28 | 2011-06-15 | 34030 | ANTICOAGULATION SERVICES | 2011-06-28 | USD | 11300 | Active | UNIVERSITY NEW MEXICO HOSPITAL
80582 | 1161780 | ROCHE DIAGNOSTIC SYSTEMS INC | COAGUCHEK XS PLUS | COAGUCHEK XS PLUS | ANALYZERS/ POINT-OF-CARE/ WHOLE BLOOD/ COAGULATION | 110251 | 110251 | UQ0054672 | 2011-06-28 | 2011-06-15 | 32040 | NE HEIGHTS CLINIC | 2011-06-28 | USD | 11300 | Active | UNIVERSITY NEW MEXICO HOSPITAL
80580 | 1161778 | ROCHE DIAGNOSTIC SYSTEMS INC | COAGUCHEK XS PLUS | COAGUCHEK XS PLUS | ANALYZERS/ POINT-OF-CARE/ WHOLE BLOOD/ COAGULATION | 110251 | 110251 | UQ0054620 | 2011-06-28 | 2011-06-15 | 34030 | ANTICOAGULATION SERVICES | 2011-06-28 | USD | 11300 | Active | UNIVERSITY NEW MEXICO HOSPITAL
80750 | 1096251 | MEDTRONIC INC | FORCE TRIAD | FORCE TRIAD | ELECTROSURGICAL UNITS/ MONOPOLAR/ BIPOLAR | 568464 | 568464 | T1E22911EX | 2016-10-26 | 2017-10-15 | 15005 | OPERATING ROOM - BBRP | 2011-06-23 | USD | 15333 | Reactivated | UNIVERSITY NEW MEXICO HOSPITAL
80749 | 1096250 | MEDTRONIC INC | FORCE TRIAD | FORCE TRIAD | ELECTROSURGICAL UNITS/ MONOPOLAR/ BIPOLAR | 568464 | 568464 | T1E22874EX | 2017-06-30 | 2018-06-15 | 15000 | OPERATING ROOM | 2011-06-23 | USD | 15333 | Active | UNIVERSITY NEW MEXICO HOSPITAL
80747 | 1096248 | MEDTRONIC INC | FORCE TRIAD | FORCE TRIAD | ELECTROSURGICAL UNITS/ MONOPOLAR/ BIPOLAR | 568464 | 568464 | T1E22881EX | 2017-06-14 | 2018-06-15 | 15000 | OPERATING ROOM | 2011-06-23 | USD | 15333 | Active | UNIVERSITY NEW MEXICO HOSPITAL
80748 | 1096249 | MEDTRONIC INC | FORCE TRIAD | FORCE TRIAD | ELECTROSURGICAL UNITS/ MONOPOLAR/ BIPOLAR | 568464 | 568464 | T1E22910EX | 2017-06-30 | 2018-06-15 | 15000 | OPERATING ROOM | 2011-06-23 | USD | 15333 | Active | UNIVERSITY NEW MEXICO HOSPITAL
80746 | 1096247 | MEDTRONIC INC | FORCE TRIAD | FORCE TRIAD | ELECTROSURGICAL UNITS/ MONOPOLAR/ BIPOLAR | 568464 | 568464 | T1E22877EX | 2017-05-01 | 2018-05-15 | 15500 | OSIS OPERATING ROOM | 2011-06-23 | USD | 15333 | Active | UNIVERSITY NEW MEXICO HOSPITAL
70566 | 1085720 | STILLE-SONESTA INC | SONESTA | SONESTA | CHAIRS/ EXAMINATION/ TREATMENT | 565144 | 565144 | 12-30512 | 2011-06-16 | 2011-06-15 | 34110 | WOMEN'S HEALTH CENTER | 2011-06-20 | USD | 46033 | Active | UNIVERSITY NEW MEXICO HOSPITAL
80741 | 1096242 | VERATHON INC | BLADDERSCAN (BVI-9400) | BVI-9400 | SCANNING SYSTEMS/ULTRASONIC/DIAGNOSTIC (BIOMED) | 566736 |  | B4010053 | 2017-06-20 | 2018-06-15 | 12510 | WOMEN'S SPECIAL CARE | 2011-06-20 | USD |  | Active | UNIVERSITY NEW MEXICO HOSPITAL
80726 | 1161765 | SIEMENS HEALTHCARE | DCA VANTAGE | DCA VANTAGE | ANALYZERS/ LABORATORY/ IMMUNOASSAY | 560459 | 570459 | S025012 | 2011-06-17 | 2011-06-15 | 30030 | CTH OUTPATIENT CLINIC | 2011-06-17 | USD | 310 | Active | UNIVERSITY NEW MEXICO HOSPITAL
80724 | 1161763 | SIEMENS HEALTHCARE | DCA VANTAGE | DCA VANTAGE | ANALYZERS/ LABORATORY/ IMMUNOASSAY | 557376 | 557376 | S024093 | 2011-06-17 | 2011-07-15 | 32055 | 1209 CLINIC | 2011-06-17 | USD | 3120 | Active | UNIVERSITY NEW MEXICO HOSPITAL
80714 | 1096219 | NEOPROBE CORP | GDS | GDS | PROBES/ GAMMA RADIATION DETECTION/ ABDOMINAL | 568242 | 568242 | 111065993 | 2016-06-01 | 2016-06-15 | 15000 | OPERATING ROOM | 2011-06-16 | USD |  | Active | UNIVERSITY NEW MEXICO HOSPITAL
83726 | 1163209 | HOLOGIC INC | SELENIA | 531518 | RADIOGRAPHIC SYSTEMS/ DIGITAL/ MAMMOGRAPHIC |  |  | 81003110750 | 2016-12-22 | 2017-06-15 | 75105 | OSIS MAMMOGRAPHY | 2011-06-15 | USD |  | Active | UNIVERSITY NEW MEXICO HOSPITAL
80673 | 1096156 | NATUS MEDICAL INC | neoBLUE RADIOMETER | neoBlue | RADIOMETERS | 566924 | 566924 | 11803 | 2017-05-18 | 2018-05-15 | 12480 | CTH REHAB-ORTHO UNIT | 2011-06-15 | USD | 1795 | Active | UNIVERSITY NEW MEXICO HOSPITAL
80710 | 1096214 | SUMMIT DOPPLER SYSTEMS INC | LUMEON | LUMEON | FETAL HEART DETECTORS/ ULTRASONIC | 567600 | 567600 | LV002272 | 2011-07-18 | 2011-07-15 | 32070 | M & FP-S BROADWAY-1500WAL | 2011-06-14 | USD | 750 | Active | UNIVERSITY NEW MEXICO HOSPITAL
80649 | 1096133 | CHRISTIE MEDICAL HOLDINGS | VEINVIEWER VISION | VEINVIEWER VISION | TRANSILLUMINATORS | 566801 | 566801 | VISXA0247 | 2011-06-14 | 2011-06-15 | 34150 | PEDIATRICS CLINIC | 2011-06-14 | USD | 15835 | Active | UNIVERSITY NEW MEXICO HOSPITAL
80721 | 1161760 | PRECISION MEDICAL INC | PM3300 | PM3300 | REGULATORS/ SUCTION | 562816 | 562816 | 180176 | 2011-06-14 | 2011-06-15 | 12120 | MEDICAL/CARDIAC ICU | 2011-06-14 | USD | 365 | Active | UNIVERSITY NEW MEXICO HOSPITAL
80720 | 1161759 | PRECISION MEDICAL INC | PM3300 | PM3300 | REGULATORS/ SUCTION | 562816 | 562816 | 180174 | 2012-02-10 | 2011-06-15 | 12120 | MEDICAL/CARDIAC ICU | 2011-06-14 | USD | 365 | Active | UNIVERSITY NEW MEXICO HOSPITAL
80719 | 1161758 | PRECISION MEDICAL INC | PM3300 | PM3300 | REGULATORS/ SUCTION | 562816 | 562816 | 180175 | 2011-06-14 | 2011-06-15 | 12120 | MEDICAL/CARDIAC ICU | 2011-06-14 | USD | 365 | Active | UNIVERSITY NEW MEXICO HOSPITAL
80708 | 1096211 | EXERGEN CORP | TAT-5000 | TAT-5000 | THERMOMETERS/ ELECTRONIC/ INFRARED |  | H566798 | a240473 | 2011-07-13 | 2011-07-15 | 12480 | CTH REHAB-ORTHO UNIT | 2011-06-13 | USD |  | Active | UNIVERSITY NEW MEXICO HOSPITAL
80650 | 1096209 | EXERGEN CORP | TAT-5000 | TAT-5000 | THERMOMETERS/ ELECTRONIC/ INFRARED |  | H566798 | a247539 | 2011-06-13 | 2011-07-15 | 12360 | NEUROSCIENCE | 2011-06-13 | USD |  | Active | UNIVERSITY NEW MEXICO HOSPITAL
| 1096206 | RELIANCE INC | 980h | 980h | CHAIRS/ EXAMINATION/ TREATMENT/ OPHTHALMOLOGY |  | 567040 | 80648 | 2011-06-13 | 2011-07-15 | 34230 | SURGICAL SPECIALTIES | 2011-06-13 | USD |  | Active | UNIVERSITY NEW MEXICO HOSPITAL
80668 | 1096145 | CINCINNATI SUB-ZERO PRODUCTS INC | BLANKETROL III | BLANKETROL III | WARMING UNITS/ PATIENT/ CIRCULATING-FLUID | 564631 | 564631 | 112-3-01980 | 2017-07-18 | 2017-10-15 | 12460 | PEDIATRIC ICU | 2011-06-13 | USD | 7383.4 | Active | UNIVERSITY NEW MEXICO HOSPITAL
80646 | 1096131 | SOMANETICS CORP | INVOS(5100C) | INVOS(5100C) | OXIMETERS/ CEREBRAL | 567476 | 567476 | 11-10635 | 2017-07-10 | 2018-07-15 | 12110 | NEUROSCIENCE ICU | 2011-06-10 | USD | 7500 | Active | UNIVERSITY NEW MEXICO HOSPITAL
80647 | 1096132 | SOMANETICS CORP | INVOS(5100C) | INVOS(5100C) | OXIMETERS/ CEREBRAL | 567476 | 567476 | 11-10638 | 2016-07-28 | 2017-07-15 | 12110 | NEUROSCIENCE ICU | 2011-06-10 | USD | 7500 | Active | UNIVERSITY NEW MEXICO HOSPITAL
80667 | 1096144 | VERATHON INC | BLADDERSCAN (BVI-9400) | BVI-9400 | SCANNING SYSTEMS/ULTRASONIC/DIAGNOSTIC (BIOMED) | 567402 | 567402 | B4009891 | 2017-06-20 | 2018-06-15 | 34150 | PEDIATRICS CLINIC | 2011-06-09 | USD | 13050 | Active | UNIVERSITY NEW MEXICO HOSPITAL
80643 | 1096128 | NIHON KOHDEN (AMERICA) INC | NEUROFAX (EEG-1200A ) | NEUROFAX (EEG-1200A | ELECTROENCEPHALOGRAPHS | 558388 |  | 00541 | 2016-09-22 | 2017-09-15 | 78010 | NEURODIAGNOSTICS LAB | 2011-06-09 | USD |  | Active | UNIVERSITY NEW MEXICO HOSPITAL
82213 | 1096125 | NIHON KOHDEN (AMERICA) INC | NEUROFAX (EEG-1200A ) | NEUROFAX (EEG-1200A | ELECTROENCEPHALOGRAPHS | 566263 |  | 00542 | 2016-09-22 | 2017-09-15 | 78010 | NEURODIAGNOSTICS LAB | 2011-06-09 | USD |  | Active | UNIVERSITY NEW MEXICO HOSPITAL
82205 | 1096109 | NIHON KOHDEN (AMERICA) INC | NEUROFAX (EEG-1200A ) | NEUROFAX (EEG-1200A | ELECTROENCEPHALOGRAPHS | 566263 |  | 00520 | 2016-09-22 | 2017-09-15 | 78010 | NEURODIAGNOSTICS LAB | 2011-06-09 | USD |  | Active | UNIVERSITY NEW MEXICO HOSPITAL
80644 | 1096129 | NIHON KOHDEN (AMERICA) INC | JE-921A | JE-921A | ELECTROENCEPHALOGRAPHS | 558388 |  | 06293 | 2016-09-07 | 2017-09-15 | 78010 | NEURODIAGNOSTICS LAB | 2011-06-09 | USD |  | Active | UNIVERSITY NEW MEXICO HOSPITAL
82214 | 1096126 | NIHON KOHDEN (AMERICA) INC | JE-921A | JE-921A | ELECTROENCEPHALOGRAPHS | 566263 |  | 06294 | 2016-09-07 | 2017-09-15 | 78010 | NEURODIAGNOSTICS LAB | 2011-06-09 | USD |  | Active | UNIVERSITY NEW MEXICO HOSPITAL
82206 | 1096110 | NIHON KOHDEN (AMERICA) INC | JE-921A | JE-921A | ELECTROENCEPHALOGRAPHS | 566263 |  | 05889 | 2016-09-22 | 2017-09-15 | 78010 | NEURODIAGNOSTICS LAB | 2011-06-09 | USD |  | Active | UNIVERSITY NEW MEXICO HOSPITAL
80645 | 1096130 | NIHON KOHDEN (AMERICA) INC | LS-120AJ | LS-120AJ | STIMULATORS/ PHOTIC/ VISUAL | 558388 |  | 00492 | 2016-09-22 | 2017-09-15 | 78010 | NEURODIAGNOSTICS LAB | 2011-06-09 | USD |  | Active | UNIVERSITY NEW MEXICO HOSPITAL
80642 | 1096127 | NIHON KOHDEN (AMERICA) INC | LS-120AJ | LS-120AJ | STIMULATORS/ PHOTIC/ VISUAL | 566263 |  | 00519 | 2016-09-22 | 2017-09-15 | 78010 | NEURODIAGNOSTICS LAB | 2011-06-09 | USD |  | Active | UNIVERSITY NEW MEXICO HOSPITAL
82207 | 1096111 | NIHON KOHDEN (AMERICA) INC | LS-120AJ | LS-120AJ | STIMULATORS/ PHOTIC/ VISUAL | 566263 |  | 00404 | 2016-09-22 | 2017-09-15 | 78010 | NEURODIAGNOSTICS LAB | 2011-06-09 | USD |  | Active | UNIVERSITY NEW MEXICO HOSPITAL
80639 | 1161756 | DRAEGER MEDICAL INC | APOLLO | 8606500-54 | ANESTHESIA UNITS | 557179 | 557179 | ASCD-0030 | 2017-06-26 | 2017-12-15 | 15055 | ANESTHESIA | 2011-06-09 | USD | 59972.81 | Active | UNIVERSITY NEW MEXICO HOSPITAL
80636 | 1161753 | DRAEGER MEDICAL INC | APOLLO | 8606500-54 | ANESTHESIA UNITS | 557179 |  | ASCD-0032 | 2017-06-21 | 2017-12-15 | 15055 | ANESTHESIA | 2011-06-09 | USD | 59972.81 | Active | UNIVERSITY NEW MEXICO HOSPITAL
80663 | 1162038 | GE HEALTHCARE | AMX 4+ | 531668 | RADIOGRAPHIC UNITS/ MOBILE | 566204 |  | 1025830WK9 |  | 2012-12-15 | 75000 | RADIOLOGY - GENERAL | 2011-06-08 | USD | 38497 | Active | UNIVERSITY NEW MEXICO HOSPITAL
80677 | 1096152 | INTERNATIONAL BIOMEDICAL INC | 10065 | 10065 | OXYGEN-AIR PROPORTIONERS | 564208 | 564208 | BAF07580 | 2017-02-09 | 2018-02-15 | 12455 | NEWBORN ICU | 2011-06-08 | USD | 2361 | Active | UNIVERSITY NEW MEXICO HOSPITAL
80662 | 1162037 | GE HEALTHCARE | AMX 4+ | 531668 | RADIOGRAPHIC UNITS/ MOBILE | 566204 |  | 1025846WK5 |  | 2012-12-15 | 75000 | RADIOLOGY - GENERAL | 2011-06-08 | USD | 38497 | Active | UNIVERSITY NEW MEXICO HOSPITAL
80670 | a0G60000005cd3t | INTERNATIONAL BIOMEDICAL INC | 10065 | 10065 | OXYGEN-AIR PROPORTIONERS | 564208 | 564208 | BAF02509 | 2017-02-27 | 2018-02-15 | 12455 | NEWBORN ICU | 2011-06-08 | USD | 2361 | Active | UNIVERSITY NEW MEXICO HOSPITAL
80675 | 1096150 | INTERNATIONAL BIOMEDICAL INC | 10065 | 10065 | OXYGEN-AIR PROPORTIONERS | 564208 | 564208 | BAF07623 | 2017-02-09 | 2018-02-15 | 12455 | NEWBORN ICU | 2011-06-08 | USD | 2361 | Active | UNIVERSITY NEW MEXICO HOSPITAL
80676 | 1096151 | INTERNATIONAL BIOMEDICAL INC | A750I | A750I | INCUBATORS/ INFANT/ TRANSPORT | 564208 | 564208 | A687 | 2017-02-17 | 2017-08-15 | 12455 | NEWBORN ICU | 2011-06-08 | USD | 19832 | Active | UNIVERSITY NEW MEXICO HOSPITAL
80669 | 1096146 | INTERNATIONAL BIOMEDICAL INC | A750I | A750I | INCUBATORS/ INFANT/ TRANSPORT | 564208 | 564208 | A688 | 2017-02-07 | 2017-08-15 | 12455 | NEWBORN ICU | 2011-06-08 | USD | 19832 | Active | UNIVERSITY NEW MEXICO HOSPITAL
80671 | 1096148 | INTERNATIONAL BIOMEDICAL INC | A750I | A750I | INCUBATORS/ INFANT/ TRANSPORT | 564208 | 564208 | A689 | 2017-02-17 | 2017-08-15 | 12455 | NEWBORN ICU | 2011-06-08 | USD | 19832.56 | Active | UNIVERSITY NEW MEXICO HOSPITAL
80653 | 1096135 | DRAEGER MEDICAL INC | VAPOR 2000 SEVOFLURANE | VAPOR 2000 (M35170) | ANESTHESIA UNIT VAPORIZERS | 559244 |  | ARWK-0508 | 2017-01-04 | 2018-01-15 | 15060 | ANESTHESIA - BBRP | 2011-06-08 | USD | 0 | Active | UNIVERSITY NEW MEXICO HOSPITAL
80632 | 1161749 | DRAEGER MEDICAL INC | VAPOR 2000 SEVOFLURANE | VAPOR 2000 (M35170) | ANESTHESIA UNIT VAPORIZERS | 559244 | 559244 | ARWN-0607 | 2017-01-11 | 2018-01-15 | 15055 | ANESTHESIA | 2011-06-08 | USD | 0 | Active | UNIVERSITY NEW MEXICO HOSPITAL
80530 | 1161746 | DRAEGER MEDICAL INC | APOLLO | 8606500-54 | ANESTHESIA UNITS | 557179 | 557179 | ASCD-0033 | 2017-06-19 | 2017-12-15 | 15055 | ANESTHESIA | 2011-06-08 | USD | 59972.81 | Active | UNIVERSITY NEW MEXICO HOSPITAL
80640 | 1161757 | DRAEGER MEDICAL INC | D-VAPOR DESFLURANE | D-VAPOR DESFLURANE | ANESTHESIA UNIT VAPORIZERS | 543561 |  | ASBM-0069 | 2017-01-05 | 2018-01-15 | 15055 | ANESTHESIA | 2011-06-08 | USD | 0 | Active | UNIVERSITY NEW MEXICO HOSPITAL
80631 | 1161748 | DRAEGER MEDICAL INC | D-VAPOR DESFLURANE | D-VAPOR DESFLURANE | ANESTHESIA UNIT VAPORIZERS | 543561 | 543561 | ASBM-0079 | 2017-01-10 | 2018-01-15 | 15055 | ANESTHESIA | 2011-06-08 | USD | 0 | Active | UNIVERSITY NEW MEXICO HOSPITAL
82269 | 1163233 | AMERICAN ORTHOPAEDIC | 0295-200 | 0295-200 | CAST CUTTERS |  |  | 1045 |  | 2011-06-15 | 12480 | CTH REHAB-ORTHO UNIT | 2011-06-08 | USD |  | Active | UNIVERSITY NEW MEXICO HOSPITAL
80625 | 1096117 | AMERICAN ORTHOPAEDIC | 0295-200 | 0295-200 | CAST CUTTERS |  |  | 26955 | 2011-06-08 | 2011-06-15 | 12480 | CTH REHAB-ORTHO UNIT | 2011-06-08 | USD |  | Active | UNIVERSITY NEW MEXICO HOSPITAL
80531 | 1161747 | DRAEGER MEDICAL INC | FABIUS TIRO | FABIUS TIRO | ANESTHESIA UNITS | 557179 | 557179 | ASCD-0037 | 2017-06-30 | 2017-12-15 | 15055 | ANESTHESIA | 2011-06-08 | USD | 35383.77 | Active | UNIVERSITY NEW MEXICO HOSPITAL
80641 | 1096134 | DRAEGER MEDICAL INC | VAPOR 2000 ISOFLURANE | VAPOR 2000 | ANESTHESIA UNIT VAPORIZERS | 557179 | 557179 | ASCD-0039 | 2017-01-11 | 2018-01-15 | 15055 | ANESTHESIA | 2011-06-08 | USD | 3900.87 | Active | UNIVERSITY NEW MEXICO HOSPITAL
80638 | 1161755 | DRAEGER MEDICAL INC | VAPOR 2000 ISOFLURANE | VAPOR 2000 | ANESTHESIA UNIT VAPORIZERS | 557179 |  | ASCD-0038 | 2017-01-09 | 2018-01-15 | 15055 | ANESTHESIA | 2011-06-08 | USD | 3900.87 | Active | UNIVERSITY NEW MEXICO HOSPITAL
80633 | 1161750 | DRAEGER MEDICAL INC | VAPOR 2000 ISOFLURANE | VAPOR 2000 | ANESTHESIA UNIT VAPORIZERS | 557179 | 557179 | ASCD-0040 | 2017-01-12 | 2018-01-15 | 15055 | ANESTHESIA | 2011-06-08 | USD | 3900.87 | Active | UNIVERSITY NEW MEXICO HOSPITAL
82211 | 1096115 | HUNTLEIGH HEALTHCARE LTD | SUPER DOPPLEX II | SUPER DOPPLEX II | FETAL HEART DETECTORS/ ULTRASONIC | 566639 |  | SD2P30409433-11 | 2015-05-26 | 2015-05-15 | 12130 | TRAUMA/SURGICAL ICU | 2011-06-07 | USD | 720.31 | Active | UNIVERSITY NEW MEXICO HOSPITAL
82208 | 1096112 | HUNTLEIGH HEALTHCARE LTD | SUPER DOPPLEX II | SUPER DOPPLEX II | FETAL HEART DETECTORS/ ULTRASONIC | 566639 | 566639 | SD2P30409436-11 | 2015-05-26 | 2015-05-15 | 12130 | TRAUMA/SURGICAL ICU | 2011-06-07 | USD | 720.31 | Active | UNIVERSITY NEW MEXICO HOSPITAL
82212 | 1096116 | STRYKER ENDOSCOPY DIV STRYKER CORP | T4 | 400-655 | BATTERY CHARGERS | 565190 | 565190 | 1109500523 | 2011-06-13 | 2011-06-15 | 15000 | OPERATING ROOM | 2011-06-07 | USD | 2475.01 | Active | UNIVERSITY NEW MEXICO HOSPITAL
82210 | 1096114 | HUNTLEIGH DIAGNOSTICS | DOPPLEX | SD2 | BLOOD-FLOW DETECTORS/ ULTRASONIC | 566639 | 566639 | SD2P30409446-11 | 2013-05-22 | 2013-05-15 | 12130 | TRAUMA/SURGICAL ICU | 2011-06-07 | USD | 720.31 | Active | UNIVERSITY NEW MEXICO HOSPITAL
82209 | 1096113 | HUNTLEIGH DIAGNOSTICS | DOPPLEX | SD2 | BLOOD-FLOW DETECTORS/ ULTRASONIC | 566639 | 566639 | SD2P30409431-11 | 2013-05-22 | 2013-05-15 | 12130 | TRAUMA/SURGICAL ICU | 2011-06-07 | USD | 720.31 | Active | UNIVERSITY NEW MEXICO HOSPITAL
80666 | 1096143 | OLYMPIC MEDICAL CORP | WARMETTE (56920) | WARMETTE (56920) | WARMING UNITS/ BLANKET | 566924 | 566924 | 11926 | 2017-01-24 | 2018-01-15 | 12480 | CTH REHAB-ORTHO UNIT | 2011-06-07 | USD | 4150 | Active | UNIVERSITY NEW MEXICO HOSPITAL
80626 | 1096118 | OSI SYSTEMS INC | 5803 | 5803 | TABLES/ EXAMINATION/TREATMENT/ORTHOPEDIC/TRACTION | 566449 | 566449 | 7914 | 2017-06-15 | 2018-06-15 | 15000 | OPERATING ROOM | 2011-06-06 | USD | 59980 | Active | UNIVERSITY NEW MEXICO HOSPITAL
80627 | 1096119 | OSI SYSTEMS INC | 5803 | 5803 | TABLES/ EXAMINATION/TREATMENT/ORTHOPEDIC/TRACTION | 566449 | 566449 | 7913 | 2017-06-29 | 2018-06-15 | 15000 | OPERATING ROOM | 2011-06-06 | USD | 59980 | Active | UNIVERSITY NEW MEXICO HOSPITAL
80628 | 1096120 | NATUS MEDICAL INC | NEOBLUE | NEOBLUE | PHOTOTHERAPY UNITS/ VISIBLE LIGHT/ HYPERBILIRUBINE | 566924 | 566924 | 23190 | 2017-01-24 | 2017-07-15 | 12480 | CTH REHAB-ORTHO UNIT | 2011-06-06 | USD | 3650 | Active | UNIVERSITY NEW MEXICO HOSPITAL
80556 | 1096107 |  | Chromophare E 668 | Chromophare E 668 | LIGHTS/ SURGICAL | 509067 | 558384 | 11748 | 2017-06-16 | 2018-06-15 | 15000 | OPERATING ROOM | 2011-06-06 | USD | 12604.5 | Active | UNIVERSITY NEW MEXICO HOSPITAL
80555 | 1096108 |  | Chromophare E 668 | Chromophare E 668 | LIGHTS/ SURGICAL | 509067 | 558384 | 11751 | 2017-06-16 | 2018-06-15 | 15000 | OPERATING ROOM | 2011-06-06 | USD | 12604.5 | Active | UNIVERSITY NEW MEXICO HOSPITAL
80554 | 1096106 |  | Chromophare E 668 | Chromophare E 668 | LIGHTS/ SURGICAL | 509067 | 558384 | 11756 | 2017-06-16 | 2018-06-15 | 15000 | OPERATING ROOM | 2011-06-06 | USD | 12604.5 | Active | UNIVERSITY NEW MEXICO HOSPITAL
80557 | 1096105 |  | Chromophare E 668 | Chromophare E 668 | LIGHTS/ SURGICAL | 509067 | 558384 | 11750 | 2017-06-16 | 2018-06-15 | 15000 | OPERATING ROOM | 2011-06-06 | USD | 12604.5 | Active | UNIVERSITY NEW MEXICO HOSPITAL
80619 | 1096099 | GAMBRO AB | PRISMAFLEX | PRISMAFLEX | HEMODIALYSIS UNITS | 565717 |  | PA7435 | 2016-10-26 | 2017-10-15 | 12460 | PEDIATRIC ICU | 2011-06-03 | USD | 31001 | Active | UNIVERSITY NEW MEXICO HOSPITAL
80621 | 1096101 | COOPER SURGICAL INC | Optik 2 | Optik 2 | COLPOSCOPES | 564966 | 564966 | 11-61436 | 2011-10-27 | 2012-10-15 | 34110 | WOMEN'S HEALTH CENTER | 2011-06-03 | USD | 13055.5 | Active | UNIVERSITY NEW MEXICO HOSPITAL
80620 | 1096100 | COOPER SURGICAL INC | Optik 2 | Optik 2 | COLPOSCOPES | 564966 | 564966 | 11-61427 | 2011-10-27 | 2017-06-15 | 34110 | WOMEN'S HEALTH CENTER | 2011-06-03 | USD | 13055.5 | Active | UNIVERSITY NEW MEXICO HOSPITAL
80529 | 1161744 | HILL-ROM INC | 767 | 767 | OPHTHALMOSCOPE/OTOSCOPES | 561469 | 561469 | NONE | 2011-06-03 | 2011-06-15 | 71010 | PEDIATRIC CARDIOLOGY | 2011-06-03 | USD | 600 | Active | UNIVERSITY NEW MEXICO HOSPITAL
80610 | 1096090 | OLYMPUS AMERICA INC | OEV-261H | OEV-261H | MONITORS/ VIDEO | 566732 |  | 7127240 | 2011-06-03 | 2011-06-15 | 70020 | ENDOSCOPY CENTER | 2011-06-02 | USD | 8386.75 | Active | UNIVERSITY NEW MEXICO HOSPITAL
80609 | 1096089 | OLYMPUS AMERICA INC | OEV-261H | OEV-261H | MONITORS/ VIDEO | 566732 |  | 7127224 | 2011-06-03 | 2011-06-15 | 70020 | ENDOSCOPY CENTER | 2011-06-02 | USD | 8386.75 | Active | UNIVERSITY NEW MEXICO HOSPITAL
80613 | 1096093 | HILL-ROM INC | THE VEST (205) | THE VEST (205) | MUCUS CLEARANCE DEVICES | 566793 |  | 52-00142 | 2016-09-19 | 2017-09-15 | 71510 | PULMONARY SERVICES | 2011-06-02 | USD | 6100 | Active | UNIVERSITY NEW MEXICO HOSPITAL
80614 | 1096094 | HILL-ROM INC | THE VEST (205) | THE VEST (205) | MUCUS CLEARANCE DEVICES | 566793 |  | 52-00139 | 2016-09-01 | 2017-09-15 | 71510 | PULMONARY SERVICES | 2011-06-02 | USD | 6100 | Active | UNIVERSITY NEW MEXICO HOSPITAL
80615 | 1096095 | HILL-ROM INC | THE VEST (205) | THE VEST (205) | MUCUS CLEARANCE DEVICES | 566793 |  | 52-00143 | 2016-09-08 | 2017-09-15 | 71510 | PULMONARY SERVICES | 2011-06-02 | USD | 6100 | Active | UNIVERSITY NEW MEXICO HOSPITAL
80616 | 1096096 | HILL-ROM INC | THE VEST (205) | THE VEST (205) | MUCUS CLEARANCE DEVICES | 566793 |  | 52-00135 | 2016-09-08 | 2017-09-15 | 71510 | PULMONARY SERVICES | 2011-06-02 | USD | 6100 | Active | UNIVERSITY NEW MEXICO HOSPITAL
80617 | 1096097 | HILL-ROM INC | THE VEST (205) | THE VEST (205) | MUCUS CLEARANCE DEVICES | 566793 |  | 52-00140 | 2016-09-26 | 2017-09-15 | 71510 | PULMONARY SERVICES | 2011-06-02 | USD | 6100 | Active | UNIVERSITY NEW MEXICO HOSPITAL
80602 | 1084504 | OR SOLUTIONS INC | HUSH-SLUSH | HUSH-SLUSH | SURGICAL SLUSH UNITS | 562753 |  | M1043723 | 2017-06-06 | 2018-06-15 | 15000 | OPERATING ROOM | 2011-06-02 | USD | 4259 | Active | UNIVERSITY NEW MEXICO HOSPITAL
80527 | 1161742 | EXERGEN CORP | TAT-5000 | TAT-5000 | THERMOMETERS/ ELECTRONIC/ INFRARED | 565912 | 565912 | A245129 | 2011-06-02 | 2011-06-15 | 21015 | ED-NORTH | 2011-06-02 | USD | 316.01 | Active | UNIVERSITY NEW MEXICO HOSPITAL
80526 | 1161741 | EXERGEN CORP | TAT-5000 | TAT-5000 | THERMOMETERS/ ELECTRONIC/ INFRARED | 565912 | 565912 | A245125 | 2011-06-02 | 2011-06-15 | 21015 | ED-NORTH | 2011-06-02 | USD | 316.01 | Active | UNIVERSITY NEW MEXICO HOSPITAL
80611 | 1096091 | GE HEALTHCARE | CARESCAPE V100 | 2034803-005 | MONITORS/ PHYSIOLOGIC/ VITAL SIGNS | 561842 |  | SH611140059SA | 2017-01-01 | 2018-01-15 | 12035 | UPC INPATIENT ADULT SERVICES | 2011-06-02 | USD | 2745.61 | Active | UNIVERSITY NEW MEXICO HOSPITAL
70942 | 1143555 | NELLCOR INC | N-600X | N-600X | OXIMETERS/ PULSE |  | 531111 | G10808757 | 2017-01-24 | 2019-01-15 | 34150 | PEDIATRICS CLINIC | 2011-06-01 | USD |  | Reactivated | UNIVERSITY NEW MEXICO HOSPITAL
80618 | 1096098 | LIFE-TECH INC | Janus IV | Janus IV | URODYNAMIC MEASUREMENT SYSTEMS | 565045 | 565045 | OL1160003 | 2016-12-16 | 2017-12-15 | 34250 | UROLOGY | 2011-05-31 | USD | 27186 | Active | UNIVERSITY NEW MEXICO HOSPITAL
80537 | 1085712 | NIHON KOHDEN (AMERICA) INC | NEUROFAX | JE-922A | MODULES/ DATA/ TRANSFER | 566271 | 566271 | 02732 | 2011-06-09 | 2011-06-15 | 34015 | SLEEP DISORDERS CENTER 1101-2 | 2011-05-27 | USD | 2303.25 | Active | UNIVERSITY NEW MEXICO HOSPITAL
80551 | 1085717 | NONIN MEDICAL INC | 2500 | 2500 | OXIMETERS/ PULSE | 566152 | 566152 | 501029749 | 2017-02-01 | 2017-02-15 | 34015 | SLEEP DISORDERS CENTER 1101-2 | 2011-05-27 | USD | 844.75 | Active | UNIVERSITY NEW MEXICO HOSPITAL
80550 | 1085716 | NONIN MEDICAL INC | 2500 | 2500 | OXIMETERS/ PULSE | 566152 | 566152 | 501029773 | 2017-02-01 | 2017-02-15 | 34015 | SLEEP DISORDERS CENTER 1101-2 | 2011-05-27 | USD | 844.75 | Active | UNIVERSITY NEW MEXICO HOSPITAL
80549 | 1085715 | PHILIPS HEALTHCARE | ACTIWATCH 2 | ACTIWATCH 2 | DATA MANAGEMENT SYSTEMS | 566240 | 566240 | A07739 | 2011-06-09 | 2011-06-15 | 34015 | SLEEP DISORDERS CENTER 1101-2 | 2011-05-27 | USD | 1107.33 | Active | UNIVERSITY NEW MEXICO HOSPITAL
80548 | 1085714 | PHILIPS HEALTHCARE | ACTIWATCH 2 | ACTIWATCH 2 | DATA MANAGEMENT SYSTEMS | 566240 | 566240 | A07749 | 2011-06-09 | 2011-06-15 | 34015 | SLEEP DISORDERS CENTER 1101-2 | 2011-05-27 | USD | 1107.33 | Active | UNIVERSITY NEW MEXICO HOSPITAL
80547 | 1085713 | PHILIPS HEALTHCARE | ACTIWATCH 2 | ACTIWATCH 2 | DATA MANAGEMENT SYSTEMS | 566240 | 566240 | A07737 | 2011-06-09 | 2011-06-15 | 34015 | SLEEP DISORDERS CENTER 1101-2 | 2011-05-27 | USD | 1107.33 | Active | UNIVERSITY NEW MEXICO HOSPITAL
80599 | 1084501 | HUNTLEIGH HEALTHCARE LTD | FETAL DOPPLEX | FETAL DOPPLEX | FETAL HEART DETECTORS/ ULTRASONIC |  |  | FDX3PX0100734-11 | 2011-05-26 | 2011-05-15 | 32025 | FAMILY PRACTICE CLINIC | 2011-05-26 | USD |  | Active | UNIVERSITY NEW MEXICO HOSPITAL
80598 | 1084500 | HUNTLEIGH HEALTHCARE LTD | FETAL DOPPLEX | FETAL DOPPLEX | FETAL HEART DETECTORS/ ULTRASONIC |  |  | FDX3PX0100734-11 | 2011-05-26 | 2011-05-15 | 32025 | FAMILY PRACTICE CLINIC | 2011-05-26 | USD |  | Active | UNIVERSITY NEW MEXICO HOSPITAL
80600 | 1084502 | HILL-ROM INC | 767 | 767 | OPHTHALMOSCOPE/OTOSCOPES |  | 562428 | na | 2011-05-26 | 2011-05-15 | 32025 | FAMILY PRACTICE CLINIC | 2011-05-26 | USD |  | Active | UNIVERSITY NEW MEXICO HOSPITAL
80601 | 1084503 | HILL-ROM INC | 767 | 767 | OPHTHALMOSCOPE/OTOSCOPES |  | 562428 | na | 2011-05-26 | 2011-05-15 | 32025 | FAMILY PRACTICE CLINIC | 2011-05-26 | USD |  | Active | UNIVERSITY NEW MEXICO HOSPITAL
80536 | 1096202 | PRECISION MEDICAL INC | PM5300 | PM5300 | OXYGEN-AIR PROPORTIONERS | 563294 |  | BL009399 | 2017-02-21 | 2018-02-15 | 12455 | NEWBORN ICU | 2011-05-24 | USD | 936.15 | Active | UNIVERSITY NEW MEXICO HOSPITAL
80535 | 1096201 | PRECISION MEDICAL INC | PM5300 | PM5300 | OXYGEN-AIR PROPORTIONERS | 563294 |  | BL009398 | 2017-02-10 | 2018-02-15 | 12455 | NEWBORN ICU | 2011-05-24 | USD | 936.15 | Reactivated | UNIVERSITY NEW MEXICO HOSPITAL
80534 | 1096200 | PRECISION MEDICAL INC | PM5300 | PM5300 | OXYGEN-AIR PROPORTIONERS | 563294 |  | BL009397 | 2017-02-17 | 2018-02-15 | 12455 | NEWBORN ICU | 2011-05-24 | USD | 936.15 | Active | UNIVERSITY NEW MEXICO HOSPITAL
80533 | 1096199 | PRECISION MEDICAL INC | PM5300 | PM5300 | OXYGEN-AIR PROPORTIONERS | 563294 |  | BL009396 | 2017-02-01 | 2018-02-15 | 12455 | NEWBORN ICU | 2011-05-24 | USD | 936.15 | Active | UNIVERSITY NEW MEXICO HOSPITAL
80532 | 1096198 | PRECISION MEDICAL INC | PM5300 | PM5300 | OXYGEN-AIR PROPORTIONERS | 563294 |  | BL009395 | 2017-02-15 | 2018-02-15 | 12455 | NEWBORN ICU | 2011-05-24 | USD | 936.15 | Active | UNIVERSITY NEW MEXICO HOSPITAL
80095 | 1085822 | LANTHEUS | Vailmix | Vmix | MIXERS | 563546 |  | 45210628 | 2011-05-17 | 2011-05-15 | 71030 | HEART STATION | 2011-05-17 | USD | 0.01 | Active | UNIVERSITY NEW MEXICO HOSPITAL
| 1085979 | PRONK TECHNOLOGIES INC | SIMCUBE | SIMCUBE | SIMULATORS/ NONINVASIVE BLOOD PRESSURE | 6000217968 | 6000217968 | 4187 | 2017-03-31 | 2018-03-15 | 95700 | CLINICAL ENGINEERING | 2011-05-10 | USD | 2200 | Active | UNIVERSITY NEW MEXICO HOSPITAL
83997 | 1084635 | EXERGEN CORP | TAT-5000 | TAT-5000 | THERMOMETERS/ ELECTRONIC/ INFRARED | Test Equipment |  | A 76126 | 2017-03-22 | 2017-03-15 | 95700 | CLINICAL ENGINEERING | 2011-05-10 | USD |  | Active | UNIVERSITY NEW MEXICO HOSPITAL
80523 | 1161737 | EXERGEN CORP | TAT-5000 | TAT-5000 | THERMOMETERS/ ELECTRONIC/ INFRARED | 563519 | 563519 | A245834 | 2011-05-09 | 2011-05-15 | 15510 | OSIS PACU | 2011-05-09 | USD | 316.01 | Active | UNIVERSITY NEW MEXICO HOSPITAL
80524 | 1161738 | EXERGEN CORP | TAT-5000 | TAT-5000 | THERMOMETERS/ ELECTRONIC/ INFRARED | 563524 |  | A245624 | 2011-05-09 | 2011-05-15 | 15510 | OSIS PACU | 2011-05-09 | USD | 316 | Active | UNIVERSITY NEW MEXICO HOSPITAL
67060 | 1140268 | OR SOLUTIONS INC | ORS 2057D-D | ORS 2057D-D | WARMING UNITS/ MULTIPURPOSE | FOUND |  | 41180 | 2017-06-19 | 2018-06-15 | 15000 | OPERATING ROOM | 2011-05-06 | USD |  | Reactivated | UNIVERSITY NEW MEXICO HOSPITAL
80385 | 1161733 | EXERGEN CORP | TAT-5000 | TAT-5000 | THERMOMETERS/ ELECTRONIC/ INFRARED | 562585 |  | A247836 | 2011-05-04 | 2011-05-15 | 34150 | PEDIATRICS CLINIC | 2011-05-04 | USD | 316 | Active | UNIVERSITY NEW MEXICO HOSPITAL
80384 | 1161732 | EXERGEN CORP | TAT-5000 | TAT-5000 | THERMOMETERS/ ELECTRONIC/ INFRARED | 562585 |  | A245675 | 2011-05-04 | 2011-05-15 | 34150 | PEDIATRICS CLINIC | 2011-05-04 | USD | 316 | Active | UNIVERSITY NEW MEXICO HOSPITAL
80381 | 1161729 | EXERGEN CORP | TAT-5000 | TAT-5000 | THERMOMETERS/ ELECTRONIC/ INFRARED | 562585 |  | A245842 | 2011-05-04 | 2011-05-15 | 34150 | PEDIATRICS CLINIC | 2011-05-04 | USD | 316 | Active | UNIVERSITY NEW MEXICO HOSPITAL
80380 | 1161728 | EXERGEN CORP | TAT-5000 | TAT-5000 | THERMOMETERS/ ELECTRONIC/ INFRARED | 562585 |  | A245724 | 2011-05-04 | 2011-05-15 | 34150 | PEDIATRICS CLINIC | 2011-05-04 | USD | 316 | Active | UNIVERSITY NEW MEXICO HOSPITAL
80379 | 1161721 | EXERGEN CORP | TAT-5000 | TAT-5000 | THERMOMETERS/ ELECTRONIC/ INFRARED | 562585 |  | A245721 | 2011-05-04 | 2011-05-15 | 34150 | PEDIATRICS CLINIC | 2011-05-04 | USD | 316 | Active | UNIVERSITY NEW MEXICO HOSPITAL
80386 | 1161734 | EXERGEN CORP | TAT-5000 | TAT-5000 | THERMOMETERS/ ELECTRONIC/ INFRARED | REPLACN62462 |  | A246174 | 2011-05-04 | 2011-05-15 | 15510 | OSIS PACU | 2011-05-04 | USD | 0 | Active | UNIVERSITY NEW MEXICO HOSPITAL
80371 | 1161717 | HEALTHCARE SERVICE AND SUPPLY | ALP 501 | 501 | COMPRESSION UNITS/ INTERMITTENT | 563223 |  | 27869 | 2013-05-30 | 2014-05-15 | 15510 | OSIS PACU | 2011-05-03 | USD | 0 | Active | UNIVERSITY NEW MEXICO HOSPITAL
80370 | 1161716 | HEALTHCARE SERVICE AND SUPPLY | ALP 501 | 501 | COMPRESSION UNITS/ INTERMITTENT | 563223 |  | 27871 | 2013-05-23 | 2014-05-15 | 15510 | OSIS PACU | 2011-05-03 | USD | 0 | Active | UNIVERSITY NEW MEXICO HOSPITAL
80369 | 1161715 | HEALTHCARE SERVICE AND SUPPLY | ALP 501 | 501 | COMPRESSION UNITS/ INTERMITTENT | 563223 |  | 27870 | 2013-05-24 | 2014-05-15 | 15510 | OSIS PACU | 2011-05-03 | USD | 0 | Active | UNIVERSITY NEW MEXICO HOSPITAL
80368 | 1161714 | HEALTHCARE SERVICE AND SUPPLY | ALP 501 | 501 | COMPRESSION UNITS/ INTERMITTENT | 563223 |  | 27872 | 2013-05-21 | 2014-05-15 | 15510 | OSIS PACU | 2011-05-03 | USD | 0 | Active | UNIVERSITY NEW MEXICO HOSPITAL
70564 | 1085755 | TYCO HEALTHCARE GROUP | GENIUS II | GENIUS II | THERMOMETERS/ ELECTRONIC/ INFRARED/ EAR | 562963 |  | N11510856 | 2011-05-03 | 2011-05-15 | 34110 | WOMEN'S HEALTH CENTER | 2011-05-03 | USD | 242.26 | Active | UNIVERSITY NEW MEXICO HOSPITAL
70563 | 1085756 | TYCO HEALTHCARE GROUP | GENIUS II | GENIUS II | THERMOMETERS/ ELECTRONIC/ INFRARED/ EAR | 562963 |  | N11510754 | 2011-05-03 | 2011-05-15 | 34110 | WOMEN'S HEALTH CENTER | 2011-05-03 | USD | 242.26 | Active | UNIVERSITY NEW MEXICO HOSPITAL
80851 | 52133194 | PHILIPS HEALTHCARE | Allura Xper FD20 | 722012 | RADIOGRAPHIC/FLUOROSCOPIC SYSTEMS/ CARDIOVASCULAR | 543695 |  | 386 |  | 2012-10-15 | 75025 | RADIOLOGY - INTERVENTIONAL RAD | 2011-04-27 | USD | 1396327.79 | Active | UNIVERSITY NEW MEXICO HOSPITAL
80103 | 1085803 | ZIMMER INC | 8909-01 | 8909-01 | CAST CUTTERS |  | 561267 | 561267 | 2011-04-21 | 2011-04-15 | 12250 | ORTHOPEDICS (3-S) | 2011-04-21 | USD |  | Active | UNIVERSITY NEW MEXICO HOSPITAL
80454 | 1096007 | DRAEGER MEDICAL INC | VAPOR 2000 ISOFLURANE | VAPOR 2000 | ANESTHESIA UNIT VAPORIZERS |  |  | ARPH-0962 | 2017-01-01 | 2018-01-15 | 89025 | CLINICAL EDUCATION | 2011-04-21 | USD |  | Active | UNIVERSITY NEW MEXICO HOSPITAL
80100 | 1085827 | MEDTRONIC INC | OXIMAX | N-85 | OXIMETERS/ PULSE |  | 554239 | 97522175 | 2017-07-18 | 2018-07-15 | 21015 | ED-NORTH | 2011-04-20 | USD | 0.07 | Active | UNIVERSITY NEW MEXICO HOSPITAL
80099 | 1085826 | MEDTRONIC INC | OXIMAX | N-85 | OXIMETERS/ PULSE |  | 554239 | 97522132 | 2016-07-20 | 2017-07-15 | 21015 | ED-NORTH | 2011-04-20 | USD | 0.07 | Active | UNIVERSITY NEW MEXICO HOSPITAL
80097 | 1085824 | MEDTRONIC INC | OXIMAX | N-85 | OXIMETERS/ PULSE |  | 554239 | 97522033 | 2016-09-27 | 2017-07-15 | 21015 | ED-NORTH | 2011-04-20 | USD | 0.07 | Active | UNIVERSITY NEW MEXICO HOSPITAL
0000080355 | 52133195 | PHILIPS HEALTHCARE | CX50 INTEGRATED ULTRASOUND SYSTEM | 795074 | SCANNING SYSTEMS/ ULTRASONIC | 543695 | H 522905 | SG31101678 |  | 2013-04-15 | 75025 | RADIOLOGY - INTERVENTIONAL RAD | 2011-04-18 | USD | 63280 | Active | UNIVERSITY NEW MEXICO HOSPITAL
80511 | 1096062 | STRYKER CORP | NEPTUNE 2 DOCKING STATION | NEPTUNE 2 DOCKING STATION | WASTE-DISPOSAL UNITS | 560002 |  | 1106800013 | 2017-01-27 | 2017-07-15 | 15000 | OPERATING ROOM | 2011-04-15 | USD |  | Reactivated | UNIVERSITY NEW MEXICO HOSPITAL
80512 | 1096063 | STRYKER CORP | NEPTUNE 2 DOCKING STATION | NEPTUNE 2 DOCKING STATION | WASTE-DISPOSAL UNITS | 560002 |  | 1106800093 | 2017-01-27 | 2017-07-15 | 15000 | OPERATING ROOM | 2011-04-15 | USD |  | Reactivated | UNIVERSITY NEW MEXICO HOSPITAL
80514 | 1096065 | STRYKER CORP | NEPTUNE 2 ROVER ULTRA | NEPTUNE 2 ROVER ULTR | WASTE-DISPOSAL UNITS | 560002 |  | 1104504423 | 2017-01-27 | 2017-07-15 | 15000 | OPERATING ROOM | 2011-04-15 | USD |  | Reactivated | UNIVERSITY NEW MEXICO HOSPITAL
80515 | 1096066 | STRYKER CORP | NEPTUNE 2 ROVER ULTRA | NEPTUNE 2 ROVER ULTR | WASTE-DISPOSAL UNITS | 560002 |  | 1106600973 | 2017-01-27 | 2017-07-15 | 15000 | OPERATING ROOM | 2011-04-15 | USD |  | Reactivated | UNIVERSITY NEW MEXICO HOSPITAL
80522 | 1096073 | STRYKER CORP | NEPTUNE 2 ROVER ULTRA | NEPTUNE 2 ROVER ULTR | WASTE-DISPOSAL UNITS | 560002 |  | 1107301903 | 2017-01-27 | 2017-07-15 | 15000 | OPERATING ROOM | 2011-04-15 | USD |  | Reactivated | UNIVERSITY NEW MEXICO HOSPITAL
80516 | 1096067 | STRYKER CORP | NEPTUNE 2 ROVER ULTRA | NEPTUNE 2 ROVER ULTR | WASTE-DISPOSAL UNITS | 560002 |  | 1106601243 | 2017-01-27 | 2017-07-15 | 15000 | OPERATING ROOM | 2011-04-15 | USD |  | Reactivated | UNIVERSITY NEW MEXICO HOSPITAL
80517 | 1096068 | STRYKER CORP | NEPTUNE 2 ROVER ULTRA | NEPTUNE 2 ROVER ULTR | WASTE-DISPOSAL UNITS | 560002 |  | 1106601233 | 2017-01-27 | 2017-07-15 | 15000 | OPERATING ROOM | 2011-04-15 | USD |  | Reactivated | UNIVERSITY NEW MEXICO HOSPITAL
80521 | 1096072 | STRYKER CORP | NEPTUNE 2 ROVER ULTRA | NEPTUNE 2 ROVER ULTR | WASTE-DISPOSAL UNITS | 560002 |  | 1106601263 | 2017-01-27 | 2017-07-15 | 15000 | OPERATING ROOM | 2011-04-15 | USD |  | Reactivated | UNIVERSITY NEW MEXICO HOSPITAL
80518 | 1096069 | STRYKER CORP | NEPTUNE 2 ROVER ULTRA | NEPTUNE 2 ROVER ULTR | WASTE-DISPOSAL UNITS | 560002 |  | 1106601213 | 2017-01-27 | 2017-07-15 | 15000 | OPERATING ROOM | 2011-04-15 | USD |  | Reactivated | UNIVERSITY NEW MEXICO HOSPITAL
80520 | 1096071 | STRYKER CORP | NEPTUNE 2 ROVER ULTRA | NEPTUNE 2 ROVER ULTR | WASTE-DISPOSAL UNITS | 560002 |  | 1106601293 | 2017-01-01 | 2017-07-15 | 15000 | OPERATING ROOM | 2011-04-15 | USD |  | Reactivated | UNIVERSITY NEW MEXICO HOSPITAL
80519 | 1096070 | STRYKER CORP | NEPTUNE 2 ROVER ULTRA | NEPTUNE 2 ROVER ULTR | WASTE-DISPOSAL UNITS | 560002 |  | 1106101463 | 2017-01-27 | 2017-07-15 | 15000 | OPERATING ROOM | 2011-04-15 | USD |  | Reactivated | UNIVERSITY NEW MEXICO HOSPITAL
80513 | 1096064 | STRYKER CORP | NEPTUNE 2 ROVER ULTRA | NEPTUNE 2 ROVER ULTR | WASTE-DISPOSAL UNITS | 560002 |  | 1106601153 | 2017-01-27 | 2017-07-15 | 15000 | OPERATING ROOM | 2011-04-15 | USD |  | Reactivated | UNIVERSITY NEW MEXICO HOSPITAL
80091 | 1085818 | BAXA CORP | MICROFUSE | MICROFUSE | INFUSION PUMPS/ SYRINGE | 561457 |  | 11-6001-0001 | 2016-10-01 | 2017-10-15 | 71030 | HEART STATION | 2011-04-13 | USD | 1030.01 | Active | UNIVERSITY NEW MEXICO HOSPITAL
79036 | 1143620 | NELLCOR INC | N-600X | N-600X | OXIMETERS/ PULSE |  | 554239 | G10808997 | 2017-01-23 | 2019-01-15 | 12480 | CTH REHAB-ORTHO UNIT | 2011-04-11 | USD |  | Active | UNIVERSITY NEW MEXICO HOSPITAL
79035 | 1143630 | NELLCOR INC | N-600X | N-600X | OXIMETERS/ PULSE |  | 554239 | G10808950 | 2016-11-21 | 2018-11-15 | 12000 | LABOR AND DELIVERY | 2011-04-11 | USD |  | Active | UNIVERSITY NEW MEXICO HOSPITAL
79034 | 1143621 | NELLCOR INC | N-600X | N-600X | OXIMETERS/ PULSE |  | 554239 | G10809000 | 2017-02-17 | 2019-02-15 | 12415 | INTERMEDIATE CARE NURSERY | 2011-04-11 | USD |  | Active | UNIVERSITY NEW MEXICO HOSPITAL
79032 | 1143612 | NELLCOR INC | N-600X | N-600X | OXIMETERS/ PULSE |  | 554239 | G10808935 | 2017-01-25 | 2019-01-15 | 12480 | CTH REHAB-ORTHO UNIT | 2011-04-11 | USD |  | Active | UNIVERSITY NEW MEXICO HOSPITAL
79031 | 1143595 | NELLCOR INC | N-600X | N-600X | OXIMETERS/ PULSE |  | 554239 | G10808951 | 2016-07-20 | 2018-07-15 | 21015 | ED-NORTH | 2011-04-11 | USD |  | Active | UNIVERSITY NEW MEXICO HOSPITAL
79030 | 1143597 | NELLCOR INC | N-600X | N-600X | OXIMETERS/ PULSE |  | 554239 | G10808955 | 2017-01-25 | 2019-01-15 | 12480 | CTH REHAB-ORTHO UNIT | 2011-04-11 | USD |  | Active | UNIVERSITY NEW MEXICO HOSPITAL
79029 | 1143598 | NELLCOR INC | N-600X | N-600X | OXIMETERS/ PULSE | 554239 | 554239 | G10808792 | 2016-10-06 | 2018-10-15 | 32005 | YCHC GENERAL | 2011-04-11 | USD | 0 | Active | UNIVERSITY NEW MEXICO HOSPITAL
79027 | 1143600 | NELLCOR INC | N-600X | N-600X | OXIMETERS/ PULSE |  | 554239 | G10808765 | 2017-06-08 | 2019-06-15 | 15005 | OPERATING ROOM - BBRP | 2011-04-11 | USD |  | Reactivated | UNIVERSITY NEW MEXICO HOSPITAL
79026 | 1143601 | NELLCOR INC | N-600X | N-600X | OXIMETERS/ PULSE |  | 554239 | G10808684 | 2017-01-24 | 2019-01-15 | 34150 | PEDIATRICS CLINIC | 2011-04-11 | USD |  | Active | UNIVERSITY NEW MEXICO HOSPITAL
79025 | 1143607 | NELLCOR INC | N-600X | N-600X | OXIMETERS/ PULSE |  | 554239 | G10808985 | 2017-01-01 | 2018-01-15 | 75000 | RADIOLOGY - GENERAL | 2011-04-11 | USD |  | Active | UNIVERSITY NEW MEXICO HOSPITAL
79024 | 1143608 | NELLCOR INC | N-600X | N-600X | OXIMETERS/ PULSE |  | 554239 | G10809158 | 2017-02-17 | 2019-02-15 | 12455 | NEWBORN ICU | 2011-04-11 | USD |  | Active | UNIVERSITY NEW MEXICO HOSPITAL
79023 | 1143609 | NELLCOR INC | N-600X | N-600X | OXIMETERS/ PULSE |  | 554239 | G10808738 | 2016-11-17 | 2018-10-15 | 15005 | OPERATING ROOM - BBRP | 2011-04-11 | USD |  | Active | UNIVERSITY NEW MEXICO HOSPITAL
79022 | 1143610 | NELLCOR INC | N-600X | N-600X | OXIMETERS/ PULSE |  | 554239 | G1088979 | 2016-06-29 | 2018-01-15 | 95700 | CLINICAL ENGINEERING | 2011-04-11 | USD |  | Active | UNIVERSITY NEW MEXICO HOSPITAL
79021 | 1143586 | NELLCOR INC | N-600X | N-600X | OXIMETERS/ PULSE |  | 554239 | G10808439 | 2017-01-25 | 2019-01-15 | 12480 | CTH REHAB-ORTHO UNIT | 2011-04-11 | USD |  | Active | UNIVERSITY NEW MEXICO HOSPITAL
79020 | 1143587 | NELLCOR INC | N-600X | N-600X | OXIMETERS/ PULSE |  | 554239 | G10809187 | 2017-01-25 | 2019-01-15 | 12480 | CTH REHAB-ORTHO UNIT | 2011-04-11 | USD |  | Active | UNIVERSITY NEW MEXICO HOSPITAL
79019 | 1143588 | NELLCOR INC | N-600X | N-600X | OXIMETERS/ PULSE |  | 554239 | G10808994 | 2017-01-25 | 2019-01-15 | 95700 | CLINICAL ENGINEERING | 2011-04-11 | USD |  | Active | UNIVERSITY NEW MEXICO HOSPITAL
79017 | 11435590 | NELLCOR INC | N-600X | N-600X | OXIMETERS/ PULSE |  | 554239 | G10808805 | 2017-01-31 | 2019-01-15 | 75010 | RADIOLOGY - CT SCAN | 2011-04-11 | USD |  | Active | UNIVERSITY NEW MEXICO HOSPITAL
79018 | 1143589 | NELLCOR INC | N-600X | N-600X | OXIMETERS/ PULSE |  | 554239 | G10808743 | 2016-09-07 | 2018-09-15 | 78010 | NEURODIAGNOSTICS LAB | 2011-04-11 | USD |  | Active | UNIVERSITY NEW MEXICO HOSPITAL
79016 | 1143602 | NELLCOR INC | N-600X | N-600X | OXIMETERS/ PULSE |  | 554239 | G10808759 | 2016-05-20 | 2018-05-15 | 15510 | OSIS PACU | 2011-04-11 | USD |  | Active | UNIVERSITY NEW MEXICO HOSPITAL
79015 | 1143593 | NELLCOR INC | N-600X | N-600X | OXIMETERS/ PULSE |  | 554239 | G10808794 | 2016-09-06 | 2018-09-15 | 71520 | PULMONARY DIAGNOSTICS | 2011-04-11 | USD |  | Active | UNIVERSITY NEW MEXICO HOSPITAL
79014 | 1143594 | NELLCOR INC | N-600X | N-600X | OXIMETERS/ PULSE |  | 554239 | G10808949 | 2017-01-24 | 2019-01-15 | 34150 | PEDIATRICS CLINIC | 2011-04-11 | USD |  | Reactivated | UNIVERSITY NEW MEXICO HOSPITAL
79013 | 1143577 | NELLCOR INC | N-600X | N-600X | OXIMETERS/ PULSE |  | 554239 | G10808783 | 2017-01-01 | 2018-01-15 | 75025 | RADIOLOGY - INTERVENTIONAL RAD | 2011-04-11 | USD |  | Active | UNIVERSITY NEW MEXICO HOSPITAL
79012 | 1143578 | NELLCOR INC | N-600X | N-600X | OXIMETERS/ PULSE |  | 554239 | G10808956 | 2016-11-10 | 2018-11-15 | 12000 | LABOR AND DELIVERY | 2011-04-11 | USD |  | Active | UNIVERSITY NEW MEXICO HOSPITAL
79011 | 1143579 | NELLCOR INC | N-600X | N-600X | OXIMETERS/ PULSE |  | 554239 | G10808766 | 2016-10-01 | 2017-10-15 | 71030 | HEART STATION | 2011-04-11 | USD |  | Active | UNIVERSITY NEW MEXICO HOSPITAL
79009 | 1143581 | NELLCOR INC | N-600X | N-600X | OXIMETERS/ PULSE |  | 554239 | G10809150 | 2016-10-16 | 2017-10-15 | 12460 | PEDIATRIC ICU | 2011-04-11 | USD |  | Active | UNIVERSITY NEW MEXICO HOSPITAL
79008 | 1143582 | NELLCOR INC | N-600X | N-600X | OXIMETERS/ PULSE |  | 554239 | G10808773 | 2015-12-01 | 2018-10-15 | 32040 | NE HEIGHTS CLINIC | 2011-04-11 | USD |  | Active | UNIVERSITY NEW MEXICO HOSPITAL
79006 | 1143584 | NELLCOR INC | N-600X | N-600X | OXIMETERS/ PULSE |  | 554239 | G10808996 | 2017-06-30 | 2019-02-15 | 15000 | OPERATING ROOM | 2011-04-11 | USD |  | Active | UNIVERSITY NEW MEXICO HOSPITAL
79005 | 1143603 | NELLCOR INC | N-600X | N-600X | OXIMETERS/ PULSE |  | 554239 | G10808781 | 2016-10-06 | 2018-10-15 | 15060 | ANESTHESIA - BBRP | 2011-04-11 | USD |  | Active | UNIVERSITY NEW MEXICO HOSPITAL
79004 | 1143585 | NELLCOR INC | N-600X | N-600X | OXIMETERS/ PULSE |  | 554239 | G10809148 | 2017-02-17 | 2019-02-15 | 12455 | NEWBORN ICU | 2011-04-11 | USD |  | Active | UNIVERSITY NEW MEXICO HOSPITAL
79002 | 1143560 | NELLCOR INC | N-600X | N-600X | OXIMETERS/ PULSE |  | 554239 | G108088788 | 2016-03-01 | 2018-03-15 | 15055 | ANESTHESIA | 2011-04-11 | USD |  | Active | UNIVERSITY NEW MEXICO HOSPITAL
80452 | 53104093 | PHILIPS HEALTHCARE | BV Pulsera, Mobile X-Ray unit, R.2.3 | 718095 | RADIOGRAPHIC/FLUOROSCOPIC UNITS/ MOBILE | 556119 |  | 1922 |  | 2012-10-15 | 75000 | RADIOLOGY - GENERAL | 2011-04-11 | USD | 153602 | Active | UNIVERSITY NEW MEXICO HOSPITAL
70574 | 1085653 | MIDMARK CORP | RITTER 152 (152-001) | RITTER 152 (152-001) | LIGHTS/ EXAMINATION | 555211 |  | TGB013282 | 2011-04-06 | 2011-04-15 | 34110 | WOMEN'S HEALTH CENTER | 2011-04-06 | USD | 124.9 | Active | UNIVERSITY NEW MEXICO HOSPITAL
70573 | 1085652 | MIDMARK CORP | RITTER 152 (152-001) | RITTER 152 (152-001) | LIGHTS/ EXAMINATION | 555211 |  | TGB013298 | 2011-04-06 | 2015-09-15 | 34110 | WOMEN'S HEALTH CENTER | 2011-04-06 | USD | 124.9 | Reactivated | UNIVERSITY NEW MEXICO HOSPITAL
70572 | 1085651 | MIDMARK CORP | RITTER 152 (152-001) | RITTER 152 (152-001) | LIGHTS/ EXAMINATION | 555211 |  | TGB013293 | 2011-04-06 | 2011-04-15 | 34110 | WOMEN'S HEALTH CENTER | 2011-04-06 | USD | 124.9 | Active | UNIVERSITY NEW MEXICO HOSPITAL
70571 | 1085650 | MIDMARK CORP | RITTER 152 (152-001) | RITTER 152 (152-001) | LIGHTS/ EXAMINATION | 555211 |  | TGB013296 | 2011-04-06 | 2011-04-15 | 34110 | WOMEN'S HEALTH CENTER | 2011-04-06 | USD | 124.9 | Active | UNIVERSITY NEW MEXICO HOSPITAL
70570 | 1085649 | MIDMARK CORP | RITTER 152 (152-001) | RITTER 152 (152-001) | LIGHTS/ EXAMINATION | 555211 |  | TGB013292 | 2011-04-06 | 2011-04-15 | 34110 | WOMEN'S HEALTH CENTER | 2011-04-06 | USD | 124.9 | Active | UNIVERSITY NEW MEXICO HOSPITAL
70569 | 1085648 | MIDMARK CORP | RITTER 152 (152-001) | RITTER 152 (152-001) | LIGHTS/ EXAMINATION | 555211 |  | TGB013295 | 2011-04-06 | 2011-04-15 | 34110 | WOMEN'S HEALTH CENTER | 2011-04-06 | USD | 124.9 | Active | UNIVERSITY NEW MEXICO HOSPITAL
70568 | 1085647 | MIDMARK CORP | RITTER 152 (152-001) | RITTER 152 (152-001) | LIGHTS/ EXAMINATION | 555211 |  | TGB013286 | 2011-04-06 | 2011-04-15 | 34110 | WOMEN'S HEALTH CENTER | 2011-04-06 | USD | 124.9 | Active | UNIVERSITY NEW MEXICO HOSPITAL
70567 | 1085646 | MIDMARK CORP | RITTER 152 (152-001) | RITTER 152 (152-001) | LIGHTS/ EXAMINATION | 555211 |  | TGB013300 | 2011-04-06 | 2011-04-15 | 34110 | WOMEN'S HEALTH CENTER | 2011-04-06 | USD | 124.9 | Active | UNIVERSITY NEW MEXICO HOSPITAL
80451 | 1096005 | HEMOCUE INC | HB 201+ | HB 201+ | ANALYZERS/ POINT-OF-CARE/ WHOLE BLOOD/ HEMATOLOGY/ HEMOGLOBIN | FOUND | Found | 0915013158 | 2015-05-27 | 2015-06-15 | B9935 | School Based Health Center | 2011-04-04 | USD |  | Active | UNIVERSITY NEW MEXICO HOSPITAL
80407 | 1085971 | FLOW CARDIA, INC. | GEN 200 | GEN 200 | CATHETERS/ FLOTATION BALLOON/ PULMONARY ARTERY | 560005 | 560005 | FCVB10548 | 2011-06-17 | 2011-06-15 | 15000 | OPERATING ROOM | 2011-03-31 | USD | 4995 | Active | UNIVERSITY NEW MEXICO HOSPITAL
80406 | 1085970 | FLOW CARDIA, INC. | GEN 200 | GEN 200 | CATHETERS/ FLOTATION BALLOON/ PULMONARY ARTERY | 560005 | 560005 | FCVA00814 | 2011-06-17 | 2011-06-15 | 15000 | OPERATING ROOM | 2011-03-31 | USD | 4995 | Active | UNIVERSITY NEW MEXICO HOSPITAL
80363 | 1161707 | SUMMIT DOPPLER SYSTEMS INC | LUMEON | LUMEON | FETAL HEART DETECTORS/ ULTRASONIC | 549591 | 549591 | LV002153 | 2011-03-29 | 2011-03-15 | 32070 | M & FP-S BROADWAY-1500WAL | 2011-03-29 | USD | 595 | Active | UNIVERSITY NEW MEXICO HOSPITAL
80405 | 1085967 | PRECISION MEDICAL INC | EASY GO VAC | PM65HG | PUMPS/ ASPIRATOR/ PORTABLE | 03222011 |  | 041977 | 2014-02-28 | 2011-03-15 | 70800 | NEONATAL AMBULANCE | 2011-03-28 | USD | 995 | Active | UNIVERSITY NEW MEXICO HOSPITAL
68182 | 1077363 | HILL-ROM INC | SPOT VITAL SIGNS | 420 | MONITORING SYSTEMS/ PHYSIOLOGIC | 488789 |  | 200903429 | 2017-01-01 | 2018-01-15 | 60400 | CPC ACUTE SERVICES | 2011-03-25 | USD | 1510 | Active | UNIVERSITY NEW MEXICO HOSPITAL
80401 | 1085935 | GE HEALTHCARE | CARESCAPE V100 | 2034803-005 | MONITORS/ PHYSIOLOGIC/ VITAL SIGNS |  | 556417 | SDT11080661SA | 2016-10-20 | 2017-10-15 | 34025 | CARDIOLOGY CLINIC | 2011-03-25 | USD | 2976.59 | Active | UNIVERSITY NEW MEXICO HOSPITAL
80397 | 1085931 | HEALTHCARE SERVICE AND SUPPLY | ALP 501 | 501 | COMPRESSION UNITS/ INTERMITTENT |  |  | 26827 | 2013-05-06 | 2014-05-15 | 12000 | LABOR AND DELIVERY | 2011-03-25 | USD |  | Active | UNIVERSITY NEW MEXICO HOSPITAL
80394 | 1085915 | HEALTHCARE SERVICE AND SUPPLY | ALP 501 | 501 | COMPRESSION UNITS/ INTERMITTENT |  |  | 27575 | 2013-05-07 | 2014-05-15 | 12000 | LABOR AND DELIVERY | 2011-03-25 | USD |  | Active | UNIVERSITY NEW MEXICO HOSPITAL
80395 | 1085928 | HEALTHCARE SERVICE AND SUPPLY | ALP 501 | 501 | COMPRESSION UNITS/ INTERMITTENT |  |  | 26821 | 2013-05-15 | 2014-05-15 | 12000 | LABOR AND DELIVERY | 2011-03-25 | USD |  | Active | UNIVERSITY NEW MEXICO HOSPITAL
80400 | 1085932 | HEALTHCARE SERVICE AND SUPPLY | ALP 501 | 501 | COMPRESSION UNITS/ INTERMITTENT |  |  | 26826 | 2013-05-07 | 2014-05-15 | 12000 | LABOR AND DELIVERY | 2011-03-25 | USD |  | Active | UNIVERSITY NEW MEXICO HOSPITAL
80320 | 1085801 | HEALTHCARE SERVICE AND SUPPLY | ALP 501 | 501 | COMPRESSION UNITS/ INTERMITTENT |  |  | 80320 | 2013-05-08 | 2014-05-15 | 12000 | LABOR AND DELIVERY | 2011-03-25 | USD |  | Active | UNIVERSITY NEW MEXICO HOSPITAL
80390 | 1085911 | HEALTHCARE SERVICE AND SUPPLY | ALP 501 | 501 | COMPRESSION UNITS/ INTERMITTENT | 558200 | 558200 | 26825 | 2013-05-06 | 2014-05-15 | 12000 | LABOR AND DELIVERY | 2011-03-25 | USD |  | Active | UNIVERSITY NEW MEXICO HOSPITAL
80389 | 1085910 | HEALTHCARE SERVICE AND SUPPLY | ALP 501 | 501 | COMPRESSION UNITS/ INTERMITTENT | 558200 | 558200 | 26822 | 2013-05-07 | 2014-05-15 | 12000 | LABOR AND DELIVERY | 2011-03-25 | USD |  | Active | UNIVERSITY NEW MEXICO HOSPITAL
80399 | 1085934 | HEALTHCARE SERVICE AND SUPPLY | ALP 501 | 501 | COMPRESSION UNITS/ INTERMITTENT |  |  | 26828 | 2012-08-31 | 2013-08-15 | 12520 | MOTHER & BABY UNIT (3-E) BBRP | 2011-03-25 | USD |  | Active | UNIVERSITY NEW MEXICO HOSPITAL
80391 | 1085912 | HEALTHCARE SERVICE AND SUPPLY | ALP 501 | 501 | COMPRESSION UNITS/ INTERMITTENT |  | 558200 | 27568 | 2012-07-11 | 2017-06-15 | 12520 | MOTHER & BABY UNIT (3-E) BBRP | 2011-03-25 | USD | 0.01 | Active | UNIVERSITY NEW MEXICO HOSPITAL
80322 | 1085916 | HEALTHCARE SERVICE AND SUPPLY | ALP 501 | 501 | COMPRESSION UNITS/ INTERMITTENT |  | 558200 | 27574 | 2013-05-07 | 2014-05-15 | 12520 | MOTHER & BABY UNIT (3-E) BBRP | 2011-03-25 | USD |  | Active | UNIVERSITY NEW MEXICO HOSPITAL
80318 | 1085799 | HEALTHCARE SERVICE AND SUPPLY | ALP 501 | 501 | COMPRESSION UNITS/ INTERMITTENT |  | 558200 | 27571 | 2013-05-22 | 2014-05-15 | 12510 | WOMEN'S SPECIAL CARE | 2011-03-25 | USD |  | Active | UNIVERSITY NEW MEXICO HOSPITAL
80392 | 1085913 | HEALTHCARE SERVICE AND SUPPLY | ALP 501 | 501 | COMPRESSION UNITS/ INTERMITTENT |  | 558200 | 26820 | 2013-05-07 | 2014-05-15 | 12510 | WOMEN'S SPECIAL CARE | 2011-03-25 | USD |  | Active | UNIVERSITY NEW MEXICO HOSPITAL
80393 | 1085914 | HEALTHCARE SERVICE AND SUPPLY | ALP 501 | 501 | COMPRESSION UNITS/ INTERMITTENT |  |  | 27570 | 2013-05-09 | 2014-05-15 | 12510 | WOMEN'S SPECIAL CARE | 2011-03-25 | USD |  | Active | UNIVERSITY NEW MEXICO HOSPITAL
80398 | 1085933 | HEALTHCARE SERVICE AND SUPPLY | ALP 501 | 501 | COMPRESSION UNITS/ INTERMITTENT |  | 558200 | 27659 | 2013-10-22 | 2013-05-15 | 12510 | WOMEN'S SPECIAL CARE | 2011-03-25 | USD |  | Active | UNIVERSITY NEW MEXICO HOSPITAL
80321 | 1085929 | HEALTHCARE SERVICE AND SUPPLY | ALP 501 | 501 | COMPRESSION UNITS/ INTERMITTENT |  |  | 26823 | 2013-06-14 | 2013-03-15 | 12510 | WOMEN'S SPECIAL CARE | 2011-03-25 | USD |  | Active | UNIVERSITY NEW MEXICO HOSPITAL
80362 | 1161705 | EXERGEN CORP | TAT-5000 | TAT-5000 | THERMOMETERS/ ELECTRONIC/ INFRARED | REPLACN55123 |  | A238511 | 2011-03-25 | 2011-05-15 | 15040 | PACU (RECOVERY ROOM 1) | 2011-03-25 | USD | 0 | Active | UNIVERSITY NEW MEXICO HOSPITAL
80361 | 1161706 | EXERGEN CORP | TAT-5000 | TAT-5000 | THERMOMETERS/ ELECTRONIC/ INFRARED | REPLACN55126 |  | A206716 | 2011-03-25 | 2011-05-15 | 15040 | PACU (RECOVERY ROOM 1) | 2011-03-25 | USD | 0 | Active | UNIVERSITY NEW MEXICO HOSPITAL
80402 | 1212121 - dup | EXERGEN CORP | TAT-5000 | TAT-5000 | THERMOMETERS/ ELECTRONIC/ INFRARED |  | 552163 | A238908 | 2011-03-25 | 2011-03-15 | 34150 | PEDIATRICS CLINIC | 2011-03-25 | USD | 316 | Active | UNIVERSITY NEW MEXICO HOSPITAL
80440 | 1085546 | SSCOR INC | S-SCORT II | S-SCORT II | ASPIRATORS |  |  | M19803 | 2017-07-18 | 2018-07-15 | Atrisco Heritage Center Clinic | Atrisco Heritage Center Clinic | 2011-03-23 | USD |  | Active | UNIVERSITY NEW MEXICO HOSPITAL
80344 | 1085804 | SUMMIT DOPPLER SYSTEMS INC | LUMEON | LUMEON | FETAL HEART DETECTORS/ ULTRASONIC | 549138 |  | LV002185 |  | 2011-04-15 | 32065 | M & FP-NW VALLEY-1231 CAN | 2011-03-23 | USD | 595 | Active | UNIVERSITY NEW MEXICO HOSPITAL
80852 | 1162380 | BAYER CORP | MARK V PROVIS | 531381 | INJECTORS/ CONTRAST MEDIA | 543695 |  | 109442 | 2015-10-01 | 2016-10-15 | 75025 | RADIOLOGY - INTERVENTIONAL RAD | 2011-03-21 | USD |  | Active | UNIVERSITY NEW MEXICO HOSPITAL
80396 | 1085930 | HEALTHCARE SERVICE AND SUPPLY | ALP 501 | 501 | COMPRESSION UNITS/ INTERMITTENT |  | 558200 | 26819 | 2013-05-09 | 2014-05-15 | 12520 | MOTHER & BABY UNIT (3-E) BBRP | 2011-03-18 | USD |  | Active | UNIVERSITY NEW MEXICO HOSPITAL
80345 | 1085917 | TYCO HEALTHCARE GROUP | SURGISTAT 2 | SURGISTAT 2 | ELECTROSURGICAL UNITS/ MONOPOLAR/ BIPOLAR | 551293 | 551293 | VL0511006 | 2017-06-20 | 2017-12-15 | 15000 | OPERATING ROOM | 2011-03-17 | USD |  | Reactivated | UNIVERSITY NEW MEXICO HOSPITAL
82225 | 1085495 | CARDINAL HEALTH INC | PARI | PARI | NEBULIZERS |  | 548141 | AD10K17917 | 2016-07-27 | 2017-07-15 | 21035 | URGENT CARE CENTER | 2011-03-16 | USD | 45.95 | Active | UNIVERSITY NEW MEXICO HOSPITAL
83724 | 1163207 | HOLOGIC INC | SELENIA | 531518 | RADIOGRAPHIC SYSTEMS/ DIGITAL/ MAMMOGRAPHIC |  |  | 81002110642 | 2016-12-22 | 2017-06-15 | 75105 | OSIS MAMMOGRAPHY | 2011-03-15 | USD |  | Active | UNIVERSITY NEW MEXICO HOSPITAL
80441 | 1085547 | ZOLL MEDICAL CORP | R-SERIES ALS | R-SERIES ALS | DEFIBRILLATOR/ MONITOR/ PACEMAKERS | 556255 | 556255 | AF11A014000 | 2017-07-17 | 2018-07-15 | 21035 | URGENT CARE CENTER | 2011-03-08 | USD | 10700 | Active | UNIVERSITY NEW MEXICO HOSPITAL
80340 | 1161696 | GE HEALTHCARE | TRAM RAC | TRAM RAC | RACKS/ MODULE | 550955 |  | RST10522796GA | 2011-03-03 | 2012-06-15 | 15055 | ANESTHESIA | 2011-03-03 | USD | 697.9 | Active | UNIVERSITY NEW MEXICO HOSPITAL
80497 | 1096048 | NELLCOR INC | N-600X | N-600X | OXIMETERS/ PULSE | 554239 |  | G11801589 | 2017-06-08 | 2019-06-15 | 15040 | PACU (RECOVERY ROOM 1) | 2011-03-03 | USD |  | Active | UNIVERSITY NEW MEXICO HOSPITAL
80335 | 1085906 | GE HEALTHCARE | TRAM RAC | TRAM RAC | RACKS/ MODULE | 550955 |  | RST1052210GA | 2011-03-03 | 2012-06-15 | 15055 | ANESTHESIA | 2011-03-03 | USD | 697.9 | Active | UNIVERSITY NEW MEXICO HOSPITAL
80466 | 1096017 | NELLCOR INC | N-600X | N-600X | OXIMETERS/ PULSE | 554239 |  | G11801501 | 2017-02-27 | 2019-01-15 | 15060 | ANESTHESIA - BBRP | 2011-03-03 | USD |  | Active | UNIVERSITY NEW MEXICO HOSPITAL
80305 | 1085901 | GE HEALTHCARE | TRAM RAC | TRAM RAC | RACKS/ MODULE | 550955 |  | RST10522779GA | 2011-03-03 | 2012-06-15 | 12455 | NEWBORN ICU | 2011-03-03 | USD | 697.9 | Active | UNIVERSITY NEW MEXICO HOSPITAL
80467 | 1096018 | NELLCOR INC | N-600X | N-600X | OXIMETERS/ PULSE | 554239 |  | G11801540 | 2016-09-21 | 2018-09-15 | 12240 | GENERAL SURGERY (6-S) | 2011-03-03 | USD |  | Active | UNIVERSITY NEW MEXICO HOSPITAL
80337 | 1085908 | GE HEALTHCARE | TRAM (451N5) | TRAM (451N5) | MODULES/ MULTIPARAMETERS | 550955 |  | SBB10319779GA | 2017-05-10 | 2018-06-15 | 15055 | ANESTHESIA | 2011-03-03 | USD | 7401.8 | Active | UNIVERSITY NEW MEXICO HOSPITAL
80468 | 1096019 | NELLCOR INC | N-600X | N-600X | OXIMETERS/ PULSE | 554239 |  | G11801507 | 2017-01-30 | 2018-01-15 | 34150 | PEDIATRICS CLINIC | 2011-03-03 | USD |  | Active | UNIVERSITY NEW MEXICO HOSPITAL
80469 | 1096020 | NELLCOR INC | N-600X | N-600X | OXIMETERS/ PULSE | 554239 |  | G1180141496 | 2017-01-01 | 2018-01-15 | 75000 | RADIOLOGY - GENERAL | 2011-03-03 | USD |  | Active | UNIVERSITY NEW MEXICO HOSPITAL
80470 | 1096021 | NELLCOR INC | N-600X | N-600X | OXIMETERS/ PULSE | 554239 |  | G11801558 | 2016-09-06 | 2018-09-15 | 71520 | PULMONARY DIAGNOSTICS | 2011-03-03 | USD |  | Active | UNIVERSITY NEW MEXICO HOSPITAL
80472 | 1096023 | NELLCOR INC | N-600X | N-600X | OXIMETERS/ PULSE | 554239 |  | G11801580 | 2016-09-30 | 2018-09-15 | 71520 | PULMONARY DIAGNOSTICS | 2011-03-03 | USD |  | Active | UNIVERSITY NEW MEXICO HOSPITAL
80473 | 1096024 | NELLCOR INC | N-600X | N-600X | OXIMETERS/ PULSE | 554239 |  | G11801581 | 2017-01-24 | 2019-01-15 | 75010 | RADIOLOGY - CT SCAN | 2011-03-03 | USD |  | Active | UNIVERSITY NEW MEXICO HOSPITAL
80474 | 1096025 | NELLCOR INC | N-600X | N-600X | OXIMETERS/ PULSE | 554239 |  | G11801576 | 2016-10-01 | 2017-10-15 | 34340 | PAIN CLINIC | 2011-03-03 | USD |  | Reactivated | UNIVERSITY NEW MEXICO HOSPITAL
80476 | 1096027 | NELLCOR INC | N-600X | N-600X | OXIMETERS/ PULSE | 554239 |  | G11801571 | 2016-08-03 | 2018-08-15 | 12360 | NEUROSCIENCE | 2011-03-03 | USD |  | Active | UNIVERSITY NEW MEXICO HOSPITAL
80495 | 1096046 | NELLCOR INC | N-600X | N-600X | OXIMETERS/ PULSE | 554239 |  | G11801587 | 2017-01-25 | 2019-01-15 | 34150 | PEDIATRICS CLINIC | 2011-03-03 | USD |  | Reactivated | UNIVERSITY NEW MEXICO HOSPITAL
80339 | 1161695 | GE HEALTHCARE | SOLAR 8000I | SOLAR 8000I | MONITORING SYSTEMS/ PHYSIOLOGIC | 550955 |  | SE411039670GA | 2017-06-29 | 2018-06-15 | 15055 | ANESTHESIA | 2011-03-03 | USD | 10698.1 | Active | UNIVERSITY NEW MEXICO HOSPITAL
80334 | 1085905 | GE HEALTHCARE | SOLAR 8000I | SOLAR 8000I | MONITORING SYSTEMS/ PHYSIOLOGIC | 550955 |  | SE411039671GA | 2017-06-29 | 2018-06-15 | 15055 | ANESTHESIA | 2011-03-03 | USD | 10698.1 | Active | UNIVERSITY NEW MEXICO HOSPITAL
80300 | 1085792 | GE HEALTHCARE | SOLAR 8000I | SOLAR 8000I | MONITORING SYSTEMS/ PHYSIOLOGIC | 550955 |  | SE411039729GA | 2017-06-13 | 2018-06-15 | 15055 | ANESTHESIA | 2011-03-03 | USD | 10698.1 | Reactivated | UNIVERSITY NEW MEXICO HOSPITAL
80343 | 1161699 | GE HEALTHCARE | PRN-50 | PRN-50 | MODULES/ RECORDERS | 550955 |  | RPV11054955GA | 2011-03-03 | 2011-05-15 | 15055 | ANESTHESIA | 2011-03-03 | USD | 1505 | Active | UNIVERSITY NEW MEXICO HOSPITAL
80336 | 1085907 | GE HEALTHCARE | PRN-50 | PRN-50 | MODULES/ RECORDERS | 550955 |  | RPV11065125GA | 2011-03-03 | 2011-05-15 | 15055 | ANESTHESIA | 2011-03-03 | USD | 1505 | Active | UNIVERSITY NEW MEXICO HOSPITAL
80303 | 1085904 | GE HEALTHCARE | PRN-50 | PRN-50 | MODULES/ RECORDERS | 550955 |  | RPV11065154GA | 2011-03-03 | 2011-05-15 | 15055 | ANESTHESIA | 2011-03-03 | USD | 1505 | Active | UNIVERSITY NEW MEXICO HOSPITAL
80341 | 1161697 | GE HEALTHCARE | SAM | SAM | MODULES/ ANESTHETIC GAS | 550955 |  | RC911046025GA | 2017-05-24 | 2017-12-15 | 15055 | ANESTHESIA | 2011-03-03 | USD | 6545 | Reactivated | UNIVERSITY NEW MEXICO HOSPITAL
80338 | 1085909 | GE HEALTHCARE | SAM | SAM | MODULES/ ANESTHETIC GAS | 550955 |  | RC911056043GA | 2017-05-22 | 2017-12-15 | 15515 | OSIS ANESTHESIA | 2011-03-03 | USD | 6545 | Active | UNIVERSITY NEW MEXICO HOSPITAL
80302 | 1085903 | GE HEALTHCARE | SAM | SAM | MODULES/ ANESTHETIC GAS | 550955 |  | RC910536012GA | 2016-12-01 | 2017-06-15 | 15055 | ANESTHESIA | 2011-03-03 | USD | 6545 | Active | UNIVERSITY NEW MEXICO HOSPITAL
80299 | 1085791 | EXERGEN CORP | TAT-5000 | TAT-5000 | THERMOMETERS/ ELECTRONIC/ INFRARED | REPLACN58559 |  | A234580 | 2011-03-01 | 2011-05-15 | 12230 | GEN MED/SAC (4-W) | 2011-03-01 | USD | 0 | Active | UNIVERSITY NEW MEXICO HOSPITAL
80090 | 1085816 | DEVIBISS HEALTH CARE DIV SUNSRISE MED | 5650D | 5650D | HUMIDIFIERS/ ULTRASONIC/ MOISTURE EXCHANGE |  |  | 3D6024052 | 2012-10-10 | 2011-03-15 | 32030 | UNM LOBOCARE CLINIC | 2011-03-01 | USD | 65.11 | Active | UNIVERSITY NEW MEXICO HOSPITAL
80089 | 1085817 | DEVIBISS HEALTH CARE DIV SUNSRISE MED | 5650D | 5650D | HUMIDIFIERS/ ULTRASONIC/ MOISTURE EXCHANGE |  |  | 3D6024051 | 2012-10-10 | 2011-03-15 | 32030 | UNM LOBOCARE CLINIC | 2011-03-01 | USD |  | Active | UNIVERSITY NEW MEXICO HOSPITAL
80078 | 1085994 | EXERGEN CORP | TAT-5000 | TAT-5000 | THERMOMETERS/ ELECTRONIC/ INFRARED |  |  | A229920 |  | 2011-02-15 | 15510 | OSIS PACU | 2011-02-28 | USD |  | Active | UNIVERSITY NEW MEXICO HOSPITAL
80288 | 1085780 | VERATHON INC | BLADDERSCAN (BVI-9400) | BVI-9400 | SCANNING SYSTEMS/ULTRASONIC/DIAGNOSTIC (BIOMED) | 553035 | 553035 | B4008588 | 2015-02-25 | 2016-02-15 | 30030 | CTH OUTPATIENT CLINIC | 2011-02-28 | USD | 14050 | Active | UNIVERSITY NEW MEXICO HOSPITAL
80077 | 1085993 | EXERGEN CORP | TAT-5000 | TAT-5000 | THERMOMETERS/ ELECTRONIC/ INFRARED |  |  | A229920 |  | 2011-02-15 | 15510 | OSIS PACU | 2011-02-28 | USD |  | Active | UNIVERSITY NEW MEXICO HOSPITAL
80076 | 1085992 | EXERGEN CORP | TAT-5000 | TAT-5000 | THERMOMETERS/ ELECTRONIC/ INFRARED |  |  | A229743 |  | 2011-02-15 | 15510 | OSIS PACU | 2011-02-28 | USD |  | Active | UNIVERSITY NEW MEXICO HOSPITAL
80075 | 1085991 | EXERGEN CORP | TAT-5000 | TAT-5000 | THERMOMETERS/ ELECTRONIC/ INFRARED |  |  | a22902 |  | 2011-02-15 | 15510 | OSIS PACU | 2011-02-28 | USD |  | Active | UNIVERSITY NEW MEXICO HOSPITAL
80457 | 1096010 | DRAEGER MEDICAL INC | FABIUS GS PREMIUM | FABIUS GS PREMIUM | ANESTHESIA UNITS | DONATED | Donated | ASBK-0191 | 2017-02-01 | 2017-08-15 | 89025 | CLINICAL EDUCATION | 2011-02-28 | USD |  | Active | UNIVERSITY NEW MEXICO HOSPITAL
80087 | 1085815 | MEDFUSION INC | 3500 | 3500 | INFUSION PUMPS |  |  | m83285 | 2017-05-15 | 2018-05-15 | 15515 | OSIS ANESTHESIA | 2011-02-28 | USD |  | Active | UNIVERSITY NEW MEXICO HOSPITAL
80088 | 1085814 | MEDFUSION INC | 3500 | 3500 | INFUSION PUMPS |  |  | m83284 | 2017-05-30 | 2018-05-15 | 15500 | OSIS OPERATING ROOM | 2011-02-28 | USD |  | Active | UNIVERSITY NEW MEXICO HOSPITAL
80079 | 1085995 | PEGASUS RESEARCH CORP | THERA-MIST | THERA-MIST | NEBULIZERS/ HEATED | 554573 |  | 9647 | 2016-09-26 | 2017-09-15 | 71510 | PULMONARY SERVICES | 2011-02-25 | USD | 574.15 | Reactivated | UNIVERSITY NEW MEXICO HOSPITAL
80080 | 1085996 | PEGASUS RESEARCH CORP | THERA-MIST | THERA-MIST | NEBULIZERS/ HEATED | 554573 |  | 9643 | 2016-09-13 | 2017-09-15 | 71510 | PULMONARY SERVICES | 2011-02-25 | USD | 574.15 | Reactivated | UNIVERSITY NEW MEXICO HOSPITAL
80081 | 1085997 | PEGASUS RESEARCH CORP | THERA-MIST | THERA-MIST | NEBULIZERS/ HEATED | 554573 |  | 9649 | 2016-09-30 | 2017-09-15 | 71510 | PULMONARY SERVICES | 2011-02-25 | USD | 574.15 | Reactivated | UNIVERSITY NEW MEXICO HOSPITAL
80082 | 1085998 | PEGASUS RESEARCH CORP | THERA-MIST | THERA-MIST | NEBULIZERS/ HEATED | 554573 |  | 9646 | 2016-09-01 | 2017-09-15 | 71510 | PULMONARY SERVICES | 2011-02-25 | USD | 574.15 | Reactivated | UNIVERSITY NEW MEXICO HOSPITAL
80083 | 1085999 | PEGASUS RESEARCH CORP | THERA-MIST | THERA-MIST | NEBULIZERS/ HEATED | 554573 |  | 9648 | 2016-09-30 | 2017-09-15 | 95700 | CLINICAL ENGINEERING | 2011-02-25 | USD | 574.15 | Active | UNIVERSITY NEW MEXICO HOSPITAL
80084 | 1085811 | PEGASUS RESEARCH CORP | THERA-MIST | THERA-MIST | NEBULIZERS/ HEATED | 554573 |  | 9645 | 2016-09-26 | 2017-09-15 | 71510 | PULMONARY SERVICES | 2011-02-25 | USD | 574.15 | Active | UNIVERSITY NEW MEXICO HOSPITAL
80085 | 1085813 | PEGASUS RESEARCH CORP | THERA-MIST | THERA-MIST | NEBULIZERS/ HEATED | 554573 |  | 9650 | 2016-09-30 | 2017-09-15 | 95700 | CLINICAL ENGINEERING | 2011-02-25 | USD | 574.15 | Active | UNIVERSITY NEW MEXICO HOSPITAL
80327 | 1085802 | WELCH ALLYN INC | 76710 | 76710 | OPHTHALMOSCOPE/OTOSCOPES | FOUND |  | NONE | 2011-02-23 | 2011-09-15 | 34540 | SPORTS MEDICINE | 2011-02-23 | USD |  | Active | UNIVERSITY NEW MEXICO HOSPITAL
82222 | 1161869 | PRECISION MEDICAL INC | PM3300 | PM3300 | REGULATORS/ SUCTION | 555734 |  | 171331 | 2012-08-06 | 2011-02-15 | 12130 | TRAUMA/SURGICAL ICU | 2011-02-23 | USD | 365 | Active | UNIVERSITY NEW MEXICO HOSPITAL
80073 | 1085988 | PRECISION MEDICAL INC | PM3300 | PM3300 | REGULATORS/ SUCTION | 555734 |  | 177901 | 2011-03-01 | 2017-02-15 | 12120 | MEDICAL/CARDIAC ICU | 2011-02-23 | USD | 365 | Reactivated | UNIVERSITY NEW MEXICO HOSPITAL
80070 | 1085986 | PRECISION MEDICAL INC | PM3300 | PM3300 | REGULATORS/ SUCTION | 555734 |  | 177899 | 2011-03-01 | 2011-02-15 | 12120 | MEDICAL/CARDIAC ICU | 2011-02-23 | USD | 365 | Active | UNIVERSITY NEW MEXICO HOSPITAL
79087 | 1085985 | PRECISION MEDICAL INC | PM3300 | PM3300 | REGULATORS/ SUCTION | 555734 |  | 177898 | 2011-03-01 | 2011-02-15 | 12120 | MEDICAL/CARDIAC ICU | 2011-02-23 | USD | 365 | Active | UNIVERSITY NEW MEXICO HOSPITAL
80071 | 1085987 | PRECISION MEDICAL INC | PM3300 | PM3300 | REGULATORS/ SUCTION | 555734 |  | 177900 | 2011-03-01 | 2011-02-15 | 12120 | MEDICAL/CARDIAC ICU | 2011-02-23 | USD | 365 | Active | UNIVERSITY NEW MEXICO HOSPITAL
80072 | 1085989 | PRECISION MEDICAL INC | PM3300 | PM3300 | REGULATORS/ SUCTION | 555734 |  | 177903 | 2011-03-01 | 2011-02-15 | 12120 | MEDICAL/CARDIAC ICU | 2011-02-23 | USD | 365 | Active | UNIVERSITY NEW MEXICO HOSPITAL
80074 | 1085990 | PRECISION MEDICAL INC | PM3300 | PM3300 | REGULATORS/ SUCTION | 555734 |  | 177902 | 2011-03-01 | 2011-02-15 | 12120 | MEDICAL/CARDIAC ICU | 2011-02-23 | USD | 365 | Active | UNIVERSITY NEW MEXICO HOSPITAL
29040 | 1085984 | WELCH ALLYN INC | 76710 | 76710 | OPHTHALMOSCOPE/OTOSCOPES |  |  | 000 |  | 2011-02-15 | 21015 | ED-NORTH | 2011-02-22 | USD | 0 | Active | UNIVERSITY NEW MEXICO HOSPITAL
80314 | 1085795 | MICROMEDICAL TECHNOLOGIES INC | VISUAL EYES | DL2.01 | ANALYZERS/ PHYSIOLOGIC/ VISUAL FUNCTION | FOUND |  | P5294-4 | 2016-10-20 | 2017-10-15 | 32040 | NE HEIGHTS CLINIC | 2011-02-22 | USD |  | Active | UNIVERSITY NEW MEXICO HOSPITAL
80313 | 1085794 | GE HEALTHCARE | SEER LIGHT EXTEND | SEER LIGHT EXTEND | HOLTER MONITORING SYSTEMS | REPLACN55760 | REPLACN55760 | E86010580 | 2011-02-16 | 2011-02-15 | 71030 | HEART STATION | 2011-02-16 | USD | 1340 | Active | UNIVERSITY NEW MEXICO HOSPITAL
80312 | 1085793 | GE HEALTHCARE | SEER LIGHT EXTEND | SEER LIGHT EXTEND | HOLTER MONITORING SYSTEMS | REPLACN55757 | REPLACN55757 | E85090349 | 2011-02-16 | 2011-02-15 | 71030 | HEART STATION | 2011-02-16 | USD | 1340 | Active | UNIVERSITY NEW MEXICO HOSPITAL
80268 | 1085748 | BUFFALO FILTER DIV MEDTEK DEVICES INC | PLUMESAFE WHISPER TURBO | PLUMESAFE WHISPER TU | SMOKE EVACUATION SYSTEMS/ SURGICAL |  | found | 501034 | 2017-05-01 | 2018-05-15 | 15500 | OSIS OPERATING ROOM | 2011-02-16 | USD |  | Active | UNIVERSITY NEW MEXICO HOSPITAL
80272 | 1085745 | STEREO OPTICAL | OPTEC 1000 | OPTEC 1000 | TYPOSCOPES |  | 550796 | 1101207099 | 2011-03-15 | 2011-02-15 | 30095 | OCCUPATIONAL HEALTH SVCS | 2011-02-15 | USD |  | Active | UNIVERSITY NEW MEXICO HOSPITAL
80271 | 1085744 | GE HEALTHCARE | MAC 5500 | MAC 5500 | ELECTROCARDIOGRAPHS/ MULTICHANNEL |  | 553038 | scd10441029pa | 2017-01-04 | 2018-01-15 | 30030 | CTH OUTPATIENT CLINIC | 2011-02-14 | USD |  | Active | UNIVERSITY NEW MEXICO HOSPITAL
70561 | 1085642 | AIRCLEAN SYSTEMS | AC-TE-06 | AC-TE-06 | CABINETS/ DRYING | 554668 |  | ACTE06-156 | 2011-10-25 | 2011-02-15 | 71030 | HEART STATION | 2011-02-11 | USD | 4850.01 | Active | UNIVERSITY NEW MEXICO HOSPITAL
80290 | 1085782 | EXERGEN CORP | TAT-5000 | TAT-5000 | THERMOMETERS/ ELECTRONIC/ INFRARED | 553194 |  | A216034 | 2011-02-10 | 2011-05-15 | 12310 | ADULT ONCOLOGY MED/SURG | 2011-02-10 | USD | 316 | Active | UNIVERSITY NEW MEXICO HOSPITAL
80291 | 1085783 | EXERGEN CORP | TAT-5000 | TAT-5000 | THERMOMETERS/ ELECTRONIC/ INFRARED | 554233 |  | A218274 | 2011-02-10 | 2011-05-15 | 12350 | CRC/CTC (5-E) | 2011-02-10 | USD | 316 | Active | UNIVERSITY NEW MEXICO HOSPITAL
80296 | 1085788 | EXERGEN CORP | TAT-5000 | TAT-5000 | THERMOMETERS/ ELECTRONIC/ INFRARED | 554116 |  | A226833 | 2011-02-10 | 2011-05-15 | 12220 | MED/SURG SUBACUTE (4-E) | 2011-02-10 | USD | 316 | Active | UNIVERSITY NEW MEXICO HOSPITAL
80294 | 1085786 | EXERGEN CORP | TAT-5000 | TAT-5000 | THERMOMETERS/ ELECTRONIC/ INFRARED | 554116 |  | A221701 | 2011-02-10 | 2011-05-15 | 12220 | MED/SURG SUBACUTE (4-E) | 2011-02-10 | USD | 316 | Active | UNIVERSITY NEW MEXICO HOSPITAL
80293 | 1085785 | EXERGEN CORP | TAT-5000 | TAT-5000 | THERMOMETERS/ ELECTRONIC/ INFRARED | 554116 |  | A221344 | 2011-02-10 | 2011-05-15 | 12220 | MED/SURG SUBACUTE (4-E) | 2011-02-10 | USD | 316 | Active | UNIVERSITY NEW MEXICO HOSPITAL
80439 | 1085545 | REDFIELD CORPORATION | IRC2100 | IRC2100 | LIGHTS/ INFRARED |  | 555946 | 011113 | 2011-03-16 | 2011-03-15 | 34235 | GENERAL SURGERY CLINIC | 2011-02-09 | USD | 7645 | Active | UNIVERSITY NEW MEXICO HOSPITAL
80285 | 1085777 | SORIN GROUP USA INC | ORCHESTRA PLUS | ORCHESTRA PLUS | PROGRAMMER/TESTERS/IMPLANTABLE CARDIAC PACEMAKER | found |  | BC0206124G | 2016-10-20 | 2017-10-15 | 34025 | CARDIOLOGY CLINIC | 2011-02-07 | USD |  | Active | UNIVERSITY NEW MEXICO HOSPITAL
80431 | 1085486 | SCALE-TRONIX INC | 6702 | 6702 | SCALES/ PATIENT/ WHEELCHAIR |  | 547889 | 6702-5755 | 2016-10-01 | 2017-10-15 | 34315 | CLINICAL NEUROSCIENCE CENTER | 2011-02-02 | USD | 2850 | Active | UNIVERSITY NEW MEXICO HOSPITAL
82243 | 1085566 | GE HEALTHCARE | CARESCAPE(V100) | CARESCAPE(V100) | MONITORING SYSTEMS/ PHYSIOLOGIC | 551800 | 551800 | SDT10500818SA | 2017-01-01 | 2018-01-15 | 12035 | UPC INPATIENT ADULT SERVICES | 2011-02-02 | USD | 3094.52 | Active | UNIVERSITY NEW MEXICO HOSPITAL
82067 | 1085953 | EXERGEN CORP | TAT-5000 | TAT-5000 | THERMOMETERS/ ELECTRONIC/ INFRARED | 552247 |  | A230293 | 2011-02-02 | 2011-05-15 | 12480 | CTH REHAB-ORTHO UNIT | 2011-02-02 | USD | 316 | Active | UNIVERSITY NEW MEXICO HOSPITAL
82084 | 1085569 | MAQUET INC | LUCEA 40 | LUCEA 40 | LIGHTS/ EXAMINATION |  | 530594 | AR012438 |  | 2011-03-15 | 21035 | URGENT CARE CENTER | 2011-01-20 | USD |  | Active | UNIVERSITY NEW MEXICO HOSPITAL
82083 | 1085568 | MIDMARK CORP | RITTER 244 (244-001) | RITTER 244 (244-001) | TABLES/ EXAMINATION/TREATMENT | 530594 |  | 094001316 | 2011-01-20 | 2011-01-15 | 21035 | URGENT CARE CENTER | 2011-01-20 | USD | 5663.64 | Active | UNIVERSITY NEW MEXICO HOSPITAL
82105 | 1085588 | SCALE-TRONIX INC | 5122 | 5122 | SCALES/ PATIENT/ PLATFORM/ ELECTRONIC | 525103 |  | 5122-916 | 2017-07-17 | 2018-07-15 | 21035 | URGENT CARE CENTER | 2011-01-20 | USD | 1740 | Active | UNIVERSITY NEW MEXICO HOSPITAL
82085 | 1085570 | MIDMARK CORP | RITTER 244 (244-001) | RITTER 244 (244-001) | TABLES/ EXAMINATION/TREATMENT | 530594 |  | 094001311 | 2011-01-20 | 2011-01-15 | 21035 | URGENT CARE CENTER | 2011-01-20 | USD | 5663.64 | Active | UNIVERSITY NEW MEXICO HOSPITAL
82087 | 1085572 | MIDMARK CORP | RITTER 244 (244-001) | RITTER 244 (244-001) | TABLES/ EXAMINATION/TREATMENT | 530594 |  | 094101324 | 2011-01-20 | 2011-01-15 | 21035 | URGENT CARE CENTER | 2011-01-20 | USD | 5663.64 | Active | UNIVERSITY NEW MEXICO HOSPITAL
82089 | 1085574 | MIDMARK CORP | RITTER 244 (244-001) | RITTER 244 (244-001) | TABLES/ EXAMINATION/TREATMENT | 530594 |  | 094201337 | 2011-01-20 | 2011-01-15 | 21035 | URGENT CARE CENTER | 2011-01-20 | USD | 5663.64 | Active | UNIVERSITY NEW MEXICO HOSPITAL
82091 | 1085576 | MIDMARK CORP | RITTER 244 (244-001) | RITTER 244 (244-001) | TABLES/ EXAMINATION/TREATMENT | 530594 |  | 094101323 | 2011-01-20 | 2011-01-15 | 21035 | URGENT CARE CENTER | 2011-01-20 | USD | 5663.64 | Active | UNIVERSITY NEW MEXICO HOSPITAL
82093 | 1085578 | MIDMARK CORP | RITTER 244 (244-001) | RITTER 244 (244-001) | TABLES/ EXAMINATION/TREATMENT | 530594 |  | 094001318 | 2011-01-20 | 2011-01-15 | 21035 | URGENT CARE CENTER | 2011-01-20 | USD | 5663.64 | Active | UNIVERSITY NEW MEXICO HOSPITAL
82095 | 1085580 | MIDMARK CORP | RITTER 244 (244-001) | RITTER 244 (244-001) | TABLES/ EXAMINATION/TREATMENT | 530594 |  | 094101320 | 2011-01-20 | 2011-01-15 | 21035 | URGENT CARE CENTER | 2011-01-20 | USD | 5663.64 | Active | UNIVERSITY NEW MEXICO HOSPITAL
82097 | 1085582 | MIDMARK CORP | RITTER 244 (244-001) | RITTER 244 (244-001) | TABLES/ EXAMINATION/TREATMENT | 530594 |  | 094101330 | 2011-01-20 | 2011-01-15 | 21035 | URGENT CARE CENTER | 2011-01-20 | USD | 5663.64 | Active | UNIVERSITY NEW MEXICO HOSPITAL
82115 | 1085741 | MIDMARK CORP | RITTER 244 (244-001) | RITTER 244 (244-001) | TABLES/ EXAMINATION/TREATMENT | 530594 |  | 094101331 | 2011-01-20 | 2011-01-15 | 21035 | URGENT CARE CENTER | 2011-01-20 | USD | 5663.64 | Active | UNIVERSITY NEW MEXICO HOSPITAL
80256 | 1085742 | MIDMARK CORP | RITTER 244 (244-001) | RITTER 244 (244-001) | TABLES/ EXAMINATION/TREATMENT | 530594 |  | 094101331 | 2011-01-20 | 2011-01-15 | 21035 | URGENT CARE CENTER | 2011-01-20 | USD | 5663.64 | Active | UNIVERSITY NEW MEXICO HOSPITAL
80257 | 1085743 | MIDMARK CORP | RITTER 244 (244-001) | RITTER 244 (244-001) | TABLES/ EXAMINATION/TREATMENT | 530594 |  | 094001312 | 2011-01-20 | 2011-01-15 | 21035 | URGENT CARE CENTER | 2011-01-20 | USD | 5663.64 | Active | UNIVERSITY NEW MEXICO HOSPITAL
80254 | 1085593 | MIDMARK CORP | RITTER 244 (244-001) | RITTER 244 (244-001) | TABLES/ EXAMINATION/TREATMENT | 530594 |  | 094001317 | 2011-01-20 | 2011-01-15 | 21035 | URGENT CARE CENTER | 2011-01-20 | USD | 5663.64 | Active | UNIVERSITY NEW MEXICO HOSPITAL
82107 | 1085733 | HILL-ROM INC | 767 | 767 | OPHTHALMOSCOPE/OTOSCOPES | 525103 |  | None | 2011-01-20 | 2012-01-15 | 21035 | URGENT CARE CENTER | 2011-01-20 | USD | 246 | Active | UNIVERSITY NEW MEXICO HOSPITAL
82108 | 1085734 | HILL-ROM INC | 767 | 767 | OPHTHALMOSCOPE/OTOSCOPES | 525103 |  | None | 2011-01-20 | 2012-01-15 | 21035 | URGENT CARE CENTER | 2011-01-20 | USD | 246 | Active | UNIVERSITY NEW MEXICO HOSPITAL
82109 | 1085735 | HILL-ROM INC | 767 | 767 | OPHTHALMOSCOPE/OTOSCOPES | 525103 |  | None | 2011-01-20 | 2012-01-15 | 21035 | URGENT CARE CENTER | 2011-01-20 | USD | 246 | Active | UNIVERSITY NEW MEXICO HOSPITAL
82111 | 1085737 | HILL-ROM INC | 767 | 767 | OPHTHALMOSCOPE/OTOSCOPES | 525103 |  | None | 2011-01-20 | 2012-01-15 | 21015 | ED-NORTH | 2011-01-20 | USD | 246 | Active | UNIVERSITY NEW MEXICO HOSPITAL
82110 | 1085736 | HILL-ROM INC | 767 | 767 | OPHTHALMOSCOPE/OTOSCOPES | 525103 |  | None | 2011-01-20 | 2012-01-15 | 21035 | URGENT CARE CENTER | 2011-01-20 | USD | 246 | Active | UNIVERSITY NEW MEXICO HOSPITAL
80255 | 1085732 | HILL-ROM INC | 767 | 767 | OPHTHALMOSCOPE/OTOSCOPES | 525103 |  | None | 2011-01-20 | 2012-01-15 | 21035 | URGENT CARE CENTER | 2011-01-20 | USD | 246 | Active | UNIVERSITY NEW MEXICO HOSPITAL
80252 | 1085591 | HILL-ROM INC | 767 | 767 | OPHTHALMOSCOPE/OTOSCOPES | 525103 |  | None | 2011-01-20 | 2012-01-15 | 21035 | URGENT CARE CENTER | 2011-01-20 | USD | 246 | Active | UNIVERSITY NEW MEXICO HOSPITAL
82112 | 1085738 | HILL-ROM INC | 767 | 767 | OPHTHALMOSCOPE/OTOSCOPES | 525103 |  | None | 2011-01-20 | 2012-01-15 | 21035 | URGENT CARE CENTER | 2011-01-20 | USD | 246 | Active | UNIVERSITY NEW MEXICO HOSPITAL
82113 | 1085739 | HILL-ROM INC | 767 | 767 | OPHTHALMOSCOPE/OTOSCOPES | 525103 |  | None | 2011-01-20 | 2011-01-15 | 21035 | URGENT CARE CENTER | 2011-01-20 | USD | 246 | Active | UNIVERSITY NEW MEXICO HOSPITAL
82114 | 1085740 | HILL-ROM INC | 767 | 767 | OPHTHALMOSCOPE/OTOSCOPES | 525103 |  | None | 2011-01-20 | 2012-01-15 | 21035 | URGENT CARE CENTER | 2011-01-20 | USD | 246 | Active | UNIVERSITY NEW MEXICO HOSPITAL
80251 | 1085590 | HILL-ROM INC | 767 | 767 | OPHTHALMOSCOPE/OTOSCOPES | 525103 |  | None | 2011-01-20 | 2012-01-15 | 21035 | URGENT CARE CENTER | 2011-01-20 | USD | 246 | Active | UNIVERSITY NEW MEXICO HOSPITAL
82104 | 1085594 | HILL-ROM INC | 767 | 767 | OPHTHALMOSCOPE/OTOSCOPES | 525103 |  | None | 2011-01-20 | 2012-01-15 | 21035 | URGENT CARE CENTER | 2011-01-20 | USD | 246 | Active | UNIVERSITY NEW MEXICO HOSPITAL
82106 | 1085731 | HILL-ROM INC | 767 | 767 | OPHTHALMOSCOPE/OTOSCOPES | 525103 |  | None | 2011-01-20 | 2012-01-15 | 21035 | URGENT CARE CENTER | 2011-01-20 | USD | 246 | Active | UNIVERSITY NEW MEXICO HOSPITAL
80250 | 1085589 | AMERICAN ORTHOPAEDIC | 0295-200 | 0295-200 | CAST CUTTERS | 525180 |  | 25137 | 2011-01-20 | 2011-07-15 | 21035 | URGENT CARE CENTER | 2011-01-20 | USD | 1759 | Active | UNIVERSITY NEW MEXICO HOSPITAL
82100 | 1085585 | GE HEALTHCARE | 300 V2 | 300 V2 | MONITORS/ PHYSIOLOGIC/ VITAL SIGNS | 524939 |  | AAX10100013SA | 2017-07-17 | 2018-07-15 | 21035 | URGENT CARE CENTER | 2011-01-20 | USD | 4130 | Active | UNIVERSITY NEW MEXICO HOSPITAL
82101 | 1085586 | GE HEALTHCARE | 300 V2 | 300 V2 | MONITORS/ PHYSIOLOGIC/ VITAL SIGNS | 524939 |  | AAX10170002SA | 2017-07-17 | 2018-07-15 | 21035 | URGENT CARE CENTER | 2011-01-20 | USD | 4130 | Active | UNIVERSITY NEW MEXICO HOSPITAL
82102 | 1085587 | GE HEALTHCARE | 300 V2 | 300 V2 | MONITORS/ PHYSIOLOGIC/ VITAL SIGNS | 524939 |  | AAX10170001SA | 2017-07-17 | 2018-07-15 | 21035 | URGENT CARE CENTER | 2011-01-20 | USD | 4130 | Active | UNIVERSITY NEW MEXICO HOSPITAL
82238 | 1085561 | GE HEALTHCARE | DASH 4000 | DASH 4000 | MONITORING SYSTEMS/ PHYSIOLOGIC | 548641 | 548641 | SD010470779G | 2016-09-26 | 2017-09-15 | 34355 | DOIM-OUTPATIENT TREATMENT CTR | 2011-01-18 | USD | 12469.03 | Active | UNIVERSITY NEW MEXICO HOSPITAL
82237 | 1085560 | NATUS MEDICAL INC | ALGO 5 | ALGO 5 | AUDITORY FUNCTION SCREENING DEVICES/ NEWBORN |  | 551019 | D503458 | 2016-11-30 | 2017-11-15 | 76025 | AUDIOLOGY | 2011-01-17 | USD | 20650 | Active | UNIVERSITY NEW MEXICO HOSPITAL
80207 | 1085559 | GE HEALTHCARE | MAC 5500 | MAC 5500 | ELECTROCARDIOGRAPHS/ MULTICHANNEL | 550029 | 550029 | SCD10410560PA | 2017-01-18 | 2018-01-15 | 71010 | PEDIATRIC CARDIOLOGY | 2011-01-17 | USD | 13564.22 | Active | UNIVERSITY NEW MEXICO HOSPITAL
80437 | 1085491 | GE HEALTHCARE | SEER LIGHT CONTROLLER | SEER LIGHT CONTROLLE | HOLTER MONITORING SYSTEMS | 549400 |  | F99030859 |  | 2011-01-15 | 71030 | HEART STATION | 2011-01-13 | USD |  | Active | UNIVERSITY NEW MEXICO HOSPITAL
80438 | 1085492 | CHATTANOOGA GROUP DIV ENCORE MEDICAL CORP | MOVEO XP | MOVEO XP | TABLES/ EXAMINATION/TREATMENT/ PHYSICAL THERAPY | 543070 |  | C-1-T1134 |  | 2011-01-15 | 12480 | CTH REHAB-ORTHO UNIT | 2011-01-13 | USD |  | Active | UNIVERSITY NEW MEXICO HOSPITAL
80436 | 1085490 | GE HEALTHCARE | SEER LIGHT CONTROLLER | SEER LIGHT CONTROLLE | HOLTER MONITORING SYSTEMS | 549400 |  | F99030858 |  | 2011-01-15 | 71030 | HEART STATION | 2011-01-13 | USD |  | Active | UNIVERSITY NEW MEXICO HOSPITAL
80428 | 1085484 | GE HEALTHCARE | V100 | V100 | MONITORS/ BEDSIDE/ BLOOD PRESSURE | 541659 |  | SDT10390430SA | 2017-04-18 | 2018-04-15 | 12015 | PEDIATRIC INFUSION UNIT PIU | 2011-01-13 | USD |  | Active | UNIVERSITY NEW MEXICO HOSPITAL
82181 | 1085544 | DEVIBISS HEALTH CARE DIV SUNSRISE MED | 5650D | 5650D | HUMIDIFIERS/ ULTRASONIC/ MOISTURE EXCHANGE | 551599 |  | 3D6025248 | 2012-10-10 | 2011-01-15 | 32030 | UNM LOBOCARE CLINIC | 2011-01-13 | USD |  | Active | UNIVERSITY NEW MEXICO HOSPITAL
70699 | 1085975 | OR SOLUTIONS INC | ORS- 2038D | ORS- 2038D | WARMING UNITS |  |  | 53147 | 2017-06-30 | 2018-06-15 | 15000 | OPERATING ROOM | 2011-01-13 | USD | 0 | Active | UNIVERSITY NEW MEXICO HOSPITAL
80203 | 1161694 | GE HEALTHCARE | SOLAR 8000I | SOLAR 8000I | MONITORING SYSTEMS/ PHYSIOLOGIC | 550457 |  | SE410529414GA | 2017-06-20 | 2018-06-15 | 15055 | ANESTHESIA | 2011-01-12 | USD | 8230.56 | Active | UNIVERSITY NEW MEXICO HOSPITAL
80204 | 1161692 | GE HEALTHCARE | SOLAR 8000I | SOLAR 8000I | MONITORING SYSTEMS/ PHYSIOLOGIC | 550457 |  | SE410529426GA | 2017-06-20 | 2018-06-15 | 15055 | ANESTHESIA | 2011-01-12 | USD | 8230.56 | Active | UNIVERSITY NEW MEXICO HOSPITAL
80205 | 1161693 | GE HEALTHCARE | SOLAR 8000I | SOLAR 8000I | MONITORING SYSTEMS/ PHYSIOLOGIC | 550457 |  | SE410529432GA | 2017-06-29 | 2018-06-15 | 15055 | ANESTHESIA | 2011-01-12 | USD | 8230.56 | Active | UNIVERSITY NEW MEXICO HOSPITAL
82236 | 1161691 | GE HEALTHCARE | PRN-50 | PRN-50 | MODULES/ RECORDERS | 550457 |  | RPV10514277GA |  | 2011-07-15 | 15055 | ANESTHESIA | 2011-01-12 | USD | 0 | Active | UNIVERSITY NEW MEXICO HOSPITAL
68002 | 1084883 | GE HEALTHCARE | PRN-50 | PRN-50 | MODULES/ RECORDERS | 550457 |  | RPV10514364GA |  | 2011-07-15 | 15055 | ANESTHESIA | 2011-01-12 | USD | 0 | Active | UNIVERSITY NEW MEXICO HOSPITAL
68001 | 1084882 | GE HEALTHCARE | PRN-50 | PRN-50 | MODULES/ RECORDERS | 550457 |  | RPV10514344GA |  | 2011-07-15 | 15055 | ANESTHESIA | 2011-01-12 | USD | 0 | Active | UNIVERSITY NEW MEXICO HOSPITAL
80145 | 1083368 | DRAEGER MEDICAL INC | VAPOR 2000 SEVOFLURANE | VAPOR 2000 (M35170) | ANESTHESIA UNIT VAPORIZERS | REPLACN67433 |  | ARPM-0565 | 2017-01-01 | 2018-01-15 | 15515 | OSIS ANESTHESIA | 2010-12-29 | USD |  | Active | UNIVERSITY NEW MEXICO HOSPITAL
80423 | 1085479 | ELO TOUCH SOLUTIONS | MPR II | MPR II | MONITORS/ VIDEO |  |  | ET1528L-7CWM-1-B6-G |  | 2011-01-15 | 15000 | OPERATING ROOM | 2010-12-14 | USD |  | Active | UNIVERSITY NEW MEXICO HOSPITAL
80426 | 1085482 | IMAGE STREAM MEDICAL | N-STREAM | N-STREAM | RECORDERS/ DIGITAL VERSATILE DISK |  |  | NS-30256 |  | 2011-01-15 | 15000 | OPERATING ROOM | 2010-12-14 | USD |  | Active | UNIVERSITY NEW MEXICO HOSPITAL
80424 | 1085480 | OLYMPUS AMERICA INC | EU-ME1 | 555586 | SCANNING SYSTEMS/ ULTRASONIC |  |  | 1021079 | 2017-06-09 | 2018-06-15 | 15000 | OPERATING ROOM | 2010-12-14 | USD |  | Active | UNIVERSITY NEW MEXICO HOSPITAL
80144 | 1083367 | EXERGEN CORP | TAT-5000 | TAT-5000 | THERMOMETERS/ ELECTRONIC/ INFRARED | 545523 |  | A219778 | 2010-12-13 | 2010-12-15 | 12480 | CTH REHAB-ORTHO UNIT | 2010-12-13 | USD | 316.01 | Active | UNIVERSITY NEW MEXICO HOSPITAL
80137 | 1083360 | SSCOR INC | DUET | DUET | ASPIRATORS |  |  | M18939 | 2016-12-01 | 2017-12-15 | 34230 | SURGICAL SPECIALTIES | 2010-12-03 | USD |  | Active | UNIVERSITY NEW MEXICO HOSPITAL
80133 | 1083356 | BAYER CORP | CLINITEK STATUS | CLINITEK STATUS | ANALYZERS/ POINT-OF-CARE/ URINE | 541641 |  | 002611 | 2012-04-07 | 2012-04-15 | 34125 | WOMEN'S FACULTY & MIDWIFE CLIN | 2010-12-02 | USD | 1298 | Active | UNIVERSITY NEW MEXICO HOSPITAL
80134 | 1083357 | BAYER CORP | CLINITEK STATUS | CLINITEK STATUS | ANALYZERS/ POINT-OF-CARE/ URINE | 542449 |  | 001722 | 2012-04-07 | 2012-04-15 | 34250 | UROLOGY | 2010-12-02 | USD | 1298 | Active | UNIVERSITY NEW MEXICO HOSPITAL
80135 | 1083358 | BAYER CORP | CLINITEK STATUS | CLINITEK STATUS | ANALYZERS/ POINT-OF-CARE/ URINE | 542744 |  | 003035 | 2012-04-07 | 2012-04-15 | 30030 | CTH OUTPATIENT CLINIC | 2010-12-02 | USD | 1298 | Active | UNIVERSITY NEW MEXICO HOSPITAL
80132 | 1083355 | BAYER CORP | CLINITEK STATUS | CLINITEK STATUS | ANALYZERS/ POINT-OF-CARE/ URINE | 542744 |  | 003037 | 2012-04-07 | 2012-04-15 | 30030 | CTH OUTPATIENT CLINIC | 2010-12-02 | USD | 1298 | Active | UNIVERSITY NEW MEXICO HOSPITAL
80136 | 1083359 | BAYER CORP | CLINITEK STATUS | CLINITEK STATUS | ANALYZERS/ POINT-OF-CARE/ URINE | 541640 |  | 002639 | 2012-04-07 | 2012-04-15 | 12430 | GENERAL PEDIATRICS UNIT | 2010-12-02 | USD | 1298 | Active | UNIVERSITY NEW MEXICO HOSPITAL
80141 | 1083364 | BAYER CORP | CLINITEK STATUS | CLINITEK STATUS | ANALYZERS/ POINT-OF-CARE/ URINE | 541637 |  | 002637 | 2012-04-07 | 2012-04-15 | 12455 | NEWBORN ICU | 2010-12-02 | USD | 1298 | Active | UNIVERSITY NEW MEXICO HOSPITAL
80131 | 1083354 | BAYER CORP | CLINITEK STATUS | CLINITEK STATUS | ANALYZERS/ POINT-OF-CARE/ URINE | found |  | 002627 | 2012-04-07 | 2012-04-15 | 32005 | YCHC GENERAL | 2010-12-02 | USD | 1298 | Active | UNIVERSITY NEW MEXICO HOSPITAL
80130 | 1083353 | BAYER CORP | CLINITEK STATUS | CLINITEK STATUS | ANALYZERS/ POINT-OF-CARE/ URINE | found |  | 002604 | 2012-04-07 | 2012-04-15 | 32005 | YCHC GENERAL | 2010-12-02 | USD | 1298 | Active | UNIVERSITY NEW MEXICO HOSPITAL
82049 | 1084493 | HEINE USA LTD | MPACK | MPACK | LIGHT SOURCES | 544661 | 544661 | 1080000340 | 2016-12-27 | 2017-12-15 | 34610 | OPHTHALMOLOGY ON SITE CLINIC | 2010-11-23 | USD | 598 | Active | UNIVERSITY NEW MEXICO HOSPITAL
70995 | 1084494 | HEINE USA LTD | MPACK | MPACK | LIGHT SOURCES | 544661 | 544661 | 1080000228 | 2016-12-27 | 2017-12-15 | 34610 | OPHTHALMOLOGY ON SITE CLINIC | 2010-11-23 | USD | 598 | Active | UNIVERSITY NEW MEXICO HOSPITAL
91204 | 1258891 | SIEMENS ULTRASOUND INC | DALE 800B | DALE 800B | TESTERS/ LEAKAGE CURRENT |  |  | 2989011 | 2015-10-23 | 2016-10-15 | 71030 | HEART STATION | 2010-11-16 | USD |  | Active | UNIVERSITY NEW MEXICO HOSPITAL
82190 | 1085443 | MIDMARK CORP | 604 (604-002) | 604 (604-002) | TABLES/ EXAMINATION/TREATMENT | 536535 |  | v938737 | 2010-11-10 | 2011-10-15 | 32045 | SOUTHWEST MESA CLINIC | 2010-11-10 | USD | 1397 | Active | UNIVERSITY NEW MEXICO HOSPITAL
82183 | 1085442 | MIDMARK CORP | 604 (604-002) | 604 (604-002) | TABLES/ EXAMINATION/TREATMENT |  |  | V939198 | 2010-11-10 | 2011-10-15 | 32045 | SOUTHWEST MESA CLINIC | 2010-11-10 | USD |  | Active | UNIVERSITY NEW MEXICO HOSPITAL
76206 | 1163716 | B BRAUN MEDICAL INC | SPACE STATION WIRELESS | 8713142U | RACKS/ MODULE | 110231 |  | 07235 | 2016-03-07 | 2018-03-15 | 95700 | CLINICAL ENGINEERING | 2010-11-09 | USD | 2286.63 | Active | UNIVERSITY NEW MEXICO HOSPITAL
76419 | 1163909 | B BRAUN MEDICAL INC | SPACE STATION WIRELESS | 8713142U | RACKS/ MODULE | 110231 |  | 07082 | 2016-03-03 | 2018-03-15 | 95700 | CLINICAL ENGINEERING | 2010-11-09 | USD | 2286.63 | Active | UNIVERSITY NEW MEXICO HOSPITAL
76186 | 1163696 | B BRAUN MEDICAL INC | SPACE STATION WIRELESS | 8713142U | RACKS/ MODULE | 110231 |  | 07247 | 2016-03-04 | 2018-03-15 | 95700 | CLINICAL ENGINEERING | 2010-11-09 | USD | 2286.63 | Active | UNIVERSITY NEW MEXICO HOSPITAL
76262 | 1163763 | B BRAUN MEDICAL INC | SPACE STATION WIRELESS | 8713142U | RACKS/ MODULE | 110231 |  | 07091 | 2014-03-05 | 2016-03-15 | 95700 | CLINICAL ENGINEERING | 2010-11-09 | USD | 2286.63 | Active | UNIVERSITY NEW MEXICO HOSPITAL
101228 | 1163604 | B BRAUN MEDICAL INC | SPACE STATION WIRELESS | 8713142U | RACKS/ MODULE | 110231 |  | 07229 | 2016-03-03 | 2018-03-15 | 95700 | CLINICAL ENGINEERING | 2010-11-09 | USD | 2286.63 | Active | UNIVERSITY NEW MEXICO HOSPITAL
76269 | 1163770 | B BRAUN MEDICAL INC | SPACE STATION WIRELESS | 8713142U | RACKS/ MODULE | 110231 |  | 07290 | 2016-03-01 | 2018-03-15 | 95700 | CLINICAL ENGINEERING | 2010-11-09 | USD | 2286.63 | Active | UNIVERSITY NEW MEXICO HOSPITAL
76139 | 1163634 | B BRAUN MEDICAL INC | SPACE STATION WIRELESS | 8713142U | RACKS/ MODULE | 110231 |  | 07046 | 2016-03-31 | 2018-03-15 | 95700 | CLINICAL ENGINEERING | 2010-11-09 | USD | 2286.63 | Active | UNIVERSITY NEW MEXICO HOSPITAL
76294 | 1163795 | B BRAUN MEDICAL INC | SPACE STATION WIRELESS | 8713142U | RACKS/ MODULE | 110231 |  | 07131 | 2016-03-08 | 2018-03-15 | 95700 | CLINICAL ENGINEERING | 2010-11-09 | USD | 2286.63 | Active | UNIVERSITY NEW MEXICO HOSPITAL
76034 | 1163525 | B BRAUN MEDICAL INC | SPACE STATION WIRELESS | 8713142U | RACKS/ MODULE | 110231 |  | 07079 | 2016-03-02 | 2018-03-15 | 95700 | CLINICAL ENGINEERING | 2010-11-09 | USD | 2286.63 | Active | UNIVERSITY NEW MEXICO HOSPITAL
76173 | 1163676 | B BRAUN MEDICAL INC | SPACE STATION WIRELESS | 8713142U | RACKS/ MODULE | 110231 |  | 07035 | 2016-03-01 | 2018-03-15 | 95700 | CLINICAL ENGINEERING | 2010-11-09 | USD | 2286.63 | Active | UNIVERSITY NEW MEXICO HOSPITAL
76347 | 1163862 | B BRAUN MEDICAL INC | SPACE STATION WIRELESS | 8713142U | RACKS/ MODULE | 110231 |  | 07042 | 2016-03-07 | 2018-03-15 | 95700 | CLINICAL ENGINEERING | 2010-11-09 | USD | 2286.63 | Active | UNIVERSITY NEW MEXICO HOSPITAL
76169 | 1163670 | B BRAUN MEDICAL INC | SPACE STATION WIRELESS | 8713142U | RACKS/ MODULE | 110231 |  | 07109 | 2016-03-07 | 2018-03-15 | 95700 | CLINICAL ENGINEERING | 2010-11-09 | USD | 2286.63 | Active | UNIVERSITY NEW MEXICO HOSPITAL
76078 | 1163585 | B BRAUN MEDICAL INC | SPACE STATION WIRELESS | 8713142U | RACKS/ MODULE | 110231 |  | 07242 | 2016-03-07 | 2018-03-15 | 95700 | CLINICAL ENGINEERING | 2010-11-09 | USD | 2286.63 | Active | UNIVERSITY NEW MEXICO HOSPITAL
76420 | 1163908 | B BRAUN MEDICAL INC | SPACE STATION WIRELESS | 8713142U | RACKS/ MODULE | 110231 |  | 07038 | 2016-03-30 | 2018-03-15 | 95700 | CLINICAL ENGINEERING | 2010-11-09 | USD | 2286.63 | Active | UNIVERSITY NEW MEXICO HOSPITAL
76251 | 1163751 | B BRAUN MEDICAL INC | SPACE STATION WIRELESS | 8713142U | RACKS/ MODULE | 110231 |  | 07130 | 2016-03-08 | 2018-03-15 | 95700 | CLINICAL ENGINEERING | 2010-11-09 | USD | 2286.63 | Active | UNIVERSITY NEW MEXICO HOSPITAL
76182 | 1163686 | B BRAUN MEDICAL INC | SPACE STATION WIRELESS | 8713142U | RACKS/ MODULE | 110231 |  | 07249 | 2016-03-10 | 2018-03-15 | 95700 | CLINICAL ENGINEERING | 2010-11-09 | USD | 2286.63 | Active | UNIVERSITY NEW MEXICO HOSPITAL
76246 | 1163998 | B BRAUN MEDICAL INC | SPACE STATION WIRELESS | 8713142U | RACKS/ MODULE | 110231 |  | 07093 | 2016-03-01 | 2018-03-15 | 95700 | CLINICAL ENGINEERING | 2010-11-09 | USD | 2286.63 | Active | UNIVERSITY NEW MEXICO HOSPITAL
76240 | 1163992 | B BRAUN MEDICAL INC | SPACE STATION WIRELESS | 8713142U | RACKS/ MODULE | 110231 | 110231 | 31247 | 2016-03-02 | 2018-03-15 | 95700 | CLINICAL ENGINEERING | 2010-11-09 | USD | 2286.63 | Active | UNIVERSITY NEW MEXICO HOSPITAL
76030 | 1163523 | B BRAUN MEDICAL INC | SPACE STATION WIRELESS | 8713142U | RACKS/ MODULE | 110231 | 110231 | 07098 | 2016-03-04 | 2018-03-15 | 95700 | CLINICAL ENGINEERING | 2010-11-09 | USD | 2286.63 | Active | UNIVERSITY NEW MEXICO HOSPITAL
76424 | 1163912 | B BRAUN MEDICAL INC | SPACE STATION WIRELESS | 8713142U | RACKS/ MODULE | 110231 |  | 7043 | 2016-03-01 | 2018-03-15 | 95700 | CLINICAL ENGINEERING | 2010-11-09 | USD | 2286.63 | Active | UNIVERSITY NEW MEXICO HOSPITAL
76408 | 1163897 | B BRAUN MEDICAL INC | SPACE STATION WIRELESS | 8713142U | RACKS/ MODULE | 110231 |  | 07062 | 2016-03-11 | 2018-03-15 | 95700 | CLINICAL ENGINEERING | 2010-11-09 | USD | 2286.63 | Active | UNIVERSITY NEW MEXICO HOSPITAL
76024 | 1163519 | B BRAUN MEDICAL INC | SPACE STATION WIRELESS | 8713142U | RACKS/ MODULE | 110231 |  | 07044 | 2016-03-04 | 2018-03-15 | 95700 | CLINICAL ENGINEERING | 2010-11-09 | USD | 2286.63 | Active | UNIVERSITY NEW MEXICO HOSPITAL
76359 | 1163849 | B BRAUN MEDICAL INC | SPACE STATION WIRELESS | 8713142U | RACKS/ MODULE | 110231 | 110231 | 7057 | 2016-03-09 | 2018-03-15 | 95700 | CLINICAL ENGINEERING | 2010-11-09 | USD | 2286.63 | Active | UNIVERSITY NEW MEXICO HOSPITAL
76400 | 1163894 | B BRAUN MEDICAL INC | SPACE STATION WIRELESS | 8713142U | RACKS/ MODULE | 110231 | 110231 | 7122 | 2016-03-03 | 2018-03-15 | 95700 | CLINICAL ENGINEERING | 2010-11-09 | USD | 2286.63 | Active | UNIVERSITY NEW MEXICO HOSPITAL
76290 | 1163791 | B BRAUN MEDICAL INC | SPACE STATION WIRELESS | 8713142U | RACKS/ MODULE | 110231 | 110231 | 7094 | 2016-03-01 | 2018-03-15 | 95700 | CLINICAL ENGINEERING | 2010-11-09 | USD | 2286.63 | Active | UNIVERSITY NEW MEXICO HOSPITAL
76425 | 1163913 | B BRAUN MEDICAL INC | SPACE STATION WIRELESS | 8713142U | RACKS/ MODULE | 110231 | 110231 | 7080 | 2016-03-03 | 2018-03-15 | 95700 | CLINICAL ENGINEERING | 2010-11-09 | USD | 2286.63 | Active | UNIVERSITY NEW MEXICO HOSPITAL
76063 | 1163568 | B BRAUN MEDICAL INC | SPACE STATION WIRELESS | 8713142U | RACKS/ MODULE | 110231 | 110231 | 7251 | 2016-03-02 | 2018-03-15 | 95700 | CLINICAL ENGINEERING | 2010-11-09 | USD | 2286.63 | Active | UNIVERSITY NEW MEXICO HOSPITAL
76386 | 1163987 | B BRAUN MEDICAL INC | SPACE STATION WIRELESS | 8713142U | RACKS/ MODULE | 110231 | 110231 | 7075 | 2014-03-06 | 2016-03-15 | 95700 | CLINICAL ENGINEERING | 2010-11-09 | USD | 2286.63 | Active | UNIVERSITY NEW MEXICO HOSPITAL
76385 | 1163986 | B BRAUN MEDICAL INC | SPACE STATION WIRELESS | 8713142U | RACKS/ MODULE | 110231 | 110231 | 7119 | 2016-03-30 | 2018-03-15 | 95700 | CLINICAL ENGINEERING | 2010-11-09 | USD | 2286.63 | Active | UNIVERSITY NEW MEXICO HOSPITAL
76280 | 1163781 | B BRAUN MEDICAL INC | SPACE STATION WIRELESS | 8713142U | RACKS/ MODULE | 110231 | 110231 | 7089 | 2016-03-07 | 2018-03-15 | 95700 | CLINICAL ENGINEERING | 2010-11-09 | USD | 2286.63 | Active | UNIVERSITY NEW MEXICO HOSPITAL
76273 | 1163774 | B BRAUN MEDICAL INC | SPACE STATION WIRELESS | 8713142U | RACKS/ MODULE | 110231 | 110231 | 7103 | 2016-03-04 | 2018-03-15 | 95700 | CLINICAL ENGINEERING | 2010-11-09 | USD | 2286.63 | Active | UNIVERSITY NEW MEXICO HOSPITAL
76010 | 1163691 | B BRAUN MEDICAL INC | SPACE STATION WIRELESS | 8713142U | RACKS/ MODULE | 110231 | 110231 | 7265 | 2016-03-16 | 2018-03-15 | 95700 | CLINICAL ENGINEERING | 2010-11-09 | USD | 2286.63 | Active | UNIVERSITY NEW MEXICO HOSPITAL
76350 | 1163857 | B BRAUN MEDICAL INC | SPACE STATION WIRELESS | 8713142U | RACKS/ MODULE | 110231 | 110231 | 7074 | 2016-03-15 | 2018-03-15 | 95700 | CLINICAL ENGINEERING | 2010-11-09 | USD | 2286.63 | Active | UNIVERSITY NEW MEXICO HOSPITAL
76299 | 1163800 | B BRAUN MEDICAL INC | SPACE STATION WIRELESS | 8713142U | RACKS/ MODULE | 110231 | 110231 | 7096 | 2016-03-01 | 2018-03-15 | 95700 | CLINICAL ENGINEERING | 2010-11-09 | USD | 2286.63 | Active | UNIVERSITY NEW MEXICO HOSPITAL
76298 | 1163799 | B BRAUN MEDICAL INC | SPACE STATION WIRELESS | 8713142U | RACKS/ MODULE | 110231 | 110231 | 7092 | 2016-03-30 | 2018-03-15 | 95700 | CLINICAL ENGINEERING | 2010-11-09 | USD | 2286.63 | Reactivated | UNIVERSITY NEW MEXICO HOSPITAL
76204 | 1163714 | B BRAUN MEDICAL INC | SPACE STATION WIRELESS | 8713142U | RACKS/ MODULE | 110231 | 110231 | 7246 | 2016-03-07 | 2018-03-15 | 95700 | CLINICAL ENGINEERING | 2010-11-09 | USD | 2286.63 | Active | UNIVERSITY NEW MEXICO HOSPITAL
76200 | 1163710 | B BRAUN MEDICAL INC | SPACE STATION WIRELESS | 8713142U | RACKS/ MODULE | 110231 | 110231 | 7261 | 2016-03-29 | 2018-03-15 | 95700 | CLINICAL ENGINEERING | 2010-11-09 | USD | 2286.63 | Active | UNIVERSITY NEW MEXICO HOSPITAL
76194 | 1163704 | B BRAUN MEDICAL INC | SPACE STATION WIRELESS | 8713142U | RACKS/ MODULE | 110231 | 110231 | 7332 | 2016-03-15 | 2018-03-15 | 95700 | CLINICAL ENGINEERING | 2010-11-09 | USD | 2286.63 | Active | UNIVERSITY NEW MEXICO HOSPITAL
76192 | 1163702 | B BRAUN MEDICAL INC | SPACE STATION WIRELESS | 8713142U | RACKS/ MODULE | 110231 | 110231 | 7270 | 2016-03-30 | 2018-03-15 | 95700 | CLINICAL ENGINEERING | 2010-11-09 | USD | 2286.63 | Active | UNIVERSITY NEW MEXICO HOSPITAL
76177 | 1163678 | B BRAUN MEDICAL INC | SPACE STATION WIRELESS | 8713142U | RACKS/ MODULE | 110231 | 110231 | 7045 | 2016-03-02 | 2018-03-15 | 95700 | CLINICAL ENGINEERING | 2010-11-09 | USD | 2286.63 | Active | UNIVERSITY NEW MEXICO HOSPITAL
76141 | 1163648 | B BRAUN MEDICAL INC | SPACE STATION WIRELESS | 8713142U | RACKS/ MODULE | 110231 | 110231 | 7040 | 2016-03-03 | 2018-03-15 | 95700 | CLINICAL ENGINEERING | 2010-11-09 | USD | 2286.63 | Active | UNIVERSITY NEW MEXICO HOSPITAL
76116 | 1163610 | B BRAUN MEDICAL INC | SPACE STATION WIRELESS | 8713142U | RACKS/ MODULE | 110231 | 110231 | 7276 | 2016-03-10 | 2018-03-15 | 95700 | CLINICAL ENGINEERING | 2010-11-09 | USD | 2286.63 | Active | UNIVERSITY NEW MEXICO HOSPITAL
76111 | 1163616 | B BRAUN MEDICAL INC | SPACE STATION WIRELESS | 8713142U | RACKS/ MODULE | 110231 | 110231 | 7115 | 2016-03-01 | 2018-03-15 | 95700 | CLINICAL ENGINEERING | 2010-11-09 | USD | 2286.63 | Active | UNIVERSITY NEW MEXICO HOSPITAL
76059 | 1163558 | B BRAUN MEDICAL INC | SPACE STATION WIRELESS | 8713142U | RACKS/ MODULE | 110231 | 110231 | 7298 | 2016-03-09 | 2018-03-15 | 95700 | CLINICAL ENGINEERING | 2010-11-09 | USD | 2286.63 | Active | UNIVERSITY NEW MEXICO HOSPITAL
76055 | 1163562 | B BRAUN MEDICAL INC | SPACE STATION WIRELESS | 8713142U | RACKS/ MODULE | 110231 | 110231 | 7060 | 2016-03-04 | 2018-03-15 | 95700 | CLINICAL ENGINEERING | 2010-11-09 | USD | 2286.63 | Active | UNIVERSITY NEW MEXICO HOSPITAL
76040 | 1163542 | B BRAUN MEDICAL INC | SPACE STATION WIRELESS | 8713142U | RACKS/ MODULE | 110231 | 110231 | 7073 | 2016-03-04 | 2018-03-15 | 95700 | CLINICAL ENGINEERING | 2010-11-09 | USD | 2286.63 | Active | UNIVERSITY NEW MEXICO HOSPITAL
76283 | 1163784 | B BRAUN MEDICAL INC | SPACE STATION WIRELESS | 8713142U | RACKS/ MODULE | 110231 | 110231 | 7088 | 2016-03-02 | 2018-03-15 | 95700 | CLINICAL ENGINEERING | 2010-11-09 | USD | 2286.63 | Active | UNIVERSITY NEW MEXICO HOSPITAL
76384 | 1163983 | B BRAUN MEDICAL INC | SPACE STATION WIRELESS | 8713142U | RACKS/ MODULE | 110231 | 110231 | 7118 | 2016-03-10 | 2018-03-15 | 95700 | CLINICAL ENGINEERING | 2010-11-09 | USD | 2286.63 | Active | UNIVERSITY NEW MEXICO HOSPITAL
76276 | 1163777 | B BRAUN MEDICAL INC | SPACE STATION WIRELESS | 8713142U | RACKS/ MODULE | 110231 | 110231 | 7132 | 2016-03-07 | 2018-03-15 | 95700 | CLINICAL ENGINEERING | 2010-11-09 | USD | 2286.63 | Active | UNIVERSITY NEW MEXICO HOSPITAL
76022 | 1163517 | B BRAUN MEDICAL INC | SPACE STATION WIRELESS | 8713142U | RACKS/ MODULE | 110231 | 110231 | 7116 | 2016-03-01 | 2018-03-15 | 95700 | CLINICAL ENGINEERING | 2010-11-09 | USD | 2286.63 | Active | UNIVERSITY NEW MEXICO HOSPITAL
76327 | 1163828 | B BRAUN MEDICAL INC | SPACE STATION WIRELESS | 8713142U | RACKS/ MODULE | 110231 | 110231 | 7126 | 2016-03-07 | 2018-03-15 | 95700 | CLINICAL ENGINEERING | 2010-11-09 | USD | 2286.63 | Active | UNIVERSITY NEW MEXICO HOSPITAL
76160 | 1163660 | B BRAUN MEDICAL INC | SPACE STATION WIRELESS | 8713142U | RACKS/ MODULE | 110231 | 110231 | 7125 | 2016-03-04 | 2018-03-15 | 95700 | CLINICAL ENGINEERING | 2010-11-09 | USD | 2286.63 | Active | UNIVERSITY NEW MEXICO HOSPITAL
76339 | 1163837 | B BRAUN MEDICAL INC | SPACE STATION WIRELESS | 8713142U | RACKS/ MODULE | 110231 |  | 7068 | 2014-03-05 | 2016-03-15 | 95700 | CLINICAL ENGINEERING | 2010-11-09 | USD | 2286.63 | Active | UNIVERSITY NEW MEXICO HOSPITAL
76391 | 1163920 | B BRAUN MEDICAL INC | SPACE STATION WIRELESS | 8713142U | RACKS/ MODULE | 110231 |  | 7058 | 2016-03-07 | 2018-03-15 | 95700 | CLINICAL ENGINEERING | 2010-11-09 | USD | 2286.63 | Active | UNIVERSITY NEW MEXICO HOSPITAL
76415 | 1163906 | B BRAUN MEDICAL INC | SPACE STATION WIRELESS | 8713142U | RACKS/ MODULE | 110231 |  | 7081 | 2016-03-01 | 2018-03-15 | 95700 | CLINICAL ENGINEERING | 2010-11-09 | USD | 2286.63 | Active | UNIVERSITY NEW MEXICO HOSPITAL
76392 | 1163921 | B BRAUN MEDICAL INC | SPACE STATION WIRELESS | 8713142U | RACKS/ MODULE | 110231 |  | 7052 | 2016-03-04 | 2018-03-15 | 95700 | CLINICAL ENGINEERING | 2010-11-09 | USD | 2286.63 | Active | UNIVERSITY NEW MEXICO HOSPITAL
76393 | 1163981 | B BRAUN MEDICAL INC | SPACE STATION WIRELESS | 8713142U | RACKS/ MODULE | 110231 |  | 7059 | 2014-03-07 | 2016-03-15 | 95700 | CLINICAL ENGINEERING | 2010-11-09 | USD | 2286.63 | Active | UNIVERSITY NEW MEXICO HOSPITAL
76351 | 1163858 | B BRAUN MEDICAL INC | SPACE STATION WIRELESS | 8713142U | RACKS/ MODULE | 110231 |  | 7114 | 2016-03-04 | 2018-03-15 | 95700 | CLINICAL ENGINEERING | 2010-11-09 | USD | 2286.63 | Active | UNIVERSITY NEW MEXICO HOSPITAL
76413 | 1163901 | B BRAUN MEDICAL INC | SPACE STATION WIRELESS | 8713142U | RACKS/ MODULE | 110231 |  | 07065 | 2016-03-31 | 2018-03-15 | 95700 | CLINICAL ENGINEERING | 2010-11-09 | USD | 2286.63 | Active | UNIVERSITY NEW MEXICO HOSPITAL
76321 | 1163822 | B BRAUN MEDICAL INC | SPACE STATION WIRELESS | 8713142U | RACKS/ MODULE | 110231 |  | 7051 | 2016-03-31 | 2018-03-15 | 95700 | CLINICAL ENGINEERING | 2010-11-09 | USD | 2286.63 | Reactivated | UNIVERSITY NEW MEXICO HOSPITAL
76414 | 1163904 | B BRAUN MEDICAL INC | SPACE STATION WIRELESS | 8713142U | RACKS/ MODULE | 110231 |  | 7056 | 2016-03-01 | 2018-03-15 | 95700 | CLINICAL ENGINEERING | 2010-11-09 | USD | 2286.63 | Active | UNIVERSITY NEW MEXICO HOSPITAL
76354 | 1163855 | B BRAUN MEDICAL INC | SPACE STATION WIRELESS | 8713142U | RACKS/ MODULE | 110231 |  | 7083 | 2016-03-08 | 2018-03-15 | 95700 | CLINICAL ENGINEERING | 2010-11-09 | USD | 2286.63 | Active | UNIVERSITY NEW MEXICO HOSPITAL
76319 | 1163820 | B BRAUN MEDICAL INC | SPACE STATION WIRELESS | 8713142U | RACKS/ MODULE | 110231 |  | 7060 | 2016-03-01 | 2018-03-15 | 95700 | CLINICAL ENGINEERING | 2010-11-09 | USD | 2286.63 | Active | UNIVERSITY NEW MEXICO HOSPITAL
76352 | 1163853 | B BRAUN MEDICAL INC | SPACE STATION WIRELESS | 8713142U | RACKS/ MODULE | 110231 |  | 7085 | 2016-03-08 | 2018-03-15 | 95700 | CLINICAL ENGINEERING | 2010-11-09 | USD | 2286.63 | Active | UNIVERSITY NEW MEXICO HOSPITAL
76379 | 1163865 | B BRAUN MEDICAL INC | SPACE STATION WIRELESS | 8713142U | RACKS/ MODULE | 110231 |  | 7095 | 2016-03-02 | 2018-03-15 | 95700 | CLINICAL ENGINEERING | 2010-11-09 | USD | 2286.63 | Active | UNIVERSITY NEW MEXICO HOSPITAL
76422 | 1163915 | B BRAUN MEDICAL INC | SPACE STATION WIRELESS | 8713142U | RACKS/ MODULE | 110231 |  | 7121 | 2016-03-09 | 2018-03-15 | 95700 | CLINICAL ENGINEERING | 2010-11-09 | USD | 2286.63 | Active | UNIVERSITY NEW MEXICO HOSPITAL
76006 | 1163687 | B BRAUN MEDICAL INC | SPACE STATION WIRELESS | 8713142U | RACKS/ MODULE | 110231 |  | 7333 | 2016-03-01 | 2018-03-15 | 95700 | CLINICAL ENGINEERING | 2010-11-09 | USD | 2286.63 | Active | UNIVERSITY NEW MEXICO HOSPITAL
76406 | 1163890 | B BRAUN MEDICAL INC | SPACE STATION WIRELESS | 8713142U | RACKS/ MODULE | 110231 |  | 7113 | 2016-03-08 | 2018-03-15 | 95700 | CLINICAL ENGINEERING | 2010-11-09 | USD | 2286.63 | Active | UNIVERSITY NEW MEXICO HOSPITAL
76211 | 1163721 | B BRAUN MEDICAL INC | SPACE STATION WIRELESS | 8713142U | RACKS/ MODULE | 110231 |  | 31350 | 2016-03-02 | 2018-03-15 | 95700 | CLINICAL ENGINEERING | 2010-11-09 | USD | 2286.63 | Active | UNIVERSITY NEW MEXICO HOSPITAL
76086 | 1163593 | B BRAUN MEDICAL INC | SPACE STATION WIRELESS | 8713142U | RACKS/ MODULE | 110231 |  | 7277 | 2016-03-10 | 2018-03-15 | 95700 | CLINICAL ENGINEERING | 2010-11-09 | USD | 2286.63 | Active | UNIVERSITY NEW MEXICO HOSPITAL
76083 | 1163581 | B BRAUN MEDICAL INC | SPACE STATION WIRELESS | 8713142U | RACKS/ MODULE | 110231 |  | 31204 | 2016-03-03 | 2018-03-15 | 95700 | CLINICAL ENGINEERING | 2010-11-09 | USD | 2286.63 | Active | UNIVERSITY NEW MEXICO HOSPITAL
76256 | 1163757 | B BRAUN MEDICAL INC | SPACE STATION WIRELESS | 8713142U | RACKS/ MODULE | 110231 |  | 31144 | 2016-03-30 | 2018-03-15 | 95700 | CLINICAL ENGINEERING | 2010-11-09 | USD | 2286.63 | Active | UNIVERSITY NEW MEXICO HOSPITAL
76079 | 1163586 | B BRAUN MEDICAL INC | SPACE STATION WIRELESS | 8713142U | RACKS/ MODULE | 110231 |  | 31207 | 2016-03-04 | 2018-03-15 | 95700 | CLINICAL ENGINEERING | 2010-11-09 | USD | 2286.63 | Active | UNIVERSITY NEW MEXICO HOSPITAL
76084 | 1163582 | B BRAUN MEDICAL INC | SPACE STATION WIRELESS | 8713142U | RACKS/ MODULE | 110231 |  | 31210 | 2016-04-08 | 2018-03-15 | 95700 | CLINICAL ENGINEERING | 2010-11-09 | USD | 2286.63 | Active | UNIVERSITY NEW MEXICO HOSPITAL
76335 | 1163845 | B BRAUN MEDICAL INC | SPACE STATION WIRELESS | 8713142U | RACKS/ MODULE | 110231 |  | 7289 | 2016-03-03 | 2018-03-15 | 95700 | CLINICAL ENGINEERING | 2010-11-09 | USD | 2286.63 | Active | UNIVERSITY NEW MEXICO HOSPITAL
76337 | 1163847 | B BRAUN MEDICAL INC | SPACE STATION WIRELESS | 8713142U | RACKS/ MODULE | 110231 |  | 31375 | 2016-03-08 | 2018-03-15 | 95700 | CLINICAL ENGINEERING | 2010-11-09 | USD | 2286.63 | Active | UNIVERSITY NEW MEXICO HOSPITAL
76314 | 1163815 | B BRAUN MEDICAL INC | SPACE STATION WIRELESS | 8713142U | RACKS/ MODULE | 110231 |  | 31355 | 2016-03-11 | 2018-03-15 | 95700 | CLINICAL ENGINEERING | 2010-11-09 | USD | 2286.63 | Active | UNIVERSITY NEW MEXICO HOSPITAL
76085 | 1163583 | B BRAUN MEDICAL INC | SPACE STATION WIRELESS | 8713142U | RACKS/ MODULE | 110231 |  | 31202 | 2014-03-11 | 2016-03-15 | 95700 | CLINICAL ENGINEERING | 2010-11-09 | USD | 2286.63 | Active | UNIVERSITY NEW MEXICO HOSPITAL
76135 | 1163640 | B BRAUN MEDICAL INC | SPACE STATION WIRELESS | 8713142U | RACKS/ MODULE | 110231 |  | 31211 | 2016-03-09 | 2018-03-15 | 95700 | CLINICAL ENGINEERING | 2010-11-09 | USD | 2286.63 | Active | UNIVERSITY NEW MEXICO HOSPITAL
76187 | 1163697 | B BRAUN MEDICAL INC | SPACE STATION WIRELESS | 8713142U | RACKS/ MODULE | 110231 |  | 31163 | 2016-03-01 | 2018-03-15 | 95700 | CLINICAL ENGINEERING | 2010-11-09 | USD | 2286.63 | Active | UNIVERSITY NEW MEXICO HOSPITAL
76109 | 1163607 | B BRAUN MEDICAL INC | SPACE STATION WIRELESS | 8713142U | RACKS/ MODULE | 110231 |  | 31313 | 2016-03-01 | 2018-03-15 | 95700 | CLINICAL ENGINEERING | 2010-11-09 | USD | 2286.63 | Active | UNIVERSITY NEW MEXICO HOSPITAL
76377 | 1163878 | B BRAUN MEDICAL INC | SPACE STATION WIRELESS | 8713142U | RACKS/ MODULE | 110231 |  | 17846 | 2014-03-31 | 2016-03-15 | 95700 | CLINICAL ENGINEERING | 2010-11-09 | USD | 2286.63 | Active | UNIVERSITY NEW MEXICO HOSPITAL
76250 | 1163752 | B BRAUN MEDICAL INC | SPACE STATION WIRELESS | 8713142U | RACKS/ MODULE | 110231 |  | 31379 | 2016-04-08 | 2018-03-15 | 95700 | CLINICAL ENGINEERING | 2010-11-09 | USD | 2286.63 | Active | UNIVERSITY NEW MEXICO HOSPITAL
76164 | 1163663 | B BRAUN MEDICAL INC | SPACE STATION WIRELESS | 8713142U | RACKS/ MODULE | 110231 |  | 31283 | 2016-03-07 | 2018-03-15 | 95700 | CLINICAL ENGINEERING | 2010-11-09 | USD | 2286.63 | Active | UNIVERSITY NEW MEXICO HOSPITAL
76214 | 1163724 | B BRAUN MEDICAL INC | SPACE STATION WIRELESS | 8713142U | RACKS/ MODULE | 110231 |  | 31368 | 2016-03-11 | 2018-03-15 | 95700 | CLINICAL ENGINEERING | 2010-11-09 | USD | 2286.63 | Active | UNIVERSITY NEW MEXICO HOSPITAL
76095 | 1163602 | B BRAUN MEDICAL INC | SPACE STATION WIRELESS | 8713142U | RACKS/ MODULE | 110231 |  | 31331 | 2016-03-03 | 2018-03-15 | 95700 | CLINICAL ENGINEERING | 2010-11-09 | USD | 2286.63 | Active | UNIVERSITY NEW MEXICO HOSPITAL
76220 | 1163730 | B BRAUN MEDICAL INC | SPACE STATION WIRELESS | 8713142U | RACKS/ MODULE | 110231 |  | 31186 | 2016-03-10 | 2018-03-15 | 95700 | CLINICAL ENGINEERING | 2010-11-09 | USD | 2286.63 | Active | UNIVERSITY NEW MEXICO HOSPITAL
76091 | 1163590 | B BRAUN MEDICAL INC | SPACE STATION WIRELESS | 8713142U | RACKS/ MODULE | 110231 |  | 31330 | 2016-03-03 | 2018-03-15 | 95700 | CLINICAL ENGINEERING | 2010-11-09 | USD | 2286.63 | Active | UNIVERSITY NEW MEXICO HOSPITAL
76258 | 1163759 | B BRAUN MEDICAL INC | SPACE STATION WIRELESS | 8713142U | RACKS/ MODULE | 110231 |  | 31136 | 2016-03-07 | 2018-03-15 | 95700 | CLINICAL ENGINEERING | 2010-11-09 | USD | 2286.63 | Active | UNIVERSITY NEW MEXICO HOSPITAL
76080 | 1163587 | B BRAUN MEDICAL INC | SPACE STATION WIRELESS | 8713142U | RACKS/ MODULE | 110231 |  | 18046 | 2016-03-07 | 2018-03-15 | 95700 | CLINICAL ENGINEERING | 2010-11-09 | USD | 2286.63 | Active | UNIVERSITY NEW MEXICO HOSPITAL
76332 | 1163842 | B BRAUN MEDICAL INC | SPACE STATION WIRELESS | 8713142U | RACKS/ MODULE | 110231 |  | 7105 | 2016-03-10 | 2018-03-15 | 95700 | CLINICAL ENGINEERING | 2010-11-09 | USD | 2286.63 | Active | UNIVERSITY NEW MEXICO HOSPITAL
76074 | 1163572 | B BRAUN MEDICAL INC | SPACE STATION WIRELESS | 8713142U | RACKS/ MODULE | 110231 |  | 7305 | 2016-03-02 | 2018-03-15 | 95700 | CLINICAL ENGINEERING | 2010-11-09 | USD | 2286.63 | Active | UNIVERSITY NEW MEXICO HOSPITAL
76048 | 1163548 | B BRAUN MEDICAL INC | SPACE STATION WIRELESS | 8713142U | RACKS/ MODULE | 110231 |  | 7106 | 2016-03-04 | 2018-03-15 | 95700 | CLINICAL ENGINEERING | 2010-11-09 | USD | 2286.63 | Active | UNIVERSITY NEW MEXICO HOSPITAL
76328 | 1163829 | B BRAUN MEDICAL INC | SPACE STATION WIRELESS | 8713142U | RACKS/ MODULE | 110231 |  | 7330 | 2016-03-02 | 2018-03-15 | 95700 | CLINICAL ENGINEERING | 2010-11-09 | USD | 2286.63 | Active | UNIVERSITY NEW MEXICO HOSPITAL
76376 | 1163876 | B BRAUN MEDICAL INC | SPACE STATION WIRELESS | 8713142U | RACKS/ MODULE | 110231 |  | 7097 | 2016-03-01 | 2018-03-15 | 95700 | CLINICAL ENGINEERING | 2010-11-09 | USD | 2286.63 | Active | UNIVERSITY NEW MEXICO HOSPITAL
76218 | 1163728 | B BRAUN MEDICAL INC | SPACE STATION WIRELESS | 8713142U | RACKS/ MODULE | 110231 |  | 7279 | 2016-03-03 | 2018-03-15 | 95700 | CLINICAL ENGINEERING | 2010-11-09 | USD | 2286.63 | Active | UNIVERSITY NEW MEXICO HOSPITAL
76001 | 1163507 | B BRAUN MEDICAL INC | SPACE STATION WIRELESS | 8713142U | RACKS/ MODULE | 110231 |  | 7078 | 2016-03-04 | 2018-03-15 | 95700 | CLINICAL ENGINEERING | 2010-11-09 | USD | 2286.63 | Active | UNIVERSITY NEW MEXICO HOSPITAL
76016 | 1163511 | B BRAUN MEDICAL INC | SPACE STATION WIRELESS | 8713142U | RACKS/ MODULE | 110231 |  | 7053 | 2016-03-01 | 2018-03-15 | 95700 | CLINICAL ENGINEERING | 2010-11-09 | USD | 2286.63 | Active | UNIVERSITY NEW MEXICO HOSPITAL
79646 | 1213791 | B BRAUN MEDICAL INC | SPACE STATION WIRELESS | 8713142U | RACKS/ MODULE | 110231 |  | 7271 | 2016-03-08 | 2018-03-15 | 95700 | CLINICAL ENGINEERING | 2010-11-09 | USD | 2286.63 | Active | UNIVERSITY NEW MEXICO HOSPITAL
76361 | 1163887 | B BRAUN MEDICAL INC | SPACE STATION WIRELESS | 8713142U | RACKS/ MODULE | 110231 |  | 7104 | 2014-03-06 | 2016-03-15 | 95700 | CLINICAL ENGINEERING | 2010-11-09 | USD | 2286.63 | Active | UNIVERSITY NEW MEXICO HOSPITAL
76306 | 1163807 | B BRAUN MEDICAL INC | SPACE STATION WIRELESS | 8713142U | RACKS/ MODULE | 110231 |  | 7099 | 2016-03-09 | 2018-03-15 | 95700 | CLINICAL ENGINEERING | 2010-11-09 | USD | 2286.63 | Active | UNIVERSITY NEW MEXICO HOSPITAL
76216 | 1163726 | B BRAUN MEDICAL INC | SPACE STATION WIRELESS | 8713142U | RACKS/ MODULE | 110231 |  | 7275 | 2016-03-09 | 2018-03-15 | 95700 | CLINICAL ENGINEERING | 2010-11-09 | USD | 2286.63 | Active | UNIVERSITY NEW MEXICO HOSPITAL
76342 | 1163833 | B BRAUN MEDICAL INC | SPACE STATION WIRELESS | 8713142U | RACKS/ MODULE | 110231 |  | 7070 | 2016-03-11 | 2018-03-15 | 95700 | CLINICAL ENGINEERING | 2010-11-09 | USD | 2286.63 | Active | UNIVERSITY NEW MEXICO HOSPITAL
76259 | 1163760 | B BRAUN MEDICAL INC | SPACE STATION WIRELESS | 8713142U | RACKS/ MODULE | 110231 |  | 7100 | 2016-03-29 | 2018-03-15 | 95700 | CLINICAL ENGINEERING | 2010-11-09 | USD | 2286.63 | Active | UNIVERSITY NEW MEXICO HOSPITAL
76284 | 1163785 | B BRAUN MEDICAL INC | SPACE STATION WIRELESS | 8713142U | RACKS/ MODULE | 110231 |  | 7329 | 2014-03-06 | 2016-03-15 | 95700 | CLINICAL ENGINEERING | 2010-11-09 | USD | 2286.63 | Active | UNIVERSITY NEW MEXICO HOSPITAL
76032 | 1163540 | B BRAUN MEDICAL INC | SPACE STATION WIRELESS | 8713142U | RACKS/ MODULE | 110231 |  | 7076 | 2016-03-16 | 2018-03-15 | 95700 | CLINICAL ENGINEERING | 2010-11-09 | USD | 2286.63 | Active | UNIVERSITY NEW MEXICO HOSPITAL
76051 | 1163552 | B BRAUN MEDICAL INC | SPACE STATION WIRELESS | 8713142U | RACKS/ MODULE | 110231 |  | 7049 | 2016-03-03 | 2018-03-15 | 95700 | CLINICAL ENGINEERING | 2010-11-09 | USD | 2286.63 | Active | UNIVERSITY NEW MEXICO HOSPITAL
76174 | 1163677 | B BRAUN MEDICAL INC | SPACE STATION WIRELESS | 8713142U | RACKS/ MODULE | 110231 |  | 31328 | 2016-03-16 | 2018-03-15 | 95700 | CLINICAL ENGINEERING | 2010-11-09 | USD | 2286.63 | Active | UNIVERSITY NEW MEXICO HOSPITAL
76490 | 1163503 | B BRAUN MEDICAL INC | SPACE STATION WIRELESS | 8713142U | RACKS/ MODULE | 110231 |  | 7273 | 2016-03-09 | 2018-03-15 | 95700 | CLINICAL ENGINEERING | 2010-11-09 | USD | 2100 | Active | UNIVERSITY NEW MEXICO HOSPITAL
76485 | 1163500 | B BRAUN MEDICAL INC | SPACE STATION WIRELESS | 8713142U | RACKS/ MODULE | 110231 |  | 7269 | 2016-03-02 | 2018-03-15 | 95700 | CLINICAL ENGINEERING | 2010-11-09 | USD | 2100 | Active | UNIVERSITY NEW MEXICO HOSPITAL
76360 | 1163850 | B BRAUN MEDICAL INC | SPACE STATION WIRELESS | 8713142U | RACKS/ MODULE | 110231 |  | 7089 | 2016-03-16 | 2018-03-15 | 95700 | CLINICAL ENGINEERING | 2010-11-09 | USD | 2100 | Active | UNIVERSITY NEW MEXICO HOSPITAL
76343 | 1163835 | B BRAUN MEDICAL INC | SPACE STATION WIRELESS | 8713142U | RACKS/ MODULE | 110231 |  | 7069 | 2016-03-14 | 2018-03-15 | 95700 | CLINICAL ENGINEERING | 2010-11-09 | USD | 2100 | Reactivated | UNIVERSITY NEW MEXICO HOSPITAL
76340 | 1163838 | B BRAUN MEDICAL INC | SPACE STATION WIRELESS | 8713142U | RACKS/ MODULE | 110231 |  | 7067 | 2016-03-30 | 2018-03-15 | 95700 | CLINICAL ENGINEERING | 2010-11-09 | USD | 2100 | Active | UNIVERSITY NEW MEXICO HOSPITAL
76213 | 1163722 | B BRAUN MEDICAL INC | SPACE STATION WIRELESS | 8713142U | RACKS/ MODULE | 110231 |  | 7280 | 2016-03-04 | 2018-03-15 | 95700 | CLINICAL ENGINEERING | 2010-11-09 | USD | 2100 | Active | UNIVERSITY NEW MEXICO HOSPITAL
76198 | 1163708 | B BRAUN MEDICAL INC | SPACE STATION WIRELESS | 8713142U | RACKS/ MODULE | 110231 |  | 7278 | 2016-03-10 | 2018-03-15 | 95700 | CLINICAL ENGINEERING | 2010-11-09 | USD | 2100 | Active | UNIVERSITY NEW MEXICO HOSPITAL
76153 | 1163650 | B BRAUN MEDICAL INC | SPACE STATION WIRELESS | 8713142U | RACKS/ MODULE | 110231 |  | 7111 | 2016-03-04 | 2018-03-15 | 95700 | CLINICAL ENGINEERING | 2010-11-09 | USD | 2100 | Active | UNIVERSITY NEW MEXICO HOSPITAL
76150 | 1163656 | B BRAUN MEDICAL INC | SPACE STATION WIRELESS | 8713142U | RACKS/ MODULE | 110231 |  | 7041 | 2016-03-07 | 2018-03-15 | 95700 | CLINICAL ENGINEERING | 2010-11-09 | USD | 2100 | Active | UNIVERSITY NEW MEXICO HOSPITAL
76129 | 1163628 | B BRAUN MEDICAL INC | SPACE STATION WIRELESS | 8713142U | RACKS/ MODULE | 110231 |  | 7054 | 2016-03-07 | 2018-03-15 | 95700 | CLINICAL ENGINEERING | 2010-11-09 | USD | 2100 | Active | UNIVERSITY NEW MEXICO HOSPITAL
76313 | 1163814 | B BRAUN MEDICAL INC | SPACE STATION WIRELESS | 8713142U | RACKS/ MODULE | 110231 |  | 7331 | 2016-03-11 | 2018-03-15 | 95700 | CLINICAL ENGINEERING | 2010-11-09 | USD | 2100 | Active | UNIVERSITY NEW MEXICO HOSPITAL
76125 | 1163682 | B BRAUN MEDICAL INC | SPACE STATION WIRELESS | 8713142U | RACKS/ MODULE | 110231 |  | 7047 | 2016-03-04 | 2018-03-15 | 95700 | CLINICAL ENGINEERING | 2010-11-09 | USD | 2100 | Active | UNIVERSITY NEW MEXICO HOSPITAL
76045 | 1163546 | B BRAUN MEDICAL INC | SPACE STATION WIRELESS | 8713142U | RACKS/ MODULE | 110231 |  | 7039 | 2016-03-16 | 2018-03-15 | 95700 | CLINICAL ENGINEERING | 2010-11-09 | USD | 2100 | Active | UNIVERSITY NEW MEXICO HOSPITAL
76097 | 1163596 | B BRAUN MEDICAL INC | SPACE STATION COVER | 8713145U | INFUSION PUMPS/ GENERAL-PURPOSE | 110231 |  | 18036 | 2016-03-08 | 2018-03-15 | 95700 | CLINICAL ENGINEERING | 2010-11-09 | USD | 400 | Active | UNIVERSITY NEW MEXICO HOSPITAL
76395 | 1163922 | B BRAUN MEDICAL INC | SPACE STATION COVER | 8713145U | INFUSION PUMPS/ GENERAL-PURPOSE | 110231 |  | 17885 | 2016-03-07 | 2018-03-15 | 95700 | CLINICAL ENGINEERING | 2010-11-09 | USD | 2286.63 | Active | UNIVERSITY NEW MEXICO HOSPITAL
76245 | 1163997 | B BRAUN MEDICAL INC | SPACE STATION COVER | 8713145U | INFUSION PUMPS/ GENERAL-PURPOSE | 110231 |  | 17902 | 2016-03-08 | 2018-03-15 | 95700 | CLINICAL ENGINEERING | 2010-11-09 | USD | 2286.63 | Active | UNIVERSITY NEW MEXICO HOSPITAL
82335 | 1096626 | B BRAUN MEDICAL INC | SPACE STATION COVER | 8713145U | INFUSION PUMPS/ GENERAL-PURPOSE | 110231 |  | 23425 | 2016-03-07 | 2018-03-15 | 95700 | CLINICAL ENGINEERING | 2010-11-09 | USD | 2286.63 | Active | UNIVERSITY NEW MEXICO HOSPITAL
82355 | 1096627 | B BRAUN MEDICAL INC | SPACE STATION COVER | 8713145U | INFUSION PUMPS/ GENERAL-PURPOSE | 110231 |  | 23391 | 2016-03-07 | 2018-03-15 | 95700 | CLINICAL ENGINEERING | 2010-11-09 | USD | 2286.63 | Active | UNIVERSITY NEW MEXICO HOSPITAL
82356 | 1096628 | B BRAUN MEDICAL INC | SPACE STATION COVER | 8713145U | INFUSION PUMPS/ GENERAL-PURPOSE | 110231 |  | 23392 | 2016-03-04 | 2018-03-15 | 95700 | CLINICAL ENGINEERING | 2010-11-09 | USD | 2286.63 | Active | UNIVERSITY NEW MEXICO HOSPITAL
76138 | 1163637 | B BRAUN MEDICAL INC | SPACE STATION COVER | 8713145U | INFUSION PUMPS/ GENERAL-PURPOSE | 110231 |  | 18039 | 2016-03-17 | 2018-03-15 | 95700 | CLINICAL ENGINEERING | 2010-11-09 | USD | 2286.63 | Active | UNIVERSITY NEW MEXICO HOSPITAL
76102 | 1163613 | B BRAUN MEDICAL INC | SPACE STATION COVER | 8713145U | INFUSION PUMPS/ GENERAL-PURPOSE | 110231 | 110231 | 18063 | 2016-01-03 | 2018-03-15 | 95700 | CLINICAL ENGINEERING | 2010-11-09 | USD | 650 | Active | UNIVERSITY NEW MEXICO HOSPITAL
76486 | 1163501 | B BRAUN MEDICAL INC | SPACE STATION COVER | 8713145U | INFUSION PUMPS/ GENERAL-PURPOSE | 110231 | 110231 | 18083 | 2016-03-03 | 2018-03-15 | 95700 | CLINICAL ENGINEERING | 2010-11-09 | USD | 400 | Active | UNIVERSITY NEW MEXICO HOSPITAL
76348 | 1163859 | B BRAUN MEDICAL INC | SPACE STATION COVER | 8713145U | INFUSION PUMPS/ GENERAL-PURPOSE | 110231 | 110231 | 17887 | 2016-03-01 | 2018-03-15 | 95700 | CLINICAL ENGINEERING | 2010-11-09 | USD | 400 | Reactivated | UNIVERSITY NEW MEXICO HOSPITAL
76297 | 1163798 | B BRAUN MEDICAL INC | SPACE STATION COVER | 8713145U | INFUSION PUMPS/ GENERAL-PURPOSE | 110231 | 110231 | 17906 | 2016-03-03 | 2018-03-15 | 95700 | CLINICAL ENGINEERING | 2010-11-09 | USD | 400 | Active | UNIVERSITY NEW MEXICO HOSPITAL
76296 | 1163797 | B BRAUN MEDICAL INC | SPACE STATION COVER | 8713145U | INFUSION PUMPS/ GENERAL-PURPOSE | 110231 | 110231 | 17936 | 2016-03-30 | 2018-03-15 | 95700 | CLINICAL ENGINEERING | 2010-11-09 | USD | 400 | Reactivated | UNIVERSITY NEW MEXICO HOSPITAL
76234 | 1163744 | B BRAUN MEDICAL INC | SPACE STATION COVER | 8713145U | INFUSION PUMPS/ GENERAL-PURPOSE | 110231 | 110231 | 17940 | 2014-03-06 | 2016-03-15 | 95700 | CLINICAL ENGINEERING | 2010-11-09 | USD | 400 | Active | UNIVERSITY NEW MEXICO HOSPITAL
76231 | 1163741 | B BRAUN MEDICAL INC | SPACE STATION COVER | 8713145U | INFUSION PUMPS/ GENERAL-PURPOSE | 110231 | 110231 | 17926 | 2016-03-28 | 2018-03-15 | 95700 | CLINICAL ENGINEERING | 2010-11-09 | USD | 400 | Active | UNIVERSITY NEW MEXICO HOSPITAL
76223 | 1163732 | B BRAUN MEDICAL INC | SPACE STATION COVER | 8713145U | INFUSION PUMPS/ GENERAL-PURPOSE | 110231 | 110231 | 17943 | 2016-03-10 | 2018-03-15 | 95700 | CLINICAL ENGINEERING | 2010-11-09 | USD | 400 | Active | UNIVERSITY NEW MEXICO HOSPITAL
76145 | 1163646 | B BRAUN MEDICAL INC | SPACE STATION COVER | 8713145U | INFUSION PUMPS/ GENERAL-PURPOSE | 110231 | 110231 | 17891 | 2016-03-08 | 2018-03-15 | 95700 | CLINICAL ENGINEERING | 2010-11-09 | USD | 400 | Active | UNIVERSITY NEW MEXICO HOSPITAL
76144 | 1163647 | B BRAUN MEDICAL INC | SPACE STATION COVER | 8713145U | INFUSION PUMPS/ GENERAL-PURPOSE | 110231 | 110231 | 18033 | 2016-03-30 | 2018-03-15 | 95700 | CLINICAL ENGINEERING | 2010-11-09 | USD | 400 | Active | UNIVERSITY NEW MEXICO HOSPITAL
76115 | 1163614 | B BRAUN MEDICAL INC | SPACE STATION COVER | 8713145U | INFUSION PUMPS/ GENERAL-PURPOSE | 110231 | 110231 | 18028 | 2016-03-17 | 2018-03-15 | 95700 | CLINICAL ENGINEERING | 2010-11-09 | USD | 400 | Active | UNIVERSITY NEW MEXICO HOSPITAL
76057 | 1163557 | B BRAUN MEDICAL INC | SPACE STATION COVER | 8713145U | INFUSION PUMPS/ GENERAL-PURPOSE | 110231 | 110231 | 18080 | 2016-03-08 | 2018-03-15 | 95700 | CLINICAL ENGINEERING | 2010-11-09 | USD | 400 | Active | UNIVERSITY NEW MEXICO HOSPITAL
76058 | 1163556 | B BRAUN MEDICAL INC | SPACE STATION COVER | 8713145U | INFUSION PUMPS/ GENERAL-PURPOSE | 110231 | 110231 | 18023 | 2016-03-03 | 2018-03-15 | 95700 | CLINICAL ENGINEERING | 2010-11-09 | USD | 400 | Active | UNIVERSITY NEW MEXICO HOSPITAL
76002 | 1163539 | B BRAUN MEDICAL INC | SPACE STATION COVER | 8713145U | INFUSION PUMPS/ GENERAL-PURPOSE | 110231 | 110231 | 18040 | 2016-03-01 | 2018-03-15 | 95700 | CLINICAL ENGINEERING | 2010-11-09 | USD | 400 | Active | UNIVERSITY NEW MEXICO HOSPITAL
76344 | 1163834 | B BRAUN MEDICAL INC | SPACE STATION COVER | 8713145U | INFUSION PUMPS/ GENERAL-PURPOSE | 110231 | 110231 | 17882 | 2016-03-01 | 2018-03-15 | 95700 | CLINICAL ENGINEERING | 2010-11-09 | USD | 2286.63 | Active | UNIVERSITY NEW MEXICO HOSPITAL
76358 | 1163852 | B BRAUN MEDICAL INC | SPACE STATION COVER | 8713145U | INFUSION PUMPS/ GENERAL-PURPOSE | 110231 | 110231 | 17911 | 2016-03-17 | 2018-03-15 | 95700 | CLINICAL ENGINEERING | 2010-11-09 | USD | 2286.63 | Active | UNIVERSITY NEW MEXICO HOSPITAL
76402 | 1163893 | B BRAUN MEDICAL INC | SPACE STATION COVER | 8713145U | INFUSION PUMPS/ GENERAL-PURPOSE | 110231 | 110231 | 17837 | 2016-03-30 | 2018-03-15 | 95700 | CLINICAL ENGINEERING | 2010-11-09 | USD | 2286.63 | Reactivated | UNIVERSITY NEW MEXICO HOSPITAL
76232 | 1163743 | B BRAUN MEDICAL INC | SPACE STATION COVER | 8713145U | INFUSION PUMPS/ GENERAL-PURPOSE | 110231 | 110231 | 17892 | 2016-03-03 | 2018-03-15 | 95700 | CLINICAL ENGINEERING | 2010-11-09 | USD | 2286.63 | Active | UNIVERSITY NEW MEXICO HOSPITAL
76110 | 1163615 | B BRAUN MEDICAL INC | SPACE STATION COVER | 8713145U | INFUSION PUMPS/ GENERAL-PURPOSE | 110231 | 110231 | 17925 | 2016-03-04 | 2018-03-15 | 95700 | CLINICAL ENGINEERING | 2010-11-09 | USD | 2286.63 | Active | UNIVERSITY NEW MEXICO HOSPITAL
76012 | 1163533 | B BRAUN MEDICAL INC | SPACE STATION COVER | 8713145U | INFUSION PUMPS/ GENERAL-PURPOSE | 110231 | 110231 | 1794217901 | 2016-03-31 | 2018-03-15 | 95700 | CLINICAL ENGINEERING | 2010-11-09 | USD | 2286.63 | Active | UNIVERSITY NEW MEXICO HOSPITAL
76066 | 1163564 | B BRAUN MEDICAL INC | SPACE STATION COVER | 8713145U | INFUSION PUMPS/ GENERAL-PURPOSE | 110231 | 110231 | 17871 | 2016-03-04 | 2018-03-15 | 95700 | CLINICAL ENGINEERING | 2010-11-09 | USD | 2286.63 | Active | UNIVERSITY NEW MEXICO HOSPITAL
76426 | 1163914 | B BRAUN MEDICAL INC | SPACE STATION COVER | 8713145U | INFUSION PUMPS/ GENERAL-PURPOSE | 110231 | 110231 | 17921 | 2016-03-01 | 2018-03-15 | 95700 | CLINICAL ENGINEERING | 2010-11-09 | USD | 2286.63 | Active | UNIVERSITY NEW MEXICO HOSPITAL
76237 | 1163747 | B BRAUN MEDICAL INC | SPACE STATION COVER | 8713145U | INFUSION PUMPS/ GENERAL-PURPOSE | 110231 | 110231 | 17920 | 2016-03-01 | 2018-03-15 | 95700 | CLINICAL ENGINEERING | 2010-11-09 | USD | 2286.63 | Active | UNIVERSITY NEW MEXICO HOSPITAL
76325 | 1163826 | B BRAUN MEDICAL INC | SPACE STATION COVER | 8713145U | INFUSION PUMPS/ GENERAL-PURPOSE | 110231 | 110231 | 17827 | 2016-03-01 | 2018-03-15 | 95700 | CLINICAL ENGINEERING | 2010-11-09 | USD | 2286.63 | Reactivated | UNIVERSITY NEW MEXICO HOSPITAL
76230 | 1163740 | B BRAUN MEDICAL INC | SPACE STATION COVER | 8713145U | INFUSION PUMPS/ GENERAL-PURPOSE | 110231 | 110231 | 17942 | 2016-03-10 | 2018-03-15 | 95700 | CLINICAL ENGINEERING | 2010-11-09 | USD | 2286.63 | Active | UNIVERSITY NEW MEXICO HOSPITAL
76355 | 1163854 | B BRAUN MEDICAL INC | SPACE STATION COVER | 8713145U | INFUSION PUMPS/ GENERAL-PURPOSE | 110231 |  | 17852 | 2016-03-08 | 2018-03-15 | 95700 | CLINICAL ENGINEERING | 2010-11-09 | USD | 2286.63 | Active | UNIVERSITY NEW MEXICO HOSPITAL
76356 | 1163856 | B BRAUN MEDICAL INC | SPACE STATION COVER | 8713145U | INFUSION PUMPS/ GENERAL-PURPOSE | 110231 |  | 17873 | 2017-03-16 | 2018-03-15 | 95700 | CLINICAL ENGINEERING | 2010-11-09 | USD | 2286.63 | Active | UNIVERSITY NEW MEXICO HOSPITAL
76429 | 1163918 | B BRAUN MEDICAL INC | SPACE STATION COVER | 8713145U | INFUSION PUMPS/ GENERAL-PURPOSE | 110231 |  | 17842 | 2016-03-09 | 2018-03-15 | 95700 | CLINICAL ENGINEERING | 2010-11-09 | USD | 2286.63 | Active | UNIVERSITY NEW MEXICO HOSPITAL
76418 | 1163907 | B BRAUN MEDICAL INC | SPACE STATION COVER | 8713145U | INFUSION PUMPS/ GENERAL-PURPOSE | 110231 |  | 17839 | 2016-03-11 | 2018-03-15 | 95700 | CLINICAL ENGINEERING | 2010-11-09 | USD | 2286.63 | Active | UNIVERSITY NEW MEXICO HOSPITAL
76317 | 1163818 | B BRAUN MEDICAL INC | SPACE STATION COVER | 8713145U | INFUSION PUMPS/ GENERAL-PURPOSE | 110231 |  | 17884 | 2016-03-04 | 2018-03-15 | 95700 | CLINICAL ENGINEERING | 2010-11-09 | USD | 2286.63 | Reactivated | UNIVERSITY NEW MEXICO HOSPITAL
76127 | 1163630 | B BRAUN MEDICAL INC | SPACE STATION COVER | 8713145U | INFUSION PUMPS/ GENERAL-PURPOSE | 110231 |  | 18061 | 2016-03-07 | 2018-03-15 | 95700 | CLINICAL ENGINEERING | 2010-11-09 | USD | 2286.63 | Active | UNIVERSITY NEW MEXICO HOSPITAL
76072 | 1163578 | B BRAUN MEDICAL INC | SPACE STATION COVER | 8713145U | INFUSION PUMPS/ GENERAL-PURPOSE | 110231 |  | 18042 | 2016-03-03 | 2018-03-15 | 95700 | CLINICAL ENGINEERING | 2010-11-09 | USD | 2286.63 | Active | UNIVERSITY NEW MEXICO HOSPITAL
76398 | 1163924 | B BRAUN MEDICAL INC | SPACE STATION COVER | 8713145U | INFUSION PUMPS/ GENERAL-PURPOSE | 110231 |  | 17895 | 2016-04-07 | 2018-03-15 | 95700 | CLINICAL ENGINEERING | 2010-11-09 | USD | 2286.63 | Active | UNIVERSITY NEW MEXICO HOSPITAL
76357 | 1163851 | B BRAUN MEDICAL INC | SPACE STATION COVER | 8713145U | INFUSION PUMPS/ GENERAL-PURPOSE | 110231 |  | 17848 | 2016-03-01 | 2018-03-15 | 95700 | CLINICAL ENGINEERING | 2010-11-09 | USD | 2286.63 | Reactivated | UNIVERSITY NEW MEXICO HOSPITAL
76349 | 1163860 | B BRAUN MEDICAL INC | SPACE STATION COVER | 8713145U | INFUSION PUMPS/ GENERAL-PURPOSE | 110231 |  | 17904 | 2016-03-03 | 2018-03-15 | 95700 | CLINICAL ENGINEERING | 2010-11-09 | USD | 2286.63 | Active | UNIVERSITY NEW MEXICO HOSPITAL
76492 | 1163529 | B BRAUN MEDICAL INC | SPACE STATION COVER | 8713145U | INFUSION PUMPS/ GENERAL-PURPOSE | 110231 |  | 18088 | 2016-03-09 | 2018-03-15 | 95700 | CLINICAL ENGINEERING | 2010-11-09 | USD | 2286.63 | Active | UNIVERSITY NEW MEXICO HOSPITAL
76253 | 1163754 | B BRAUN MEDICAL INC | SPACE STATION COVER | 8713145U | INFUSION PUMPS/ GENERAL-PURPOSE | 110231 |  | 17927 | 2016-03-03 | 2018-03-15 | 95700 | CLINICAL ENGINEERING | 2010-11-09 | USD | 2286.63 | Active | UNIVERSITY NEW MEXICO HOSPITAL
76318 | 1163819 | B BRAUN MEDICAL INC | SPACE STATION COVER | 8713145U | INFUSION PUMPS/ GENERAL-PURPOSE | 110231 |  | 17858 | 2016-03-04 | 2018-03-15 | 95700 | CLINICAL ENGINEERING | 2010-11-09 | USD | 2286.63 | Active | UNIVERSITY NEW MEXICO HOSPITAL
76243 | 1163995 | B BRAUN MEDICAL INC | SPACE STATION COVER | 8713145U | INFUSION PUMPS/ GENERAL-PURPOSE | 110231 |  | 17924 | 2016-03-02 | 2018-03-15 | 95700 | CLINICAL ENGINEERING | 2010-11-09 | USD | 2286.63 | Active | UNIVERSITY NEW MEXICO HOSPITAL
76362 | 1163886 | B BRAUN MEDICAL INC | SPACE STATION COVER | 8713145U | INFUSION PUMPS/ GENERAL-PURPOSE | 110231 |  | 17831 | 2016-04-07 | 2018-03-15 | 95700 | CLINICAL ENGINEERING | 2010-11-09 | USD | 2286.63 | Active | UNIVERSITY NEW MEXICO HOSPITAL
76303 | 1163804 | B BRAUN MEDICAL INC | SPACE STATION COVER | 8713145U | INFUSION PUMPS/ GENERAL-PURPOSE | 110231 |  | 17894 | 2016-03-09 | 2018-03-15 | 95700 | CLINICAL ENGINEERING | 2010-11-09 | USD | 2286.63 | Active | UNIVERSITY NEW MEXICO HOSPITAL
76274 | 1163775 | B BRAUN MEDICAL INC | SPACE STATION COVER | 8713145U | INFUSION PUMPS/ GENERAL-PURPOSE | 110231 |  | 17916 | 2016-03-02 | 2018-03-15 | 95700 | CLINICAL ENGINEERING | 2010-11-09 | USD | 2286.63 | Reactivated | UNIVERSITY NEW MEXICO HOSPITAL
76289 | 1163790 | B BRAUN MEDICAL INC | SPACE STATION COVER | 8713145U | INFUSION PUMPS/ GENERAL-PURPOSE | 110231 |  | 17930 | 2016-03-01 | 2018-03-15 | 95700 | CLINICAL ENGINEERING | 2010-11-09 | USD | 2286.63 | Active | UNIVERSITY NEW MEXICO HOSPITAL
76159 | 1163664 | B BRAUN MEDICAL INC | SPACE STATION COVER | 8713145U | INFUSION PUMPS/ GENERAL-PURPOSE | 110231 |  | 18056 | 2016-03-11 | 2018-03-15 | 95700 | CLINICAL ENGINEERING | 2010-11-09 | USD | 2286.63 | Active | UNIVERSITY NEW MEXICO HOSPITAL
76236 | 1163746 | B BRAUN MEDICAL INC | SPACE STATION COVER | 8713145U | INFUSION PUMPS/ GENERAL-PURPOSE | 110231 |  | 17933 | 2016-03-09 | 2018-03-15 | 95700 | CLINICAL ENGINEERING | 2010-11-09 | USD | 2286.63 | Active | UNIVERSITY NEW MEXICO HOSPITAL
76304 | 1163805 | B BRAUN MEDICAL INC | SPACE STATION COVER | 8713145U | INFUSION PUMPS/ GENERAL-PURPOSE | 110231 |  | 17855 | 2016-03-03 | 2018-03-15 | 95700 | CLINICAL ENGINEERING | 2010-11-09 | USD | 2286.63 | Active | UNIVERSITY NEW MEXICO HOSPITAL
76326 | 1163827 | B BRAUN MEDICAL INC | SPACE STATION COVER | 8713145U | INFUSION PUMPS/ GENERAL-PURPOSE | 110231 |  | 17847 | 2016-03-01 | 2018-03-15 | 95700 | CLINICAL ENGINEERING | 2010-11-09 | USD | 2286.63 | Active | UNIVERSITY NEW MEXICO HOSPITAL
76378 | 1163877 | B BRAUN MEDICAL INC | SPACE STATION COVER | 8713145U | INFUSION PUMPS/ GENERAL-PURPOSE | 110231 |  | 17914 | 2016-03-08 | 2018-03-15 | 95700 | CLINICAL ENGINEERING | 2010-11-09 | USD | 2286.63 | Active | UNIVERSITY NEW MEXICO HOSPITAL
76235 | 1163745 | B BRAUN MEDICAL INC | SPACE STATION COVER | 8713145U | INFUSION PUMPS/ GENERAL-PURPOSE | 110231 |  | 17908 | 2016-03-04 | 2018-03-15 | 95700 | CLINICAL ENGINEERING | 2010-11-09 | USD | 2286.63 | Active | UNIVERSITY NEW MEXICO HOSPITAL
76374 | 1163874 | B BRAUN MEDICAL INC | SPACE STATION COVER | 8713145U | INFUSION PUMPS/ GENERAL-PURPOSE | 110231 |  | 17867 | 2014-03-06 | 2016-03-15 | 95700 | CLINICAL ENGINEERING | 2010-11-09 | USD | 2286.63 | Active | UNIVERSITY NEW MEXICO HOSPITAL
76333 | 1163843 | B BRAUN MEDICAL INC | SPACE STATION COVER | 8713145U | INFUSION PUMPS/ GENERAL-PURPOSE | 110231 |  | 17893 | 2016-03-10 | 2018-03-15 | 95700 | CLINICAL ENGINEERING | 2010-11-09 | USD | 2286.63 | Active | UNIVERSITY NEW MEXICO HOSPITAL
76281 | 1163782 | B BRAUN MEDICAL INC | SPACE STATION COVER | 8713145U | INFUSION PUMPS/ GENERAL-PURPOSE | 110231 |  | 17896 | 2016-04-08 | 2018-03-15 | 95700 | CLINICAL ENGINEERING | 2010-11-09 | USD | 2286.63 | Active | UNIVERSITY NEW MEXICO HOSPITAL
76035 | 1163537 | B BRAUN MEDICAL INC | SPACE STATION COVER | 8713145U | INFUSION PUMPS/ GENERAL-PURPOSE | 110231 |  | 17910 | 2016-03-02 | 2018-03-15 | 95700 | CLINICAL ENGINEERING | 2010-11-09 | USD | 2286.63 | Active | UNIVERSITY NEW MEXICO HOSPITAL
76311 | 1163812 | B BRAUN MEDICAL INC | SPACE STATION COVER | 8713145U | INFUSION PUMPS/ GENERAL-PURPOSE | 110231 |  | 17923 | 2016-03-01 | 2018-03-15 | 95700 | CLINICAL ENGINEERING | 2010-11-09 | USD | 2286.63 | Active | UNIVERSITY NEW MEXICO HOSPITAL
76430 | 1163898 | B BRAUN MEDICAL INC | SPACE STATION COVER | 8713145U | INFUSION PUMPS/ GENERAL-PURPOSE | 110231 |  | 17870 | 2014-03-14 | 2016-03-15 | 95700 | CLINICAL ENGINEERING | 2010-11-09 | USD | 2286.63 | Active | UNIVERSITY NEW MEXICO HOSPITAL
76176 | 1163675 | B BRAUN MEDICAL INC | SPACE STATION COVER | 8713145U | INFUSION PUMPS/ GENERAL-PURPOSE | 110231 |  | 18049 | 2016-03-17 | 2018-03-15 | 95700 | CLINICAL ENGINEERING | 2010-11-09 | USD | 2286.63 | Active | UNIVERSITY NEW MEXICO HOSPITAL
76428 | 1163919 | B BRAUN MEDICAL INC | SPACE STATION COVER | 8713145U | INFUSION PUMPS/ GENERAL-PURPOSE | 110231 |  | 17928 | 2016-03-09 | 2018-03-15 | 95700 | CLINICAL ENGINEERING | 2010-11-09 | USD | 400 | Active | UNIVERSITY NEW MEXICO HOSPITAL
76416 | 1163905 | B BRAUN MEDICAL INC | SPACE STATION COVER | 8713145U | INFUSION PUMPS/ GENERAL-PURPOSE | 110231 |  | 17838 | 2016-03-08 | 2018-03-15 | 95700 | CLINICAL ENGINEERING | 2010-11-09 | USD | 400 | Active | UNIVERSITY NEW MEXICO HOSPITAL
76397 | 1163925 | B BRAUN MEDICAL INC | SPACE STATION COVER | 8713145U | INFUSION PUMPS/ GENERAL-PURPOSE | 110231 |  | 17830 | 2016-03-08 | 2018-03-15 | 95700 | CLINICAL ENGINEERING | 2010-11-09 | USD | 400 | Active | UNIVERSITY NEW MEXICO HOSPITAL
76396 | 1163923 | B BRAUN MEDICAL INC | SPACE STATION COVER | 8713145U | INFUSION PUMPS/ GENERAL-PURPOSE | 110231 |  | 17861 | 2016-03-01 | 2018-03-15 | 95700 | CLINICAL ENGINEERING | 2010-11-09 | USD | 400 | Reactivated | UNIVERSITY NEW MEXICO HOSPITAL
76353 | 1163840 | B BRAUN MEDICAL INC | SPACE STATION COVER | 8713145U | INFUSION PUMPS/ GENERAL-PURPOSE | 110231 |  | 17836 | 2016-03-14 | 2018-03-15 | 95700 | CLINICAL ENGINEERING | 2010-11-09 | USD | 400 | Reactivated | UNIVERSITY NEW MEXICO HOSPITAL
76345 | 1163841 | B BRAUN MEDICAL INC | SPACE STATION COVER | 8713145U | INFUSION PUMPS/ GENERAL-PURPOSE | 110231 |  | 17840 | 2016-03-30 | 2018-03-15 | 95700 | CLINICAL ENGINEERING | 2010-11-09 | USD | 400 | Active | UNIVERSITY NEW MEXICO HOSPITAL
76341 | 1163839 | B BRAUN MEDICAL INC | SPACE STATION COVER | 8713145U | INFUSION PUMPS/ GENERAL-PURPOSE | 110231 |  | 17833 | 2014-03-31 | 2016-03-15 | 95700 | CLINICAL ENGINEERING | 2010-11-09 | USD | 400 | Reactivated | UNIVERSITY NEW MEXICO HOSPITAL
76229 | 1163739 | B BRAUN MEDICAL INC | SPACE STATION COVER | 8713145U | INFUSION PUMPS/ GENERAL-PURPOSE | 110231 |  | 17918 | 2016-03-15 | 2018-03-15 | 95700 | CLINICAL ENGINEERING | 2010-11-09 | USD | 400 | Active | UNIVERSITY NEW MEXICO HOSPITAL
76175 | 1163674 | B BRAUN MEDICAL INC | SPACE STATION COVER | 8713145U | INFUSION PUMPS/ GENERAL-PURPOSE | 110231 |  | 18053 | 2016-03-02 | 2018-03-15 | 95700 | CLINICAL ENGINEERING | 2010-11-09 | USD | 400 | Reactivated | UNIVERSITY NEW MEXICO HOSPITAL
76152 | 1163654 | B BRAUN MEDICAL INC | SPACE STATION COVER | 8713145U | INFUSION PUMPS/ GENERAL-PURPOSE | 110231 |  | 18035 | 2016-03-03 | 2018-03-15 | 95700 | CLINICAL ENGINEERING | 2010-11-09 | USD | 400 | Active | UNIVERSITY NEW MEXICO HOSPITAL
76151 | 1163655 | B BRAUN MEDICAL INC | SPACE STATION COVER | 8713145U | INFUSION PUMPS/ GENERAL-PURPOSE | 110231 |  | 18032 | 2016-03-07 | 2018-03-15 | 95700 | CLINICAL ENGINEERING | 2010-11-09 | USD | 400 | Reactivated | UNIVERSITY NEW MEXICO HOSPITAL
76128 | 1163629 | B BRAUN MEDICAL INC | SPACE STATION COVER | 8713145U | INFUSION PUMPS/ GENERAL-PURPOSE | 110231 |  | 17948 | 2016-03-01 | 2018-03-15 | 95700 | CLINICAL ENGINEERING | 2010-11-09 | USD | 400 | Active | UNIVERSITY NEW MEXICO HOSPITAL
76044 | 1163538 | B BRAUN MEDICAL INC | SPACE STATION COVER | 8713145U | INFUSION PUMPS/ GENERAL-PURPOSE | 110231 |  | 18045 | 2016-03-07 | 2018-03-15 | 95700 | CLINICAL ENGINEERING | 2010-11-09 | USD | 400 | Active | UNIVERSITY NEW MEXICO HOSPITAL
79237 | 1143804 | B BRAUN MEDICAL INC | INFUSOMAT SPACE | 8713050U | INFUSION PUMPS | 110231 |  | 109408 | 2016-03-29 | 2018-03-15 | 95700 | CLINICAL ENGINEERING | 2010-11-09 | USD | 2286.63 | Active | UNIVERSITY NEW MEXICO HOSPITAL
79221 | 1143809 | B BRAUN MEDICAL INC | INFUSOMAT SPACE | 8713050U | INFUSION PUMPS | 110231 |  | 109648 | 2016-03-01 | 2018-03-15 | 95700 | CLINICAL ENGINEERING | 2010-11-09 | USD | 2286.63 | Reactivated | UNIVERSITY NEW MEXICO HOSPITAL
76442 | 1163936 | B BRAUN MEDICAL INC | INFUSOMAT SPACE | 8713050U | INFUSION PUMPS | 110231 |  | 109866 | 2016-03-29 | 2018-03-15 | 95700 | CLINICAL ENGINEERING | 2010-11-09 | USD | 2286.63 | Reactivated | UNIVERSITY NEW MEXICO HOSPITAL
76633 | 1164193 | B BRAUN MEDICAL INC | INFUSOMAT SPACE | 8713050U | INFUSION PUMPS | 110231 |  | 105521 | 2016-03-01 | 2018-03-15 | 95700 | CLINICAL ENGINEERING | 2010-11-09 | USD | 2286.63 | Active | UNIVERSITY NEW MEXICO HOSPITAL
79935 | 1161640 | B BRAUN MEDICAL INC | INFUSOMAT SPACE | 8713050U | INFUSION PUMPS | 110231 |  | 109744 | 2016-04-29 | 2018-03-15 | 95700 | CLINICAL ENGINEERING | 2010-11-09 | USD | 2286.63 | Active | UNIVERSITY NEW MEXICO HOSPITAL
79701 | 1213924 | B BRAUN MEDICAL INC | INFUSOMAT SPACE | 8713050U | INFUSION PUMPS | 110231 |  | 109721 | 2016-03-17 | 2018-03-15 | 95700 | CLINICAL ENGINEERING | 2010-11-09 | USD | 2286.63 | Reactivated | UNIVERSITY NEW MEXICO HOSPITAL
79365 | 1143949 | B BRAUN MEDICAL INC | INFUSOMAT SPACE | 8713050U | INFUSION PUMPS | 110231 |  | 109337 | 2016-03-18 | 2018-03-15 | 95700 | CLINICAL ENGINEERING | 2010-11-09 | USD | 2286.63 | Reactivated | UNIVERSITY NEW MEXICO HOSPITAL
79337 | 1143903 | B BRAUN MEDICAL INC | INFUSOMAT SPACE | 8713050U | INFUSION PUMPS | 110231 |  | 105470 | 2016-03-18 | 2018-03-15 | 95700 | CLINICAL ENGINEERING | 2010-11-09 | USD | 2286.63 | Active | UNIVERSITY NEW MEXICO HOSPITAL
76599 | 1164083 | B BRAUN MEDICAL INC | INFUSOMAT SPACE | 8713050U | INFUSION PUMPS | 110231 |  | 109502 | 2016-03-30 | 2018-03-15 | 95700 | CLINICAL ENGINEERING | 2010-11-09 | USD | 2286.63 | Active | UNIVERSITY NEW MEXICO HOSPITAL
76637 | 1164198 | B BRAUN MEDICAL INC | INFUSOMAT SPACE | 8713050U | INFUSION PUMPS | 110231 |  | 105234 | 2016-03-30 | 2018-03-15 | 95700 | CLINICAL ENGINEERING | 2010-11-09 | USD | 2286.63 | Active | UNIVERSITY NEW MEXICO HOSPITAL
76632 | 1164192 | B BRAUN MEDICAL INC | INFUSOMAT SPACE | 8713050U | INFUSION PUMPS | 110231 |  | 105488 | 2016-04-04 | 2018-03-15 | 95700 | CLINICAL ENGINEERING | 2010-11-09 | USD | 2286.63 | Active | UNIVERSITY NEW MEXICO HOSPITAL
79865 | 1161539 | B BRAUN MEDICAL INC | INFUSOMAT SPACE | 8713050U | INFUSION PUMPS | 110231 |  | 106017 | 2016-03-18 | 2018-03-15 | 95700 | CLINICAL ENGINEERING | 2010-11-09 | USD | 2286.63 | Reactivated | UNIVERSITY NEW MEXICO HOSPITAL
79220 | 1143810 | B BRAUN MEDICAL INC | INFUSOMAT SPACE | 8713050U | INFUSION PUMPS | 110231 |  | 109949 | 2016-03-01 | 2018-03-15 | 95700 | CLINICAL ENGINEERING | 2010-11-09 | USD | 2286.63 | Active | UNIVERSITY NEW MEXICO HOSPITAL
76934 | 1164429 | B BRAUN MEDICAL INC | INFUSOMAT SPACE | 8713050U | INFUSION PUMPS | 110231 |  | 106287 | 2016-03-31 | 2018-03-15 | 95700 | CLINICAL ENGINEERING | 2010-11-09 | USD | 2286.63 | Active | UNIVERSITY NEW MEXICO HOSPITAL
76729 | 1164171 | B BRAUN MEDICAL INC | INFUSOMAT SPACE | 8713050U | INFUSION PUMPS | 110231 |  | 105137 | 2016-03-28 | 2018-03-15 | 95700 | CLINICAL ENGINEERING | 2010-11-09 | USD | 2286.63 | Active | UNIVERSITY NEW MEXICO HOSPITAL
79965 | 1161566 | B BRAUN MEDICAL INC | INFUSOMAT SPACE | 8713050U | INFUSION PUMPS | 110231 |  | 105864 | 2016-03-01 | 2018-03-15 | 95700 | CLINICAL ENGINEERING | 2010-11-09 | USD | 2286.63 | Active | UNIVERSITY NEW MEXICO HOSPITAL
76747 | 1164126 | B BRAUN MEDICAL INC | INFUSOMAT SPACE | 8713050U | INFUSION PUMPS | 110231 |  | 105557 | 2016-03-01 | 2018-03-15 | 95700 | CLINICAL ENGINEERING | 2010-11-09 | USD | 2286.63 | Active | UNIVERSITY NEW MEXICO HOSPITAL
79439 | 1213552 | B BRAUN MEDICAL INC | INFUSOMAT SPACE | 8713050U | INFUSION PUMPS | 110231 |  | 105156 | 2016-03-28 | 2018-03-15 | 95700 | CLINICAL ENGINEERING | 2010-11-09 | USD | 2286.63 | Active | UNIVERSITY NEW MEXICO HOSPITAL
76873 | 1164298 | B BRAUN MEDICAL INC | INFUSOMAT SPACE | 8713050U | INFUSION PUMPS | 110231 |  | 109966 | 2016-03-31 | 2018-03-15 | 95700 | CLINICAL ENGINEERING | 2010-11-09 | USD | 2286.63 | Active | UNIVERSITY NEW MEXICO HOSPITAL
79576 | 1213679 | B BRAUN MEDICAL INC | INFUSOMAT SPACE | 8713050U | INFUSION PUMPS | 110231 |  | 105457 | 2016-03-25 | 2018-03-15 | 95700 | CLINICAL ENGINEERING | 2010-11-09 | USD | 2286.63 | Active | UNIVERSITY NEW MEXICO HOSPITAL
79218 | 1143974 | B BRAUN MEDICAL INC | INFUSOMAT SPACE | 8713050U | INFUSION PUMPS | 110231 |  | 109573 | 2016-04-05 | 2018-04-15 | 95700 | CLINICAL ENGINEERING | 2010-11-09 | USD | 2286.63 | Active | UNIVERSITY NEW MEXICO HOSPITAL
79766 | 1213895 | B BRAUN MEDICAL INC | INFUSOMAT SPACE | 8713050U | INFUSION PUMPS | 110231 |  | 109275 | 2016-03-17 | 2018-03-15 | 95700 | CLINICAL ENGINEERING | 2010-11-09 | USD | 2286.63 | Active | UNIVERSITY NEW MEXICO HOSPITAL
79640 | 1213776 | B BRAUN MEDICAL INC | INFUSOMAT SPACE | 8713050U | INFUSION PUMPS | 110231 |  | 105436 | 2016-03-31 | 2018-03-15 | 95700 | CLINICAL ENGINEERING | 2010-11-09 | USD | 2286.63 | Active | UNIVERSITY NEW MEXICO HOSPITAL
79217 | 1143975 | B BRAUN MEDICAL INC | INFUSOMAT SPACE | 8713050U | INFUSION PUMPS | 110231 |  | 109443 | 2016-03-28 | 2018-03-15 | 95700 | CLINICAL ENGINEERING | 2010-11-09 | USD | 2286.63 | Active | UNIVERSITY NEW MEXICO HOSPITAL
76999 | 1164387 | B BRAUN MEDICAL INC | INFUSOMAT SPACE | 8713050U | INFUSION PUMPS | 110231 |  | 106095 | 2016-03-30 | 2018-03-15 | 95700 | CLINICAL ENGINEERING | 2010-11-09 | USD | 2286.63 | Active | UNIVERSITY NEW MEXICO HOSPITAL
76745 | 1164186 | B BRAUN MEDICAL INC | INFUSOMAT SPACE | 8713050U | INFUSION PUMPS | 110231 |  | 105530 | 2016-03-30 | 2018-03-15 | 95700 | CLINICAL ENGINEERING | 2010-11-09 | USD | 2286.63 | Active | UNIVERSITY NEW MEXICO HOSPITAL
79934 | 1161639 | B BRAUN MEDICAL INC | INFUSOMAT SPACE | 8713050U | INFUSION PUMPS | 110231 |  | 109673 | 2016-03-30 | 2018-03-15 | 95700 | CLINICAL ENGINEERING | 2010-11-09 | USD | 2286.63 | Active | UNIVERSITY NEW MEXICO HOSPITAL
79222 | 1143808 | B BRAUN MEDICAL INC | INFUSOMAT SPACE | 8713050U | INFUSION PUMPS | 110231 |  | 109609 | 2016-03-28 | 2018-03-15 | 95700 | CLINICAL ENGINEERING | 2010-11-09 | USD | 2286.63 | Active | UNIVERSITY NEW MEXICO HOSPITAL
76933 | 1164428 | B BRAUN MEDICAL INC | INFUSOMAT SPACE | 8713050U | INFUSION PUMPS | 110231 |  | 105206 | 2016-03-19 | 2018-03-15 | 95700 | CLINICAL ENGINEERING | 2010-11-09 | USD | 2286.63 | Active | UNIVERSITY NEW MEXICO HOSPITAL
76958 | 1164442 | B BRAUN MEDICAL INC | INFUSOMAT SPACE | 8713050U | INFUSION PUMPS | 110231 |  | 108699 | 2016-03-23 | 2018-03-15 | 95700 | CLINICAL ENGINEERING | 2010-11-09 | USD | 2286.63 | Active | UNIVERSITY NEW MEXICO HOSPITAL
79219 | 1143973 | B BRAUN MEDICAL INC | INFUSOMAT SPACE | 8713050U | INFUSION PUMPS | 110231 |  | 109643 | 2016-03-30 | 2018-03-15 | 95700 | CLINICAL ENGINEERING | 2010-11-09 | USD | 2286.63 | Reactivated | UNIVERSITY NEW MEXICO HOSPITAL
79235 | 1143806 | B BRAUN MEDICAL INC | INFUSOMAT SPACE | 8713050U | INFUSION PUMPS | 110231 |  | 109464 | 2016-03-29 | 2018-03-15 | 95700 | CLINICAL ENGINEERING | 2010-11-09 | USD | 2286.63 | Active | UNIVERSITY NEW MEXICO HOSPITAL
76601 | 1164060 | B BRAUN MEDICAL INC | INFUSOMAT SPACE | 8713050U | INFUSION PUMPS | 110231 |  | 109537 | 2017-03-15 | 2018-03-15 | 95700 | CLINICAL ENGINEERING | 2010-11-09 | USD | 2286.63 | Active | UNIVERSITY NEW MEXICO HOSPITAL
76744 | 1164185 | B BRAUN MEDICAL INC | INFUSOMAT SPACE | 8713050U | INFUSION PUMPS | 110231 |  | 105577 | 2016-03-18 | 2018-03-15 | 95700 | CLINICAL ENGINEERING | 2010-11-09 | USD | 2286.63 | Active | UNIVERSITY NEW MEXICO HOSPITAL
79223 | 1143807 | B BRAUN MEDICAL INC | INFUSOMAT SPACE | 8713050U | INFUSION PUMPS | 110231 |  | 109478 | 2016-03-25 | 2018-03-15 | 95700 | CLINICAL ENGINEERING | 2010-11-09 | USD | 2286.63 | Active | UNIVERSITY NEW MEXICO HOSPITAL
76997 | 1164389 | B BRAUN MEDICAL INC | INFUSOMAT SPACE | 8713050U | INFUSION PUMPS | 110231 |  | 105917 | 2016-03-29 | 2018-03-15 | 95700 | CLINICAL ENGINEERING | 2010-11-09 | USD | 2286.63 | Active | UNIVERSITY NEW MEXICO HOSPITAL
76556 | 1164055 | B BRAUN MEDICAL INC | INFUSOMAT SPACE | 8713050U | INFUSION PUMPS | 110231 |  | 109379 | 2016-03-01 | 2018-03-15 | 95700 | CLINICAL ENGINEERING | 2010-11-09 | USD | 2286.63 | Active | UNIVERSITY NEW MEXICO HOSPITAL
79319 | 1143883 | B BRAUN MEDICAL INC | INFUSOMAT SPACE | 8713050U | INFUSION PUMPS | 110231 |  | 108519 | 2016-03-25 | 2018-03-15 | 95700 | CLINICAL ENGINEERING | 2010-11-09 | USD | 2286.63 | Active | UNIVERSITY NEW MEXICO HOSPITAL
76960 | 1164444 | B BRAUN MEDICAL INC | INFUSOMAT SPACE | 8713050U | INFUSION PUMPS | 110231 |  | 108317 | 2016-03-25 | 2018-03-15 | 95700 | CLINICAL ENGINEERING | 2010-11-09 | USD | 2286.63 | Active | UNIVERSITY NEW MEXICO HOSPITAL
76561 | 1164028 | B BRAUN MEDICAL INC | INFUSOMAT SPACE | 8713050U | INFUSION PUMPS | 110231 |  | 109302 | 2016-03-28 | 2018-03-15 | 95700 | CLINICAL ENGINEERING | 2010-11-09 | USD | 2286.63 | Active | UNIVERSITY NEW MEXICO HOSPITAL
76536 | 1164032 | B BRAUN MEDICAL INC | INFUSOMAT SPACE | 8713050U | INFUSION PUMPS | 110231 |  | 109299 | 2016-03-24 | 2018-03-15 | 95700 | CLINICAL ENGINEERING | 2010-11-09 | USD | 2286.63 | Active | UNIVERSITY NEW MEXICO HOSPITAL
79094 | 1164490 | B BRAUN MEDICAL INC | INFUSOMAT SPACE | 8713050U | INFUSION PUMPS | 110231 |  | 105619 | 2016-03-21 | 2018-03-15 | 95700 | CLINICAL ENGINEERING | 2010-11-09 | USD | 2286.63 | Active | UNIVERSITY NEW MEXICO HOSPITAL
79941 | 1161833 | B BRAUN MEDICAL INC | INFUSOMAT SPACE | 8713050U | INFUSION PUMPS | 110231 |  | 109692 | 2016-03-23 | 2018-03-15 | 95700 | CLINICAL ENGINEERING | 2010-11-09 | USD | 2286.63 | Active | UNIVERSITY NEW MEXICO HOSPITAL
76483 | 1163960 | B BRAUN MEDICAL INC | INFUSOMAT SPACE | 8713050U | INFUSION PUMPS | 110231 |  | 109210 | 2016-03-31 | 2018-03-15 | 95700 | CLINICAL ENGINEERING | 2010-11-09 | USD | 2286.63 | Active | UNIVERSITY NEW MEXICO HOSPITAL
80026 | 1161665 | B BRAUN MEDICAL INC | INFUSOMAT SPACE | 8713050U | INFUSION PUMPS | 110231 |  | 109927 | 2016-03-26 | 2018-03-15 | 95700 | CLINICAL ENGINEERING | 2010-11-09 | USD | 2286.63 | Reactivated | UNIVERSITY NEW MEXICO HOSPITAL
80048 | 1161687 | B BRAUN MEDICAL INC | INFUSOMAT SPACE | 8713050U | INFUSION PUMPS | 110231 |  | 109801 | 2016-03-31 | 2018-03-15 | 95700 | CLINICAL ENGINEERING | 2010-11-09 | USD | 2286.63 | Active | UNIVERSITY NEW MEXICO HOSPITAL
79833 | 1161507 | B BRAUN MEDICAL INC | INFUSOMAT SPACE | 8713050U | INFUSION PUMPS | 110231 |  | 105885 | 2016-03-01 | 2018-03-15 | 95700 | CLINICAL ENGINEERING | 2010-11-09 | USD | 2286.63 | Active | UNIVERSITY NEW MEXICO HOSPITAL
80037 | 1161676 | B BRAUN MEDICAL INC | INFUSOMAT SPACE | 8713050U | INFUSION PUMPS | 110231 |  | 110032 | 2016-03-21 | 2018-03-15 | 95700 | CLINICAL ENGINEERING | 2010-11-09 | USD | 2286.63 | Active | UNIVERSITY NEW MEXICO HOSPITAL
80047 | 1161686 | B BRAUN MEDICAL INC | INFUSOMAT SPACE | 8713050U | INFUSION PUMPS | 110231 |  | 109914 | 2016-03-30 | 2018-03-15 | 95700 | CLINICAL ENGINEERING | 2010-11-09 | USD | 2286.63 | Active | UNIVERSITY NEW MEXICO HOSPITAL
79841 | 1161515 | B BRAUN MEDICAL INC | INFUSOMAT SPACE | 8713050U | INFUSION PUMPS | 110231 |  | 105998 | 2016-03-29 | 2018-03-15 | 95700 | CLINICAL ENGINEERING | 2010-11-09 | USD | 2286.63 | Active | UNIVERSITY NEW MEXICO HOSPITAL
80050 | 1161689 | B BRAUN MEDICAL INC | INFUSOMAT SPACE | 8713050U | INFUSION PUMPS | 110231 |  | 109988 | 2016-03-30 | 2018-03-15 | 95700 | CLINICAL ENGINEERING | 2010-11-09 | USD | 2286.63 | Active | UNIVERSITY NEW MEXICO HOSPITAL
80049 | 1161688 | B BRAUN MEDICAL INC | INFUSOMAT SPACE | 8713050U | INFUSION PUMPS | 110231 |  | 110060 | 2016-04-12 | 2018-04-15 | 95700 | CLINICAL ENGINEERING | 2010-11-09 | USD | 2286.63 | Active | UNIVERSITY NEW MEXICO HOSPITAL
79845 | 1161519 | B BRAUN MEDICAL INC | INFUSOMAT SPACE | 8713050U | INFUSION PUMPS | 110231 |  | 105965 | 2016-03-26 | 2018-03-15 | 95700 | CLINICAL ENGINEERING | 2010-11-09 | USD | 2286.63 | Active | UNIVERSITY NEW MEXICO HOSPITAL
79928 | 1161829 | B BRAUN MEDICAL INC | INFUSOMAT SPACE | 8713050U | INFUSION PUMPS | 110231 |  | 109797 | 2016-03-25 | 2018-03-15 | 95700 | CLINICAL ENGINEERING | 2010-11-09 | USD | 2286.63 | Active | UNIVERSITY NEW MEXICO HOSPITAL
79904 | 1161823 | B BRAUN MEDICAL INC | INFUSOMAT SPACE | 8713050U | INFUSION PUMPS | 110231 |  | 109933 | 2016-03-01 | 2018-03-15 | 95700 | CLINICAL ENGINEERING | 2010-11-09 | USD | 2286.63 | Active | UNIVERSITY NEW MEXICO HOSPITAL
79929 | 1161830 | B BRAUN MEDICAL INC | INFUSOMAT SPACE | 8713050U | INFUSION PUMPS | 110231 |  | 109893 | 2016-03-23 | 2018-03-15 | 95700 | CLINICAL ENGINEERING | 2010-11-09 | USD | 2286.63 | Active | UNIVERSITY NEW MEXICO HOSPITAL
79940 | 1161832 | B BRAUN MEDICAL INC | INFUSOMAT SPACE | 8713050U | INFUSION PUMPS | 110231 |  | 109795 | 2016-03-24 | 2018-03-15 | 95700 | CLINICAL ENGINEERING | 2010-11-09 | USD | 2286.63 | Active | UNIVERSITY NEW MEXICO HOSPITAL
79914 | 1161826 | B BRAUN MEDICAL INC | INFUSOMAT SPACE | 8713050U | INFUSION PUMPS | 110231 |  | 109971 | 2016-03-25 | 2018-03-15 | 95700 | CLINICAL ENGINEERING | 2010-11-09 | USD | 2286.63 | Active | UNIVERSITY NEW MEXICO HOSPITAL
79939 | 1161831 | B BRAUN MEDICAL INC | INFUSOMAT SPACE | 8713050U | INFUSION PUMPS | 110231 |  | 109821 | 2016-03-25 | 2018-03-15 | 95700 | CLINICAL ENGINEERING | 2010-11-09 | USD | 2286.63 | Reactivated | UNIVERSITY NEW MEXICO HOSPITAL
79945 | 1161837 | B BRAUN MEDICAL INC | INFUSOMAT SPACE | 8713050U | INFUSION PUMPS | 110231 |  | 109860 | 2016-03-30 | 2018-03-15 | 95700 | CLINICAL ENGINEERING | 2010-11-09 | USD | 2286.63 | Active | UNIVERSITY NEW MEXICO HOSPITAL
79913 | 1161824 | B BRAUN MEDICAL INC | INFUSOMAT SPACE | 8713050U | INFUSION PUMPS | 110231 |  | 110023 | 2016-03-01 | 2018-03-15 | 95700 | CLINICAL ENGINEERING | 2010-11-09 | USD | 2286.63 | Active | UNIVERSITY NEW MEXICO HOSPITAL
79947 | 1161839 | B BRAUN MEDICAL INC | INFUSOMAT SPACE | 8713050U | INFUSION PUMPS | 110231 |  | 109787 | 2016-03-23 | 2018-03-15 | 95700 | CLINICAL ENGINEERING | 2010-11-09 | USD | 2286.63 | Active | UNIVERSITY NEW MEXICO HOSPITAL
79943 | 1161835 | B BRAUN MEDICAL INC | INFUSOMAT SPACE | 8713050U | INFUSION PUMPS | 110231 |  | 109823 | 2016-03-30 | 2018-03-15 | 95700 | CLINICAL ENGINEERING | 2010-11-09 | USD | 2286.63 | Active | UNIVERSITY NEW MEXICO HOSPITAL
79916 | 1161828 | B BRAUN MEDICAL INC | INFUSOMAT SPACE | 8713050U | INFUSION PUMPS | 110231 |  | 109871 | 2016-03-31 | 2018-03-15 | 95700 | CLINICAL ENGINEERING | 2010-11-09 | USD | 2286.63 | Active | UNIVERSITY NEW MEXICO HOSPITAL
79915 | 1161827 | B BRAUN MEDICAL INC | INFUSOMAT SPACE | 8713050U | INFUSION PUMPS | 110231 |  | 110011 | 2016-03-25 | 2018-03-15 | 95700 | CLINICAL ENGINEERING | 2010-11-09 | USD | 2286.63 | Active | UNIVERSITY NEW MEXICO HOSPITAL
79942 | 1161834 | B BRAUN MEDICAL INC | INFUSOMAT SPACE | 8713050U | INFUSION PUMPS | 110231 |  | 109846 | 2016-03-30 | 2018-03-15 | 95700 | CLINICAL ENGINEERING | 2010-11-09 | USD | 2286.63 | Active | UNIVERSITY NEW MEXICO HOSPITAL
79946 | 1161838 | B BRAUN MEDICAL INC | INFUSOMAT SPACE | 8713050U | INFUSION PUMPS | 110231 |  | 109784 | 2016-03-30 | 2018-03-15 | 95700 | CLINICAL ENGINEERING | 2010-11-09 | USD | 2286.63 | Active | UNIVERSITY NEW MEXICO HOSPITAL
79944 | 1161836 | B BRAUN MEDICAL INC | INFUSOMAT SPACE | 8713050U | INFUSION PUMPS | 110231 |  | 109825 | 2016-03-01 | 2018-03-15 | 95700 | CLINICAL ENGINEERING | 2010-11-09 | USD | 2286.63 | Active | UNIVERSITY NEW MEXICO HOSPITAL
79926 | 1161630 | B BRAUN MEDICAL INC | INFUSOMAT SPACE | 8713050U | INFUSION PUMPS | 110231 |  | 109820 | 2016-03-31 | 2018-03-15 | 95700 | CLINICAL ENGINEERING | 2010-11-09 | USD | 2286.63 | Active | UNIVERSITY NEW MEXICO HOSPITAL
79924 | 1161629 | B BRAUN MEDICAL INC | INFUSOMAT SPACE | 8713050U | INFUSION PUMPS | 110231 |  | 109598 | 2016-03-01 | 2018-03-15 | 95700 | CLINICAL ENGINEERING | 2010-11-09 | USD | 2286.63 | Active | UNIVERSITY NEW MEXICO HOSPITAL
79923 | 1161628 | B BRAUN MEDICAL INC | INFUSOMAT SPACE | 8713050U | INFUSION PUMPS | 110231 |  | 109843 | 2016-03-25 | 2018-03-15 | 95700 | CLINICAL ENGINEERING | 2010-11-09 | USD | 2286.63 | Active | UNIVERSITY NEW MEXICO HOSPITAL
79948 | 1161840 | B BRAUN MEDICAL INC | INFUSOMAT SPACE | 8713050U | INFUSION PUMPS | 110231 |  | 109781 | 2016-03-28 | 2018-03-15 | 95700 | CLINICAL ENGINEERING | 2010-11-09 | USD | 2286.63 | Active | UNIVERSITY NEW MEXICO HOSPITAL
79891 | 1161572 | B BRAUN MEDICAL INC | INFUSOMAT SPACE | 8713050U | INFUSION PUMPS | 110231 |  | 105647 | 2016-03-31 | 2018-03-15 | 95700 | CLINICAL ENGINEERING | 2010-11-09 | USD | 2286.63 | Active | UNIVERSITY NEW MEXICO HOSPITAL
79234 | 1143816 | B BRAUN MEDICAL INC | INFUSOMAT SPACE | 8713050U | INFUSION PUMPS | 110231 |  | 109435 | 2016-03-01 | 2018-03-15 | 95700 | CLINICAL ENGINEERING | 2010-11-09 | USD | 2286.63 | Active | UNIVERSITY NEW MEXICO HOSPITAL
76849 | 1164279 | B BRAUN MEDICAL INC | INFUSOMAT SPACE | 8713050U | INFUSION PUMPS | 110231 |  | 106042 | 2016-03-23 | 2018-03-15 | 95700 | CLINICAL ENGINEERING | 2010-11-09 | USD | 2286.63 | Active | UNIVERSITY NEW MEXICO HOSPITAL
79246 | 1143815 | B BRAUN MEDICAL INC | INFUSOMAT SPACE | 8713050U | INFUSION PUMPS | 110231 |  | 108718 | 2016-03-29 | 2018-03-15 | 95700 | CLINICAL ENGINEERING | 2010-11-09 | USD | 2286.63 | Active | UNIVERSITY NEW MEXICO HOSPITAL
76751 | 1164147 | B BRAUN MEDICAL INC | INFUSOMAT SPACE | 8713050U | INFUSION PUMPS | 110231 |  | 109641 | 2016-03-18 | 2018-03-15 | 95700 | CLINICAL ENGINEERING | 2010-11-09 | USD | 2286.63 | Active | UNIVERSITY NEW MEXICO HOSPITAL
79250 | 1143811 | B BRAUN MEDICAL INC | INFUSOMAT SPACE | 8713050U | INFUSION PUMPS | 110231 |  | 108782 | 2016-04-12 | 2018-04-15 | 95700 | CLINICAL ENGINEERING | 2010-11-09 | USD | 2286.63 | Active | UNIVERSITY NEW MEXICO HOSPITAL
79251 | 1143837 | B BRAUN MEDICAL INC | INFUSOMAT SPACE | 8713050U | INFUSION PUMPS | 110231 |  | 105407 | 2016-03-30 | 2018-03-15 | 95700 | CLINICAL ENGINEERING | 2010-11-09 | USD | 2286.63 | Reactivated | UNIVERSITY NEW MEXICO HOSPITAL
76529 | 1164021 | B BRAUN MEDICAL INC | INFUSOMAT SPACE | 8713050U | INFUSION PUMPS | 110231 |  | 109214 | 2016-03-01 | 2018-03-15 | 95700 | CLINICAL ENGINEERING | 2010-11-09 | USD | 2286.63 | Active | UNIVERSITY NEW MEXICO HOSPITAL
79248 | 1143813 | B BRAUN MEDICAL INC | INFUSOMAT SPACE | 8713050U | INFUSION PUMPS | 110231 |  | 108695 | 2016-03-30 | 2018-03-15 | 95700 | CLINICAL ENGINEERING | 2010-11-09 | USD | 2286.63 | Active | UNIVERSITY NEW MEXICO HOSPITAL
76782 | 1164225 | B BRAUN MEDICAL INC | INFUSOMAT SPACE | 8713050U | INFUSION PUMPS | 110231 |  | 106082 | 2016-03-17 | 2018-03-15 | 95700 | CLINICAL ENGINEERING | 2010-11-09 | USD | 2286.63 | Active | UNIVERSITY NEW MEXICO HOSPITAL
79255 | 1143833 | B BRAUN MEDICAL INC | INFUSOMAT SPACE | 8713050U | INFUSION PUMPS | 110231 |  | 108559 | 2016-03-25 | 2018-03-15 | 95700 | CLINICAL ENGINEERING | 2010-11-09 | USD | 2286.63 | Active | UNIVERSITY NEW MEXICO HOSPITAL
76432 | 1163871 | B BRAUN MEDICAL INC | INFUSOMAT SPACE | 8713050U | INFUSION PUMPS | 110231 |  | 109753 | 2016-03-31 | 2018-03-15 | 95700 | CLINICAL ENGINEERING | 2010-11-09 | USD | 2286.63 | Active | UNIVERSITY NEW MEXICO HOSPITAL
76438 | 1163931 | B BRAUN MEDICAL INC | INFUSOMAT SPACE | 8713050U | INFUSION PUMPS | 110231 |  | 109713 | 2016-03-22 | 2018-03-15 | 95700 | CLINICAL ENGINEERING | 2010-11-09 | USD | 2286.63 | Active | UNIVERSITY NEW MEXICO HOSPITAL
76850 | 1164287 | B BRAUN MEDICAL INC | INFUSOMAT SPACE | 8713050U | INFUSION PUMPS | 110231 |  | 105997 | 2017-03-16 | 2018-03-15 | 95700 | CLINICAL ENGINEERING | 2010-11-09 | USD | 2286.63 | Active | UNIVERSITY NEW MEXICO HOSPITAL
79793 | 1213837 | B BRAUN MEDICAL INC | INFUSOMAT SPACE | 8713050U | INFUSION PUMPS | 110231 |  | 110071 | 2016-03-01 | 2018-03-15 | 95700 | CLINICAL ENGINEERING | 2010-11-09 | USD | 2286.63 | Active | UNIVERSITY NEW MEXICO HOSPITAL
80046 | 1161685 | B BRAUN MEDICAL INC | INFUSOMAT SPACE | 8713050U | INFUSION PUMPS | 110231 |  | 109982 | 2016-03-26 | 2018-03-15 | 95700 | CLINICAL ENGINEERING | 2010-11-09 | USD | 2286.63 | Active | UNIVERSITY NEW MEXICO HOSPITAL
79893 | 1161574 | B BRAUN MEDICAL INC | INFUSOMAT SPACE | 8713050U | INFUSION PUMPS | 110231 |  | 105807 | 2016-03-24 | 2018-03-15 | 95700 | CLINICAL ENGINEERING | 2010-11-09 | USD | 2286.63 | Active | UNIVERSITY NEW MEXICO HOSPITAL
79894 | 1161575 | B BRAUN MEDICAL INC | INFUSOMAT SPACE | 8713050U | INFUSION PUMPS | 110231 |  | 105936 | 2016-03-30 | 2018-03-15 | 95700 | CLINICAL ENGINEERING | 2010-11-09 | USD | 2286.63 | Active | UNIVERSITY NEW MEXICO HOSPITAL
76586 | 1164095 | B BRAUN MEDICAL INC | INFUSOMAT SPACE | 8713050U | INFUSION PUMPS | 110231 |  | 109398 | 2016-04-28 | 2018-03-15 | 95700 | CLINICAL ENGINEERING | 2010-11-09 | USD | 2286.63 | Active | UNIVERSITY NEW MEXICO HOSPITAL
76607 | 1164088 | B BRAUN MEDICAL INC | INFUSOMAT SPACE | 8713050U | INFUSION PUMPS | 110231 |  | 109621 | 2016-03-28 | 2018-03-15 | 95700 | CLINICAL ENGINEERING | 2010-11-09 | USD | 2286.63 | Active | UNIVERSITY NEW MEXICO HOSPITAL
76580 | 1164089 | B BRAUN MEDICAL INC | INFUSOMAT SPACE | 8713050U | INFUSION PUMPS | 110231 |  | 109752 | 2016-03-31 | 2018-03-15 | 95700 | CLINICAL ENGINEERING | 2010-11-09 | USD | 2286.63 | Active | UNIVERSITY NEW MEXICO HOSPITAL
76582 | 1164091 | B BRAUN MEDICAL INC | INFUSOMAT SPACE | 8713050U | INFUSION PUMPS | 110231 |  | 109563 | 2016-03-30 | 2018-03-15 | 95700 | CLINICAL ENGINEERING | 2010-11-09 | USD | 2286.63 | Active | UNIVERSITY NEW MEXICO HOSPITAL
76611 | 1164085 | B BRAUN MEDICAL INC | INFUSOMAT SPACE | 8713050U | INFUSION PUMPS | 110231 |  | 109600 | 2016-03-21 | 2018-03-15 | 95700 | CLINICAL ENGINEERING | 2010-11-09 | USD | 2286.63 | Active | UNIVERSITY NEW MEXICO HOSPITAL
79414 | 1213520 | B BRAUN MEDICAL INC | INFUSOMAT SPACE | 8713050U | INFUSION PUMPS | 110231 |  | 109421 | 2016-03-17 | 2018-03-15 | 95700 | CLINICAL ENGINEERING | 2010-11-09 | USD | 2286.63 | Active | UNIVERSITY NEW MEXICO HOSPITAL
79413 | 1213519 | B BRAUN MEDICAL INC | INFUSOMAT SPACE | 8713050U | INFUSION PUMPS | 110231 |  | 109404 | 2016-03-31 | 2018-03-15 | 95700 | CLINICAL ENGINEERING | 2010-11-09 | USD | 2286.63 | Active | UNIVERSITY NEW MEXICO HOSPITAL
79416 | 1213522 | B BRAUN MEDICAL INC | INFUSOMAT SPACE | 8713050U | INFUSION PUMPS | 110231 |  | 109523 | 2016-03-25 | 2018-03-15 | 95700 | CLINICAL ENGINEERING | 2010-11-09 | USD | 2286.63 | Active | UNIVERSITY NEW MEXICO HOSPITAL
79388 | 1143955 | B BRAUN MEDICAL INC | INFUSOMAT SPACE | 8713050U | INFUSION PUMPS | 110231 |  | 109553 | 2016-03-31 | 2018-03-15 | 95700 | CLINICAL ENGINEERING | 2010-11-09 | USD | 2286.63 | Active | UNIVERSITY NEW MEXICO HOSPITAL
79411 | 1213517 | B BRAUN MEDICAL INC | INFUSOMAT SPACE | 8713050U | INFUSION PUMPS | 110231 |  | 109519 | 2016-03-28 | 2018-03-15 | 95700 | CLINICAL ENGINEERING | 2010-11-09 | USD | 2286.63 | Active | UNIVERSITY NEW MEXICO HOSPITAL
79443 | 1213555 | B BRAUN MEDICAL INC | INFUSOMAT SPACE | 8713050U | INFUSION PUMPS | 110231 |  | 109512 | 2016-03-01 | 2018-03-15 | 95700 | CLINICAL ENGINEERING | 2010-11-09 | USD | 2286.63 | Active | UNIVERSITY NEW MEXICO HOSPITAL
79441 | 1213553 | B BRAUN MEDICAL INC | INFUSOMAT SPACE | 8713050U | INFUSION PUMPS | 110231 |  | 105238 | 2016-03-29 | 2018-03-15 | 95700 | CLINICAL ENGINEERING | 2010-11-09 | USD | 2286.63 | Active | UNIVERSITY NEW MEXICO HOSPITAL
79438 | 1213551 | B BRAUN MEDICAL INC | INFUSOMAT SPACE | 8713050U | INFUSION PUMPS | 110231 |  | 105149 | 2016-03-28 | 2018-03-15 | 95700 | CLINICAL ENGINEERING | 2010-11-09 | USD | 2286.63 | Active | UNIVERSITY NEW MEXICO HOSPITAL
79436 | 1213549 | B BRAUN MEDICAL INC | INFUSOMAT SPACE | 8713050U | INFUSION PUMPS | 110231 |  | 105264 | 2016-03-31 | 2018-03-15 | 95700 | CLINICAL ENGINEERING | 2010-11-09 | USD | 2286.63 | Active | UNIVERSITY NEW MEXICO HOSPITAL
79435 | 1213548 | B BRAUN MEDICAL INC | INFUSOMAT SPACE | 8713050U | INFUSION PUMPS | 110231 |  | 105088 | 2016-03-31 | 2018-03-15 | 95700 | CLINICAL ENGINEERING | 2010-11-09 | USD | 2286.63 | Active | UNIVERSITY NEW MEXICO HOSPITAL
79437 | 1213550 | B BRAUN MEDICAL INC | INFUSOMAT SPACE | 8713050U | INFUSION PUMPS | 110231 |  | 105100 | 2016-03-25 | 2018-03-15 | 95700 | CLINICAL ENGINEERING | 2010-11-09 | USD | 2286.63 | Active | UNIVERSITY NEW MEXICO HOSPITAL
79415 | 1213521 | B BRAUN MEDICAL INC | INFUSOMAT SPACE | 8713050U | INFUSION PUMPS | 110231 |  | 109456 | 2016-04-04 | 2018-03-15 | 95700 | CLINICAL ENGINEERING | 2010-11-09 | USD | 2286.63 | Active | UNIVERSITY NEW MEXICO HOSPITAL
79421 | 1213545 | B BRAUN MEDICAL INC | INFUSOMAT SPACE | 8713050U | INFUSION PUMPS | 110231 |  | 105270 | 2017-03-15 | 2018-03-15 | 95700 | CLINICAL ENGINEERING | 2010-11-09 | USD | 2286.63 | Active | UNIVERSITY NEW MEXICO HOSPITAL
79420 | 1213544 | B BRAUN MEDICAL INC | INFUSOMAT SPACE | 8713050U | INFUSION PUMPS | 110231 |  | 105300 | 2016-03-25 | 2018-03-15 | 95700 | CLINICAL ENGINEERING | 2010-11-09 | USD | 2286.63 | Active | UNIVERSITY NEW MEXICO HOSPITAL
79434 | 1213547 | B BRAUN MEDICAL INC | INFUSOMAT SPACE | 8713050U | INFUSION PUMPS | 110231 |  | 105176 | 2016-03-28 | 2018-03-15 | 95700 | CLINICAL ENGINEERING | 2010-11-09 | USD | 2286.63 | Active | UNIVERSITY NEW MEXICO HOSPITAL
79433 | 1213546 | B BRAUN MEDICAL INC | INFUSOMAT SPACE | 8713050U | INFUSION PUMPS | 110231 |  | 105239 | 2016-03-01 | 2018-03-15 | 95700 | CLINICAL ENGINEERING | 2010-11-09 | USD | 2286.63 | Active | UNIVERSITY NEW MEXICO HOSPITAL
79417 | 1213523 | B BRAUN MEDICAL INC | INFUSOMAT SPACE | 8713050U | INFUSION PUMPS | 110231 |  | 109405 | 2016-03-29 | 2018-03-15 | 95700 | CLINICAL ENGINEERING | 2010-11-09 | USD | 2286.63 | Active | UNIVERSITY NEW MEXICO HOSPITAL
79462 | 1213573 | B BRAUN MEDICAL INC | INFUSOMAT SPACE | 8713050U | INFUSION PUMPS | 110231 |  | 109547 | 2016-03-25 | 2018-03-15 | 95700 | CLINICAL ENGINEERING | 2010-11-09 | USD | 2286.63 | Active | UNIVERSITY NEW MEXICO HOSPITAL
79461 | 1213572 | B BRAUN MEDICAL INC | INFUSOMAT SPACE | 8713050U | INFUSION PUMPS | 110231 |  | 105669 | 2016-03-01 | 2018-03-15 | 95700 | CLINICAL ENGINEERING | 2010-11-09 | USD | 2286.63 | Active | UNIVERSITY NEW MEXICO HOSPITAL
79533 | 1213623 | B BRAUN MEDICAL INC | INFUSOMAT SPACE | 8713050U | INFUSION PUMPS | 110231 |  | 105769 | 2016-03-18 | 2018-03-15 | 95700 | CLINICAL ENGINEERING | 2010-11-09 | USD | 2286.63 | Reactivated | UNIVERSITY NEW MEXICO HOSPITAL
79532 | 1213622 | B BRAUN MEDICAL INC | INFUSOMAT SPACE | 8713050U | INFUSION PUMPS | 110231 |  | 109317 | 2016-04-04 | 2018-03-15 | 95700 | CLINICAL ENGINEERING | 2010-11-09 | USD | 2286.63 | Active | UNIVERSITY NEW MEXICO HOSPITAL
79973 | 1161581 | B BRAUN MEDICAL INC | INFUSOMAT SPACE | 8713050U | INFUSION PUMPS | 110231 |  | 106255 | 2016-03-23 | 2018-03-15 | 95700 | CLINICAL ENGINEERING | 2010-11-09 | USD | 2286.63 | Active | UNIVERSITY NEW MEXICO HOSPITAL
79978 | 1161586 | B BRAUN MEDICAL INC | INFUSOMAT SPACE | 8713050U | INFUSION PUMPS | 110231 |  | 106148 | 2016-03-21 | 2018-03-15 | 95700 | CLINICAL ENGINEERING | 2010-11-09 | USD | 2286.63 | Active | UNIVERSITY NEW MEXICO HOSPITAL
79906 | 1161609 | B BRAUN MEDICAL INC | INFUSOMAT SPACE | 8713050U | INFUSION PUMPS | 110231 |  | 106217 | 2017-03-01 | 2018-03-15 | 95700 | CLINICAL ENGINEERING | 2010-11-09 | USD | 2286.63 | Active | UNIVERSITY NEW MEXICO HOSPITAL
79908 | 1161611 | B BRAUN MEDICAL INC | INFUSOMAT SPACE | 8713050U | INFUSION PUMPS | 110231 |  | 106219 | 2016-03-23 | 2018-03-15 | 95700 | CLINICAL ENGINEERING | 2010-11-09 | USD | 2286.63 | Active | UNIVERSITY NEW MEXICO HOSPITAL
79907 | 1161610 | B BRAUN MEDICAL INC | INFUSOMAT SPACE | 8713050U | INFUSION PUMPS | 110231 |  | 106249 | 2016-03-30 | 2018-03-15 | 95700 | CLINICAL ENGINEERING | 2010-11-09 | USD | 2286.63 | Active | UNIVERSITY NEW MEXICO HOSPITAL
79997 | 1161601 | B BRAUN MEDICAL INC | INFUSOMAT SPACE | 8713050U | INFUSION PUMPS | 110231 |  | 106134 | 2016-03-19 | 2018-03-15 | 95700 | CLINICAL ENGINEERING | 2010-11-09 | USD | 2286.63 | Active | UNIVERSITY NEW MEXICO HOSPITAL
79996 | 1161600 | B BRAUN MEDICAL INC | INFUSOMAT SPACE | 8713050U | INFUSION PUMPS | 110231 |  | 106214 | 2016-03-01 | 2018-03-15 | 95700 | CLINICAL ENGINEERING | 2010-11-09 | USD | 2286.63 | Active | UNIVERSITY NEW MEXICO HOSPITAL
80000 | 1161604 | B BRAUN MEDICAL INC | INFUSOMAT SPACE | 8713050U | INFUSION PUMPS | 110231 |  | 105704 | 2016-03-30 | 2018-03-15 | 95700 | CLINICAL ENGINEERING | 2010-11-09 | USD | 2286.63 | Active | UNIVERSITY NEW MEXICO HOSPITAL
79999 | 1161603 | B BRAUN MEDICAL INC | INFUSOMAT SPACE | 8713050U | INFUSION PUMPS | 110231 |  | 106024 | 2016-03-31 | 2018-03-15 | 95700 | CLINICAL ENGINEERING | 2010-11-09 | USD | 2286.63 | Active | UNIVERSITY NEW MEXICO HOSPITAL
79998 | 1161602 | B BRAUN MEDICAL INC | INFUSOMAT SPACE | 8713050U | INFUSION PUMPS | 110231 |  | 105701 | 2016-03-25 | 2018-03-15 | 95700 | CLINICAL ENGINEERING | 2010-11-09 | USD | 2286.63 | Active | UNIVERSITY NEW MEXICO HOSPITAL
79897 | 1161616 | B BRAUN MEDICAL INC | INFUSOMAT SPACE | 8713050U | INFUSION PUMPS | 110231 |  | 106280 | 2016-03-30 | 2018-03-15 | 95700 | CLINICAL ENGINEERING | 2010-11-09 | USD | 2286.63 | Active | UNIVERSITY NEW MEXICO HOSPITAL
79896 | 1161615 | B BRAUN MEDICAL INC | INFUSOMAT SPACE | 8713050U | INFUSION PUMPS | 110231 |  | 106250 | 2016-03-01 | 2018-03-15 | 95700 | CLINICAL ENGINEERING | 2010-11-09 | USD | 2286.63 | Active | UNIVERSITY NEW MEXICO HOSPITAL
79534 | 1213624 | B BRAUN MEDICAL INC | INFUSOMAT SPACE | 8713050U | INFUSION PUMPS | 110231 |  | 105672 | 2016-03-31 | 2018-03-15 | 95700 | CLINICAL ENGINEERING | 2010-11-09 | USD | 2286.63 | Active | UNIVERSITY NEW MEXICO HOSPITAL
79535 | 1213634 | B BRAUN MEDICAL INC | INFUSOMAT SPACE | 8713050U | INFUSION PUMPS | 110231 |  | 105687 | 2016-03-24 | 2018-03-15 | 95700 | CLINICAL ENGINEERING | 2010-11-09 | USD | 2286.63 | Active | UNIVERSITY NEW MEXICO HOSPITAL
79536 | 1213635 | B BRAUN MEDICAL INC | INFUSOMAT SPACE | 8713050U | INFUSION PUMPS | 110231 |  | 105787 | 2016-03-28 | 2018-03-15 | 95700 | CLINICAL ENGINEERING | 2010-11-09 | USD | 2286.63 | Active | UNIVERSITY NEW MEXICO HOSPITAL
80022 | 1161661 | B BRAUN MEDICAL INC | INFUSOMAT SPACE | 8713050U | INFUSION PUMPS | 110231 |  | 110022 | 2016-03-17 | 2018-03-15 | 95700 | CLINICAL ENGINEERING | 2010-11-09 | USD | 2286.63 | Active | UNIVERSITY NEW MEXICO HOSPITAL
80016 | a0G600000064FGn | B BRAUN MEDICAL INC | INFUSOMAT SPACE | 8713050U | INFUSION PUMPS | 110231 |  | 109847 | 2016-03-01 | 2018-03-15 | 95700 | CLINICAL ENGINEERING | 2010-11-09 | USD | 2286.63 | Active | UNIVERSITY NEW MEXICO HOSPITAL
80033 | 1161672 | B BRAUN MEDICAL INC | INFUSOMAT SPACE | 8713050U | INFUSION PUMPS | 110231 |  | 109980 | 2016-03-19 | 2018-03-15 | 95700 | CLINICAL ENGINEERING | 2010-11-09 | USD | 2286.63 | Active | UNIVERSITY NEW MEXICO HOSPITAL
80031 | 1161670 | B BRAUN MEDICAL INC | INFUSOMAT SPACE | 8713050U | INFUSION PUMPS | 110231 |  | 110024 | 2016-04-11 | 2018-04-15 | 95700 | CLINICAL ENGINEERING | 2010-11-09 | USD | 2286.63 | Active | UNIVERSITY NEW MEXICO HOSPITAL
80023 | 1161662 | B BRAUN MEDICAL INC | INFUSOMAT SPACE | 8713050U | INFUSION PUMPS | 110231 |  | 110062 | 2016-03-01 | 2018-03-15 | 95700 | CLINICAL ENGINEERING | 2010-11-09 | USD | 2286.63 | Active | UNIVERSITY NEW MEXICO HOSPITAL
80024 | 1161663 | B BRAUN MEDICAL INC | INFUSOMAT SPACE | 8713050U | INFUSION PUMPS | 110231 |  | 110036 | 2016-03-24 | 2018-03-15 | 95700 | CLINICAL ENGINEERING | 2010-11-09 | USD | 2286.63 | Active | UNIVERSITY NEW MEXICO HOSPITAL
80021 | 1161660 | B BRAUN MEDICAL INC | INFUSOMAT SPACE | 8713050U | INFUSION PUMPS | 110231 |  | 109912 | 2016-03-15 | 2018-03-15 | 95700 | CLINICAL ENGINEERING | 2010-11-09 | USD | 2286.63 | Active | UNIVERSITY NEW MEXICO HOSPITAL
80028 | 1161667 | B BRAUN MEDICAL INC | INFUSOMAT SPACE | 8713050U | INFUSION PUMPS | 110231 |  | 109956 | 2016-04-12 | 2018-04-15 | 95700 | CLINICAL ENGINEERING | 2010-11-09 | USD | 2286.63 | Active | UNIVERSITY NEW MEXICO HOSPITAL
80025 | 1161664 | B BRAUN MEDICAL INC | INFUSOMAT SPACE | 8713050U | INFUSION PUMPS | 110231 |  | 110021 | 2016-03-28 | 2018-03-15 | 95700 | CLINICAL ENGINEERING | 2010-11-09 | USD | 2286.63 | Active | UNIVERSITY NEW MEXICO HOSPITAL
80019 | 1161658 | B BRAUN MEDICAL INC | INFUSOMAT SPACE | 8713050U | INFUSION PUMPS | 110231 |  | 110079 | 2016-03-26 | 2018-03-15 | 95700 | CLINICAL ENGINEERING | 2010-11-09 | USD | 2286.63 | Active | UNIVERSITY NEW MEXICO HOSPITAL
80020 | 1161659 | B BRAUN MEDICAL INC | INFUSOMAT SPACE | 8713050U | INFUSION PUMPS | 110231 |  | 110064 | 2016-03-29 | 2018-03-15 | 95700 | CLINICAL ENGINEERING | 2010-11-09 | USD | 2286.63 | Active | UNIVERSITY NEW MEXICO HOSPITAL
80018 | 1161657 | B BRAUN MEDICAL INC | INFUSOMAT SPACE | 8713050U | INFUSION PUMPS | 110231 |  | 110049 | 2016-03-25 | 2018-03-15 | 95700 | CLINICAL ENGINEERING | 2010-11-09 | USD | 2286.63 | Active | UNIVERSITY NEW MEXICO HOSPITAL
79134 | 1143737 | B BRAUN MEDICAL INC | INFUSOMAT SPACE | 8713050U | INFUSION PUMPS | 110231 |  | 105477 | 2016-03-18 | 2018-03-15 | 95700 | CLINICAL ENGINEERING | 2010-11-09 | USD | 2286.63 | Active | UNIVERSITY NEW MEXICO HOSPITAL
79149 | 1143733 | B BRAUN MEDICAL INC | INFUSOMAT SPACE | 8713050U | INFUSION PUMPS | 110231 |  | 105592 | 2016-03-31 | 2018-03-15 | 95700 | CLINICAL ENGINEERING | 2010-11-09 | USD | 2286.63 | Active | UNIVERSITY NEW MEXICO HOSPITAL
79152 | 1143730 | B BRAUN MEDICAL INC | INFUSOMAT SPACE | 8713050U | INFUSION PUMPS | 110231 |  | 109358 | 2016-03-18 | 2018-03-15 | 95700 | CLINICAL ENGINEERING | 2010-11-09 | USD | 2286.63 | Active | UNIVERSITY NEW MEXICO HOSPITAL
79154 | 1143746 | B BRAUN MEDICAL INC | INFUSOMAT SPACE | 8713050U | INFUSION PUMPS | 110231 |  | 109226 | 2016-03-01 | 2018-03-15 | 95700 | CLINICAL ENGINEERING | 2010-11-09 | USD | 2286.63 | Active | UNIVERSITY NEW MEXICO HOSPITAL
79157 | 1143743 | B BRAUN MEDICAL INC | INFUSOMAT SPACE | 8713050U | INFUSION PUMPS | 110231 |  | 105578 | 2016-03-31 | 2018-03-15 | 95700 | CLINICAL ENGINEERING | 2010-11-09 | USD | 2286.63 | Active | UNIVERSITY NEW MEXICO HOSPITAL
76715 | 1164165 | B BRAUN MEDICAL INC | INFUSOMAT SPACE | 8713050U | INFUSION PUMPS | 110231 |  | 105294 | 2016-03-31 | 2018-03-15 | 95700 | CLINICAL ENGINEERING | 2010-11-09 | USD | 2286.63 | Active | UNIVERSITY NEW MEXICO HOSPITAL
79614 | 1213728 | B BRAUN MEDICAL INC | INFUSOMAT SPACE | 8713050U | INFUSION PUMPS | 110231 | 110231 | 109736 | 2016-03-01 | 2018-03-15 | 95700 | CLINICAL ENGINEERING | 2010-11-09 | USD | 2286.63 | Active | UNIVERSITY NEW MEXICO HOSPITAL
79597 | 1213668 | B BRAUN MEDICAL INC | INFUSOMAT SPACE | 8713050U | INFUSION PUMPS | 110231 | 110231 | 105282 | 2016-03-28 | 2018-03-15 | 95700 | CLINICAL ENGINEERING | 2010-11-09 | USD | 2286.63 | Active | UNIVERSITY NEW MEXICO HOSPITAL
79594 | 1213690 | B BRAUN MEDICAL INC | INFUSOMAT SPACE | 8713050U | INFUSION PUMPS | 110231 | 110231 | 105190 | 2016-03-18 | 2018-03-15 | 95700 | CLINICAL ENGINEERING | 2010-11-09 | USD | 2286.63 | Active | UNIVERSITY NEW MEXICO HOSPITAL
79593 | 1213691 | B BRAUN MEDICAL INC | INFUSOMAT SPACE | 8713050U | INFUSION PUMPS | 110231 | 110231 | 105324 | 2016-03-01 | 2018-03-15 | 95700 | CLINICAL ENGINEERING | 2010-11-09 | USD | 2286.63 | Active | UNIVERSITY NEW MEXICO HOSPITAL
79595 | 1213689 | B BRAUN MEDICAL INC | INFUSOMAT SPACE | 8713050U | INFUSION PUMPS | 110231 | 110231 | 105465 | 2016-03-29 | 2018-03-15 | 95700 | CLINICAL ENGINEERING | 2010-11-09 | USD | 2286.63 | Active | UNIVERSITY NEW MEXICO HOSPITAL
79592 | 1213692 | B BRAUN MEDICAL INC | INFUSOMAT SPACE | 8713050U | INFUSION PUMPS | 110231 | 110231 | 105364 | 2016-03-01 | 2018-03-15 | 95700 | CLINICAL ENGINEERING | 2010-11-09 | USD | 2286.63 | Active | UNIVERSITY NEW MEXICO HOSPITAL
79591 | 1213693 | B BRAUN MEDICAL INC | INFUSOMAT SPACE | 8713050U | INFUSION PUMPS | 110231 | 110231 | 105418 | 2016-03-01 | 2018-03-15 | 95700 | CLINICAL ENGINEERING | 2010-11-09 | USD | 2286.63 | Active | UNIVERSITY NEW MEXICO HOSPITAL
79590 | 1213694 | B BRAUN MEDICAL INC | INFUSOMAT SPACE | 8713050U | INFUSION PUMPS | 110231 | 110231 | 105448 | 2016-03-31 | 2018-03-15 | 95700 | CLINICAL ENGINEERING | 2010-11-09 | USD | 2286.63 | Active | UNIVERSITY NEW MEXICO HOSPITAL
79589 | 1213695 | B BRAUN MEDICAL INC | INFUSOMAT SPACE | 8713050U | INFUSION PUMPS | 110231 | 110231 | 105338 | 2016-03-29 | 2018-03-15 | 95700 | CLINICAL ENGINEERING | 2010-11-09 | USD | 2286.63 | Active | UNIVERSITY NEW MEXICO HOSPITAL
79588 | 1213696 | B BRAUN MEDICAL INC | INFUSOMAT SPACE | 8713050U | INFUSION PUMPS | 110231 | 110231 | 105250 | 2016-04-12 | 2018-04-15 | 95700 | CLINICAL ENGINEERING | 2010-11-09 | USD | 2286.63 | Active | UNIVERSITY NEW MEXICO HOSPITAL
79587 | 1213680 | B BRAUN MEDICAL INC | INFUSOMAT SPACE | 8713050U | INFUSION PUMPS | 110231 | 110231 | 105290 | 2016-03-31 | 2018-03-15 | 95700 | CLINICAL ENGINEERING | 2010-11-09 | USD | 2286.63 | Active | UNIVERSITY NEW MEXICO HOSPITAL
79584 | 1213697 | B BRAUN MEDICAL INC | INFUSOMAT SPACE | 8713050U | INFUSION PUMPS | 110231 | 110231 | 105334 | 2016-03-25 | 2018-03-15 | 95700 | CLINICAL ENGINEERING | 2010-11-09 | USD | 2286.63 | Active | UNIVERSITY NEW MEXICO HOSPITAL
79583 | 1213687 | B BRAUN MEDICAL INC | INFUSOMAT SPACE | 8713050U | INFUSION PUMPS | 110231 | 110231 | 105363 | 2016-03-31 | 2018-03-15 | 95700 | CLINICAL ENGINEERING | 2010-11-09 | USD | 2286.63 | Active | UNIVERSITY NEW MEXICO HOSPITAL
79582 | 1213686 | B BRAUN MEDICAL INC | INFUSOMAT SPACE | 8713050U | INFUSION PUMPS | 110231 | 110231 | 105430 | 2016-03-24 | 2018-03-15 | 95700 | CLINICAL ENGINEERING | 2010-11-09 | USD | 2286.63 | Active | UNIVERSITY NEW MEXICO HOSPITAL
79581 | 1213685 | B BRAUN MEDICAL INC | INFUSOMAT SPACE | 8713050U | INFUSION PUMPS | 110231 | 110231 | 105468 | 2014-11-12 | 2016-04-15 | 95700 | CLINICAL ENGINEERING | 2010-11-09 | USD | 2286.63 | Active | UNIVERSITY NEW MEXICO HOSPITAL
79580 | 1213684 | B BRAUN MEDICAL INC | INFUSOMAT SPACE | 8713050U | INFUSION PUMPS | 110231 | 110231 | 105212 | 2016-03-31 | 2018-03-15 | 95700 | CLINICAL ENGINEERING | 2010-11-09 | USD | 2286.63 | Active | UNIVERSITY NEW MEXICO HOSPITAL
79579 | 1213683 | B BRAUN MEDICAL INC | INFUSOMAT SPACE | 8713050U | INFUSION PUMPS | 110231 | 110231 | 105450 | 2016-03-31 | 2018-03-15 | 95700 | CLINICAL ENGINEERING | 2010-11-09 | USD | 2286.63 | Active | UNIVERSITY NEW MEXICO HOSPITAL
79578 | 1213682 | B BRAUN MEDICAL INC | INFUSOMAT SPACE | 8713050U | INFUSION PUMPS | 110231 | 110231 | 105326 | 2016-03-23 | 2018-03-15 | 95700 | CLINICAL ENGINEERING | 2010-11-09 | USD | 2286.63 | Active | UNIVERSITY NEW MEXICO HOSPITAL
79577 | 1213681 | B BRAUN MEDICAL INC | INFUSOMAT SPACE | 8713050U | INFUSION PUMPS | 110231 | 110231 | 105306 | 2016-03-30 | 2018-03-15 | 95700 | CLINICAL ENGINEERING | 2010-11-09 | USD | 2286.63 | Active | UNIVERSITY NEW MEXICO HOSPITAL
79573 | 1213676 | B BRAUN MEDICAL INC | INFUSOMAT SPACE | 8713050U | INFUSION PUMPS | 110231 | 110231 | 105177 | 2016-03-30 | 2018-03-15 | 95700 | CLINICAL ENGINEERING | 2010-11-09 | USD | 2286.63 | Active | UNIVERSITY NEW MEXICO HOSPITAL
79572 | 1213675 | B BRAUN MEDICAL INC | INFUSOMAT SPACE | 8713050U | INFUSION PUMPS | 110231 | 110231 | 105605 | 2016-03-01 | 2018-03-15 | 95700 | CLINICAL ENGINEERING | 2010-11-09 | USD | 2286.63 | Active | UNIVERSITY NEW MEXICO HOSPITAL
79571 | 1213674 | B BRAUN MEDICAL INC | INFUSOMAT SPACE | 8713050U | INFUSION PUMPS | 110231 | 110231 | 105394 | 2016-03-01 | 2018-03-15 | 95700 | CLINICAL ENGINEERING | 2010-11-09 | USD | 2286.63 | Active | UNIVERSITY NEW MEXICO HOSPITAL
79570 | 1213669 | B BRAUN MEDICAL INC | INFUSOMAT SPACE | 8713050U | INFUSION PUMPS | 110231 | 110231 | 105415 | 2016-03-31 | 2018-03-15 | 95700 | CLINICAL ENGINEERING | 2010-11-09 | USD | 2286.63 | Active | UNIVERSITY NEW MEXICO HOSPITAL
79412 | 1213518 | B BRAUN MEDICAL INC | INFUSOMAT SPACE | 8713050U | INFUSION PUMPS | 110231 | 110231 | 109550 | 2016-03-31 | 2018-03-15 | 95700 | CLINICAL ENGINEERING | 2010-11-09 | USD | 2286.63 | Active | UNIVERSITY NEW MEXICO HOSPITAL
79387 | 1143956 | B BRAUN MEDICAL INC | INFUSOMAT SPACE | 8713050U | INFUSION PUMPS | 110231 | 110231 | 109545 | 2016-03-24 | 2018-03-15 | 95700 | CLINICAL ENGINEERING | 2010-11-09 | USD | 2286.63 | Active | UNIVERSITY NEW MEXICO HOSPITAL
79385 | 1143958 | B BRAUN MEDICAL INC | INFUSOMAT SPACE | 8713050U | INFUSION PUMPS | 110231 | 110231 | 109426 | 2016-03-30 | 2018-03-15 | 95700 | CLINICAL ENGINEERING | 2010-11-09 | USD | 2286.63 | Active | UNIVERSITY NEW MEXICO HOSPITAL
79383 | 1143960 | B BRAUN MEDICAL INC | INFUSOMAT SPACE | 8713050U | INFUSION PUMPS | 110231 | 110231 | 109517 | 2016-03-29 | 2018-03-15 | 95700 | CLINICAL ENGINEERING | 2010-11-09 | USD | 2286.63 | Active | UNIVERSITY NEW MEXICO HOSPITAL
79386 | 1143957 | B BRAUN MEDICAL INC | INFUSOMAT SPACE | 8713050U | INFUSION PUMPS | 110231 | 110231 | 109520 | 2016-03-25 | 2018-03-15 | 95700 | CLINICAL ENGINEERING | 2010-11-09 | USD | 2286.63 | Active | UNIVERSITY NEW MEXICO HOSPITAL
79382 | 1143961 | B BRAUN MEDICAL INC | INFUSOMAT SPACE | 8713050U | INFUSION PUMPS | 110231 | 110231 | 109460 | 2016-03-31 | 2018-03-15 | 95700 | CLINICAL ENGINEERING | 2010-11-09 | USD | 2286.63 | Active | UNIVERSITY NEW MEXICO HOSPITAL
79381 | 1143962 | B BRAUN MEDICAL INC | INFUSOMAT SPACE | 8713050U | INFUSION PUMPS | 110231 | 110231 | 109425 | 2016-03-31 | 2018-03-15 | 95700 | CLINICAL ENGINEERING | 2010-11-09 | USD | 2286.63 | Active | UNIVERSITY NEW MEXICO HOSPITAL
79380 | 1143963 | B BRAUN MEDICAL INC | INFUSOMAT SPACE | 8713050U | INFUSION PUMPS | 110231 | 110231 | 109360 | 2016-03-25 | 2018-03-15 | 95700 | CLINICAL ENGINEERING | 2010-11-09 | USD | 2286.63 | Active | UNIVERSITY NEW MEXICO HOSPITAL
79379 | 1143946 | B BRAUN MEDICAL INC | INFUSOMAT SPACE | 8713050U | INFUSION PUMPS | 110231 | 110231 | 109347 | 2016-03-26 | 2018-03-15 | 95700 | CLINICAL ENGINEERING | 2010-11-09 | USD | 2286.63 | Active | UNIVERSITY NEW MEXICO HOSPITAL
79378 | 1143947 | B BRAUN MEDICAL INC | INFUSOMAT SPACE | 8713050U | INFUSION PUMPS | 110231 | 110231 | 109495 | 2016-03-01 | 2018-03-15 | 95700 | CLINICAL ENGINEERING | 2010-11-09 | USD | 2286.63 | Active | UNIVERSITY NEW MEXICO HOSPITAL
79384 | 1143959 | B BRAUN MEDICAL INC | INFUSOMAT SPACE | 8713050U | INFUSION PUMPS | 110231 | 110231 | 109349 | 2016-03-24 | 2018-03-15 | 95700 | CLINICAL ENGINEERING | 2010-11-09 | USD | 2286.63 | Active | UNIVERSITY NEW MEXICO HOSPITAL
79366 | 1143948 | B BRAUN MEDICAL INC | INFUSOMAT SPACE | 8713050U | INFUSION PUMPS | 110231 | 110231 | 109325 | 2016-03-28 | 2018-03-15 | 95700 | CLINICAL ENGINEERING | 2010-11-09 | USD | 2286.63 | Active | UNIVERSITY NEW MEXICO HOSPITAL
79364 | 1143950 | B BRAUN MEDICAL INC | INFUSOMAT SPACE | 8713050U | INFUSION PUMPS | 110231 | 110231 | 109351 | 2016-03-22 | 2018-03-15 | 95700 | CLINICAL ENGINEERING | 2010-11-09 | USD | 2286.63 | Active | UNIVERSITY NEW MEXICO HOSPITAL
79363 | 1143951 | B BRAUN MEDICAL INC | INFUSOMAT SPACE | 8713050U | INFUSION PUMPS | 110231 | 110231 | 109251 | 2016-03-31 | 2018-03-15 | 95700 | CLINICAL ENGINEERING | 2010-11-09 | USD | 2286.63 | Active | UNIVERSITY NEW MEXICO HOSPITAL
79362 | 1143952 | B BRAUN MEDICAL INC | INFUSOMAT SPACE | 8713050U | INFUSION PUMPS | 110231 | 110231 | 109508 | 2016-03-28 | 2018-03-15 | 95700 | CLINICAL ENGINEERING | 2010-11-09 | USD | 2286.63 | Active | UNIVERSITY NEW MEXICO HOSPITAL
79361 | 1143953 | B BRAUN MEDICAL INC | INFUSOMAT SPACE | 8713050U | INFUSION PUMPS | 110231 | 110231 | 109373 | 2016-03-31 | 2018-03-15 | 95700 | CLINICAL ENGINEERING | 2010-11-09 | USD | 2286.63 | Active | UNIVERSITY NEW MEXICO HOSPITAL
79360 | 1143954 | B BRAUN MEDICAL INC | INFUSOMAT SPACE | 8713050U | INFUSION PUMPS | 110231 | 110231 | 109305 | 2016-03-01 | 2018-03-15 | 95700 | CLINICAL ENGINEERING | 2010-11-09 | USD | 2286.63 | Active | UNIVERSITY NEW MEXICO HOSPITAL
79278 | 1143848 | B BRAUN MEDICAL INC | INFUSOMAT SPACE | 8713050U | INFUSION PUMPS | 110231 | 110231 | 108745 | 2016-03-01 | 2018-03-15 | 95700 | CLINICAL ENGINEERING | 2010-11-09 | USD | 2286.63 | Active | UNIVERSITY NEW MEXICO HOSPITAL
79277 | 1143849 | B BRAUN MEDICAL INC | INFUSOMAT SPACE | 8713050U | INFUSION PUMPS | 110231 | 110231 | 108652 | 2016-03-01 | 2018-03-15 | 95700 | CLINICAL ENGINEERING | 2010-11-09 | USD | 2286.63 | Active | UNIVERSITY NEW MEXICO HOSPITAL
79276 | 1143850 | B BRAUN MEDICAL INC | INFUSOMAT SPACE | 8713050U | INFUSION PUMPS | 110231 | 110231 | 109353 | 2016-03-01 | 2018-03-15 | 95700 | CLINICAL ENGINEERING | 2010-11-09 | USD | 2286.63 | Reactivated | UNIVERSITY NEW MEXICO HOSPITAL
79275 | 1143851 | B BRAUN MEDICAL INC | INFUSOMAT SPACE | 8713050U | INFUSION PUMPS | 110231 | 110231 | 109224 | 2016-03-23 | 2018-03-15 | 95700 | CLINICAL ENGINEERING | 2010-11-09 | USD | 2286.63 | Active | UNIVERSITY NEW MEXICO HOSPITAL
79274 | 1143852 | B BRAUN MEDICAL INC | INFUSOMAT SPACE | 8713050U | INFUSION PUMPS | 110231 | 110231 | 108314 | 2016-03-01 | 2018-03-15 | 95700 | CLINICAL ENGINEERING | 2010-11-09 | USD | 2286.63 | Active | UNIVERSITY NEW MEXICO HOSPITAL
79273 | 1143853 | B BRAUN MEDICAL INC | INFUSOMAT SPACE | 8713050U | INFUSION PUMPS | 110231 | 110231 | 108370 | 2016-03-25 | 2018-04-15 | 95700 | CLINICAL ENGINEERING | 2010-11-09 | USD | 2286.63 | Reactivated | UNIVERSITY NEW MEXICO HOSPITAL
79272 | 1143854 | B BRAUN MEDICAL INC | INFUSOMAT SPACE | 8713050U | INFUSION PUMPS | 110231 | 110231 | 108717 | 2017-03-16 | 2018-03-15 | 95700 | CLINICAL ENGINEERING | 2010-11-09 | USD | 2286.63 | Active | UNIVERSITY NEW MEXICO HOSPITAL
79271 | 1143855 | B BRAUN MEDICAL INC | INFUSOMAT SPACE | 8713050U | INFUSION PUMPS | 110231 | 110231 | 108540 | 2016-03-30 | 2018-03-15 | 95700 | CLINICAL ENGINEERING | 2010-11-09 | USD | 2286.63 | Active | UNIVERSITY NEW MEXICO HOSPITAL
79270 | 1143829 | B BRAUN MEDICAL INC | INFUSOMAT SPACE | 8713050U | INFUSION PUMPS | 110231 | 110231 | 108684 | 2016-03-30 | 2018-03-15 | 95700 | CLINICAL ENGINEERING | 2010-11-09 | USD | 2286.63 | Active | UNIVERSITY NEW MEXICO HOSPITAL
79269 | 1143830 | B BRAUN MEDICAL INC | INFUSOMAT SPACE | 8713050U | INFUSION PUMPS | 110231 | 110231 | 105715 | 2016-03-25 | 2018-03-15 | 95700 | CLINICAL ENGINEERING | 2010-11-09 | USD | 2286.63 | Active | UNIVERSITY NEW MEXICO HOSPITAL
79268 | 1143831 | B BRAUN MEDICAL INC | INFUSOMAT SPACE | 8713050U | INFUSION PUMPS | 110231 | 110231 | 108329 | 2016-03-26 | 2018-03-15 | 95700 | CLINICAL ENGINEERING | 2010-11-09 | USD | 2286.63 | Active | UNIVERSITY NEW MEXICO HOSPITAL
79256 | 1143832 | B BRAUN MEDICAL INC | INFUSOMAT SPACE | 8713050U | INFUSION PUMPS | 110231 | 110231 | 108719 | 2016-03-24 | 2018-03-15 | 95700 | CLINICAL ENGINEERING | 2010-11-09 | USD | 2286.63 | Active | UNIVERSITY NEW MEXICO HOSPITAL
79254 | 1143834 | B BRAUN MEDICAL INC | INFUSOMAT SPACE | 8713050U | INFUSION PUMPS | 110231 | 110231 | 108884 | 2016-03-31 | 2018-03-15 | 95700 | CLINICAL ENGINEERING | 2010-11-09 | USD | 2286.63 | Active | UNIVERSITY NEW MEXICO HOSPITAL
79253 | 1143835 | B BRAUN MEDICAL INC | INFUSOMAT SPACE | 8713050U | INFUSION PUMPS | 110231 | 110231 | 105260 | 2016-03-24 | 2018-03-15 | 95700 | CLINICAL ENGINEERING | 2010-11-09 | USD | 2286.63 | Active | UNIVERSITY NEW MEXICO HOSPITAL
79252 | 1143836 | B BRAUN MEDICAL INC | INFUSOMAT SPACE | 8713050U | INFUSION PUMPS | 110231 | 110231 | 105444 | 2016-03-25 | 2018-03-15 | 95700 | CLINICAL ENGINEERING | 2010-11-09 | USD | 2286.63 | Active | UNIVERSITY NEW MEXICO HOSPITAL
79249 | 1143812 | B BRAUN MEDICAL INC | INFUSOMAT SPACE | 8713050U | INFUSION PUMPS | 110231 | 110231 | 108679 | 2016-03-31 | 2018-03-15 | 95700 | CLINICAL ENGINEERING | 2010-11-09 | USD | 2286.63 | Active | UNIVERSITY NEW MEXICO HOSPITAL
79247 | 1143814 | B BRAUN MEDICAL INC | INFUSOMAT SPACE | 8713050U | INFUSION PUMPS | 110231 | 110231 | 108404 | 2016-03-01 | 2018-03-15 | 95700 | CLINICAL ENGINEERING | 2010-11-09 | USD | 2286.63 | Active | UNIVERSITY NEW MEXICO HOSPITAL
79138 | 1143727 | B BRAUN MEDICAL INC | INFUSOMAT SPACE | 8713050U | INFUSION PUMPS | 110231 | 110231 | 105313 | 2016-03-21 | 2018-03-15 | 95700 | CLINICAL ENGINEERING | 2010-11-09 | USD | 2286.63 | Active | UNIVERSITY NEW MEXICO HOSPITAL
79136 | 1143729 | B BRAUN MEDICAL INC | INFUSOMAT SPACE | 8713050U | INFUSION PUMPS | 110231 | 110231 | 105504 | 2016-03-31 | 2018-03-15 | 95700 | CLINICAL ENGINEERING | 2010-11-09 | USD | 2286.63 | Active | UNIVERSITY NEW MEXICO HOSPITAL
79133 | 1143738 | B BRAUN MEDICAL INC | INFUSOMAT SPACE | 8713050U | INFUSION PUMPS | 110231 | 110231 | 105435 | 2016-03-31 | 2018-03-15 | 95700 | CLINICAL ENGINEERING | 2010-11-09 | USD | 2286.63 | Active | UNIVERSITY NEW MEXICO HOSPITAL
79132 | 1143712 | B BRAUN MEDICAL INC | INFUSOMAT SPACE | 8713050U | INFUSION PUMPS | 110231 | 110231 | 105384 | 2016-04-11 | 2018-04-15 | 95700 | CLINICAL ENGINEERING | 2010-11-09 | USD | 2286.63 | Active | UNIVERSITY NEW MEXICO HOSPITAL
79131 | 1143713 | B BRAUN MEDICAL INC | INFUSOMAT SPACE | 8713050U | INFUSION PUMPS | 110231 | 110231 | 105438 | 2016-03-30 | 2018-03-15 | 95700 | CLINICAL ENGINEERING | 2010-11-09 | USD | 2286.63 | Active | UNIVERSITY NEW MEXICO HOSPITAL
79130 | 1143714 | B BRAUN MEDICAL INC | INFUSOMAT SPACE | 8713050U | INFUSION PUMPS | 110231 | 110231 | 105424 | 2016-03-31 | 2018-03-15 | 95700 | CLINICAL ENGINEERING | 2010-11-09 | USD | 2286.63 | Active | UNIVERSITY NEW MEXICO HOSPITAL
79129 | 1143715 | B BRAUN MEDICAL INC | INFUSOMAT SPACE | 8713050U | INFUSION PUMPS | 110231 | 110231 | 105440 | 2016-03-31 | 2018-03-15 | 95700 | CLINICAL ENGINEERING | 2010-11-09 | USD | 2286.63 | Active | UNIVERSITY NEW MEXICO HOSPITAL
79128 | 1143716 | B BRAUN MEDICAL INC | INFUSOMAT SPACE | 8713050U | INFUSION PUMPS | 110231 | 110231 | 105429 | 2014-11-24 | 2016-04-15 | 95700 | CLINICAL ENGINEERING | 2010-11-09 | USD | 2286.63 | Active | UNIVERSITY NEW MEXICO HOSPITAL
79125 | 1143719 | B BRAUN MEDICAL INC | INFUSOMAT SPACE | 8713050U | INFUSION PUMPS | 110231 | 110231 | 105449 | 2016-03-24 | 2018-03-15 | 95700 | CLINICAL ENGINEERING | 2010-11-09 | USD | 2286.63 | Active | UNIVERSITY NEW MEXICO HOSPITAL
79122 | 1143705 | B BRAUN MEDICAL INC | INFUSOMAT SPACE | 8713050U | INFUSION PUMPS | 110231 | 110231 | 105311 | 2016-03-01 | 2018-03-15 | 95700 | CLINICAL ENGINEERING | 2010-11-09 | USD | 2286.63 | Active | UNIVERSITY NEW MEXICO HOSPITAL
79111 | 1143695 | B BRAUN MEDICAL INC | INFUSOMAT SPACE | 8713050U | INFUSION PUMPS | 110231 | 110231 | 105437 | 2016-03-28 | 2018-03-15 | 95700 | CLINICAL ENGINEERING | 2010-11-09 | USD | 2286.63 | Reactivated | UNIVERSITY NEW MEXICO HOSPITAL
79109 | 1143697 | B BRAUN MEDICAL INC | INFUSOMAT SPACE | 8713050U | INFUSION PUMPS | 110231 | 110231 | 105476 | 2016-03-17 | 2018-03-15 | 95700 | CLINICAL ENGINEERING | 2010-11-09 | USD | 2286.63 | Active | UNIVERSITY NEW MEXICO HOSPITAL
79106 | 1143700 | B BRAUN MEDICAL INC | INFUSOMAT SPACE | 8713050U | INFUSION PUMPS | 110231 | 110231 | 105555 | 2016-03-30 | 2018-03-15 | 95700 | CLINICAL ENGINEERING | 2010-11-09 | USD | 2286.63 | Active | UNIVERSITY NEW MEXICO HOSPITAL
79103 | 1143676 | B BRAUN MEDICAL INC | INFUSOMAT SPACE | 8713050U | INFUSION PUMPS | 110231 | 110231 | 105713 | 2016-04-04 | 2018-03-15 | 95700 | CLINICAL ENGINEERING | 2010-11-09 | USD | 2286.63 | Active | UNIVERSITY NEW MEXICO HOSPITAL
79093 | 1164484 | B BRAUN MEDICAL INC | INFUSOMAT SPACE | 8713050U | INFUSION PUMPS | 110231 | 110231 | 105712 | 2016-03-24 | 2018-03-15 | 95700 | CLINICAL ENGINEERING | 2010-11-09 | USD | 2286.63 | Active | UNIVERSITY NEW MEXICO HOSPITAL
79092 | 1164483 | B BRAUN MEDICAL INC | INFUSOMAT SPACE | 8713050U | INFUSION PUMPS | 110231 | 110231 | 105606 | 2016-03-31 | 2018-03-15 | 95700 | CLINICAL ENGINEERING | 2010-11-09 | USD | 2286.63 | Active | UNIVERSITY NEW MEXICO HOSPITAL
76979 | 1164480 | B BRAUN MEDICAL INC | INFUSOMAT SPACE | 8713050U | INFUSION PUMPS | 110231 | 110231 | 105583 | 2016-03-18 | 2018-03-15 | 95700 | CLINICAL ENGINEERING | 2010-11-09 | USD | 2286.63 | Active | UNIVERSITY NEW MEXICO HOSPITAL
76978 | 1164479 | B BRAUN MEDICAL INC | INFUSOMAT SPACE | 8713050U | INFUSION PUMPS | 110231 | 110231 | 105533 | 2016-03-01 | 2018-03-15 | 95700 | CLINICAL ENGINEERING | 2010-11-09 | USD | 2286.63 | Active | UNIVERSITY NEW MEXICO HOSPITAL
76977 | 1164478 | B BRAUN MEDICAL INC | INFUSOMAT SPACE | 8713050U | INFUSION PUMPS | 110231 | 110231 | 105630 | 2016-04-12 | 2018-04-15 | 95700 | CLINICAL ENGINEERING | 2010-11-09 | USD | 2286.63 | Active | UNIVERSITY NEW MEXICO HOSPITAL
76976 | 1164477 | B BRAUN MEDICAL INC | INFUSOMAT SPACE | 8713050U | INFUSION PUMPS | 110231 | 110231 | 108452 | 2016-03-21 | 2018-03-15 | 95700 | CLINICAL ENGINEERING | 2010-11-09 | USD | 2286.63 | Active | UNIVERSITY NEW MEXICO HOSPITAL
76975 | 1164476 | B BRAUN MEDICAL INC | INFUSOMAT SPACE | 8713050U | INFUSION PUMPS | 110231 | 110231 | 108605 | 2016-03-30 | 2018-03-15 | 95700 | CLINICAL ENGINEERING | 2010-11-09 | USD | 2286.63 | Reactivated | UNIVERSITY NEW MEXICO HOSPITAL
76972 | 1164466 | B BRAUN MEDICAL INC | INFUSOMAT SPACE | 8713050U | INFUSION PUMPS | 110231 | 110231 | 108325 | 2016-03-26 | 2018-03-15 | 95700 | CLINICAL ENGINEERING | 2010-11-09 | USD | 2286.63 | Reactivated | UNIVERSITY NEW MEXICO HOSPITAL
76957 | 1164463 | B BRAUN MEDICAL INC | INFUSOMAT SPACE | 8713050U | INFUSION PUMPS | 110231 | 110231 | 108447 | 2016-03-25 | 2018-03-15 | 95700 | CLINICAL ENGINEERING | 2010-11-09 | USD | 2286.63 | Active | UNIVERSITY NEW MEXICO HOSPITAL
76956 | 1164457 | B BRAUN MEDICAL INC | INFUSOMAT SPACE | 8713050U | INFUSION PUMPS | 110231 | 110231 | 108600 | 2016-03-24 | 2018-03-15 | 95700 | CLINICAL ENGINEERING | 2010-11-09 | USD | 2286.63 | Active | UNIVERSITY NEW MEXICO HOSPITAL
76955 | 1164456 | B BRAUN MEDICAL INC | INFUSOMAT SPACE | 8713050U | INFUSION PUMPS | 110231 | 110231 | 108308 | 2016-04-05 | 2018-04-15 | 95700 | CLINICAL ENGINEERING | 2010-11-09 | USD | 2286.63 | Active | UNIVERSITY NEW MEXICO HOSPITAL
76954 | 1164455 | B BRAUN MEDICAL INC | INFUSOMAT SPACE | 8713050U | INFUSION PUMPS | 110231 | 110231 | 105678 | 2016-03-24 | 2018-03-15 | 95700 | CLINICAL ENGINEERING | 2010-11-09 | USD | 2286.63 | Active | UNIVERSITY NEW MEXICO HOSPITAL
76929 | 1164426 | B BRAUN MEDICAL INC | INFUSOMAT SPACE | 8713050U | INFUSION PUMPS | 110231 |  | 106124 | 2016-03-25 | 2018-03-15 | 95700 | CLINICAL ENGINEERING | 2010-11-09 | USD | 2286.63 | Active | UNIVERSITY NEW MEXICO HOSPITAL
76989 | 1164498 | B BRAUN MEDICAL INC | INFUSOMAT SPACE | 8713050U | INFUSION PUMPS | 110231 |  | 105607 | 2016-03-31 | 2018-03-15 | 95700 | CLINICAL ENGINEERING | 2010-11-09 | USD | 2286.63 | Active | UNIVERSITY NEW MEXICO HOSPITAL
76990 | 1164499 | B BRAUN MEDICAL INC | INFUSOMAT SPACE | 8713050U | INFUSION PUMPS | 110231 |  | 105401 | 2016-03-28 | 2018-03-15 | 95700 | CLINICAL ENGINEERING | 2010-11-09 | USD | 2286.63 | Active | UNIVERSITY NEW MEXICO HOSPITAL
76526 | 1164018 | B BRAUN MEDICAL INC | INFUSOMAT SPACE | 8713050U | INFUSION PUMPS | 110231 |  | 105537 | 2016-03-31 | 2018-03-15 | 95700 | CLINICAL ENGINEERING | 2010-11-09 | USD | 2286.63 | Active | UNIVERSITY NEW MEXICO HOSPITAL
76525 | 1164431 | B BRAUN MEDICAL INC | INFUSOMAT SPACE | 8713050U | INFUSION PUMPS | 110231 |  | 105497 | 2016-03-28 | 2018-03-15 | 95700 | CLINICAL ENGINEERING | 2010-11-09 | USD | 2286.63 | Active | UNIVERSITY NEW MEXICO HOSPITAL
76524 | 1164489 | B BRAUN MEDICAL INC | INFUSOMAT SPACE | 8713050U | INFUSION PUMPS | 110231 |  | 105505 | 2016-03-21 | 2018-03-15 | 95700 | CLINICAL ENGINEERING | 2010-11-09 | USD | 2286.63 | Active | UNIVERSITY NEW MEXICO HOSPITAL
76523 | 1164491 | B BRAUN MEDICAL INC | INFUSOMAT SPACE | 8713050U | INFUSION PUMPS | 110231 |  | 105541 | 2016-03-23 | 2018-03-15 | 95700 | CLINICAL ENGINEERING | 2010-11-09 | USD | 2286.63 | Active | UNIVERSITY NEW MEXICO HOSPITAL
76522 | 1164492 | B BRAUN MEDICAL INC | INFUSOMAT SPACE | 8713050U | INFUSION PUMPS | 110231 |  | 105718 | 2016-04-11 | 2018-04-15 | 95700 | CLINICAL ENGINEERING | 2010-11-09 | USD | 2286.63 | Active | UNIVERSITY NEW MEXICO HOSPITAL
76927 | 1164424 | B BRAUN MEDICAL INC | INFUSOMAT SPACE | 8713050U | INFUSION PUMPS | 110231 |  | 106047 | 2016-03-24 | 2018-03-15 | 95700 | CLINICAL ENGINEERING | 2010-11-09 | USD | 2286.63 | Active | UNIVERSITY NEW MEXICO HOSPITAL
79702 | 1213923 | B BRAUN MEDICAL INC | INFUSOMAT SPACE | 8713050U | INFUSION PUMPS | 110231 |  | 110020 | 2016-03-01 | 2018-03-15 | 95700 | CLINICAL ENGINEERING | 2010-11-09 | USD | 2286.63 | Active | UNIVERSITY NEW MEXICO HOSPITAL
76926 | 1164423 | B BRAUN MEDICAL INC | INFUSOMAT SPACE | 8713050U | INFUSION PUMPS | 110231 |  | 105773 | 2016-03-24 | 2018-03-15 | 95700 | CLINICAL ENGINEERING | 2010-11-09 | USD | 2286.63 | Active | UNIVERSITY NEW MEXICO HOSPITAL
76925 | 1164422 | B BRAUN MEDICAL INC | INFUSOMAT SPACE | 8713050U | INFUSION PUMPS | 110231 |  | 105855 | 2016-03-24 | 2018-03-15 | 95700 | CLINICAL ENGINEERING | 2010-11-09 | USD | 2286.63 | Active | UNIVERSITY NEW MEXICO HOSPITAL
76869 | 1164421 | B BRAUN MEDICAL INC | INFUSOMAT SPACE | 8713050U | INFUSION PUMPS | 110231 |  | 106281 | 2016-03-28 | 2018-03-15 | 95700 | CLINICAL ENGINEERING | 2010-11-09 | USD | 2286.63 | Active | UNIVERSITY NEW MEXICO HOSPITAL
76923 | 1164416 | B BRAUN MEDICAL INC | INFUSOMAT SPACE | 8713050U | INFUSION PUMPS | 110231 |  | 105471 | 2016-03-30 | 2018-03-15 | 95700 | CLINICAL ENGINEERING | 2010-11-09 | USD | 2286.63 | Active | UNIVERSITY NEW MEXICO HOSPITAL
76868 | 1164420 | B BRAUN MEDICAL INC | INFUSOMAT SPACE | 8713050U | INFUSION PUMPS | 110231 |  | 106131 | 2016-04-04 | 2018-03-15 | 95700 | CLINICAL ENGINEERING | 2010-11-09 | USD | 2286.63 | Active | UNIVERSITY NEW MEXICO HOSPITAL
76902 | 1164418 | B BRAUN MEDICAL INC | INFUSOMAT SPACE | 8713050U | INFUSION PUMPS | 110231 |  | 105916 | 2016-03-25 | 2018-03-15 | 95700 | CLINICAL ENGINEERING | 2010-11-09 | USD | 2286.63 | Active | UNIVERSITY NEW MEXICO HOSPITAL
76924 | 1164417 | B BRAUN MEDICAL INC | INFUSOMAT SPACE | 8713050U | INFUSION PUMPS | 110231 |  | 105824 | 2016-03-25 | 2018-03-15 | 95700 | CLINICAL ENGINEERING | 2010-11-09 | USD | 2286.63 | Reactivated | UNIVERSITY NEW MEXICO HOSPITAL
76922 | 1164415 | B BRAUN MEDICAL INC | INFUSOMAT SPACE | 8713050U | INFUSION PUMPS | 110231 |  | 105655 | 2016-03-01 | 2018-03-15 | 95700 | CLINICAL ENGINEERING | 2010-11-09 | USD | 2286.63 | Active | UNIVERSITY NEW MEXICO HOSPITAL
76867 | 1164419 | B BRAUN MEDICAL INC | INFUSOMAT SPACE | 8713050U | INFUSION PUMPS | 110231 |  | 105860 | 2016-03-24 | 2018-03-15 | 95700 | CLINICAL ENGINEERING | 2010-11-09 | USD | 2286.63 | Active | UNIVERSITY NEW MEXICO HOSPITAL
76921 | 1164414 | B BRAUN MEDICAL INC | INFUSOMAT SPACE | 8713050U | INFUSION PUMPS | 110231 |  | 105686 | 2016-03-29 | 2018-03-15 | 95700 | CLINICAL ENGINEERING | 2010-11-09 | USD | 2286.63 | Reactivated | UNIVERSITY NEW MEXICO HOSPITAL
76915 | 1164408 | B BRAUN MEDICAL INC | INFUSOMAT SPACE | 8713050U | INFUSION PUMPS | 110231 |  | 105378 | 2016-03-26 | 2018-03-15 | 95700 | CLINICAL ENGINEERING | 2010-11-09 | USD | 2286.63 | Active | UNIVERSITY NEW MEXICO HOSPITAL
79481 | 1213590 | B BRAUN MEDICAL INC | INFUSOMAT SPACE | 8713050U | INFUSION PUMPS | 110231 |  | 105759 | 2016-03-23 | 2018-03-15 | 95700 | CLINICAL ENGINEERING | 2010-11-09 | USD | 2286.63 | Active | UNIVERSITY NEW MEXICO HOSPITAL
79482 | 1213591 | B BRAUN MEDICAL INC | INFUSOMAT SPACE | 8713050U | INFUSION PUMPS | 110231 |  | 105774 | 2016-03-29 | 2018-03-15 | 95700 | CLINICAL ENGINEERING | 2010-11-09 | USD | 2286.63 | Active | UNIVERSITY NEW MEXICO HOSPITAL
79485 | 1213594 | B BRAUN MEDICAL INC | INFUSOMAT SPACE | 8713050U | INFUSION PUMPS | 110231 |  | 105565 | 2016-04-28 | 2018-03-15 | 95700 | CLINICAL ENGINEERING | 2010-11-09 | USD | 2286.63 | Reactivated | UNIVERSITY NEW MEXICO HOSPITAL
79486 | 1213595 | B BRAUN MEDICAL INC | INFUSOMAT SPACE | 8713050U | INFUSION PUMPS | 110231 |  | 105671 | 2016-03-01 | 2018-03-15 | 95700 | CLINICAL ENGINEERING | 2010-11-09 | USD | 2286.63 | Active | UNIVERSITY NEW MEXICO HOSPITAL
79499 | 1213597 | B BRAUN MEDICAL INC | INFUSOMAT SPACE | 8713050U | INFUSION PUMPS | 110231 |  | 105622 | 2016-03-30 | 2018-03-15 | 95700 | CLINICAL ENGINEERING | 2010-11-09 | USD | 2286.63 | Active | UNIVERSITY NEW MEXICO HOSPITAL
79477 | 1213577 | B BRAUN MEDICAL INC | INFUSOMAT SPACE | 8713050U | INFUSION PUMPS | 110231 |  | 109555 | 2016-03-25 | 2018-03-15 | 95700 | CLINICAL ENGINEERING | 2010-11-09 | USD | 2286.63 | Active | UNIVERSITY NEW MEXICO HOSPITAL
79484 | 1213593 | B BRAUN MEDICAL INC | INFUSOMAT SPACE | 8713050U | INFUSION PUMPS | 110231 |  | 105636 | 2016-03-29 | 2018-03-15 | 95700 | CLINICAL ENGINEERING | 2010-11-09 | USD | 2286.63 | Active | UNIVERSITY NEW MEXICO HOSPITAL
79480 | 1213589 | B BRAUN MEDICAL INC | INFUSOMAT SPACE | 8713050U | INFUSION PUMPS | 110231 |  | 105425 | 2016-03-24 | 2018-03-15 | 95700 | CLINICAL ENGINEERING | 2010-11-09 | USD | 2286.63 | Active | UNIVERSITY NEW MEXICO HOSPITAL
79487 | 1213596 | B BRAUN MEDICAL INC | INFUSOMAT SPACE | 8713050U | INFUSION PUMPS | 110231 |  | 105673 | 2016-03-31 | 2018-03-15 | 95700 | CLINICAL ENGINEERING | 2010-11-09 | USD | 2286.63 | Active | UNIVERSITY NEW MEXICO HOSPITAL
79500 | 1213607 | B BRAUN MEDICAL INC | INFUSOMAT SPACE | 8713050U | INFUSION PUMPS | 110231 |  | 105628 | 2016-03-30 | 2018-03-15 | 95700 | CLINICAL ENGINEERING | 2010-11-09 | USD | 2286.63 | Active | UNIVERSITY NEW MEXICO HOSPITAL
79501 | 1213608 | B BRAUN MEDICAL INC | INFUSOMAT SPACE | 8713050U | INFUSION PUMPS | 110231 |  | 105677 | 2017-03-15 | 2018-03-15 | 95700 | CLINICAL ENGINEERING | 2010-11-09 | USD | 2286.63 | Active | UNIVERSITY NEW MEXICO HOSPITAL
79404 | 1213506 | B BRAUN MEDICAL INC | INFUSOMAT SPACE | 8713050U | INFUSION PUMPS | 110231 |  | 109344 | 2016-03-28 | 2018-03-15 | 95700 | CLINICAL ENGINEERING | 2010-11-09 | USD | 2286.63 | Active | UNIVERSITY NEW MEXICO HOSPITAL
79405 | 1213507 | B BRAUN MEDICAL INC | INFUSOMAT SPACE | 8713050U | INFUSION PUMPS | 110231 |  | 109420 | 2016-03-31 | 2018-03-15 | 95700 | CLINICAL ENGINEERING | 2010-11-09 | USD | 2286.63 | Active | UNIVERSITY NEW MEXICO HOSPITAL
79407 | 1213509 | B BRAUN MEDICAL INC | INFUSOMAT SPACE | 8713050U | INFUSION PUMPS | 110231 |  | 109492 | 2016-03-24 | 2018-03-15 | 95700 | CLINICAL ENGINEERING | 2010-11-09 | USD | 2286.63 | Active | UNIVERSITY NEW MEXICO HOSPITAL
79406 | 1213508 | B BRAUN MEDICAL INC | INFUSOMAT SPACE | 8713050U | INFUSION PUMPS | 110231 |  | 109459 | 2016-03-24 | 2018-03-15 | 95700 | CLINICAL ENGINEERING | 2010-11-09 | USD | 2286.63 | Active | UNIVERSITY NEW MEXICO HOSPITAL
79408 | 1213510 | B BRAUN MEDICAL INC | INFUSOMAT SPACE | 8713050U | INFUSION PUMPS | 110231 |  | 109208 | 2016-03-01 | 2018-03-15 | 95700 | CLINICAL ENGINEERING | 2010-11-09 | USD | 2286.63 | Active | UNIVERSITY NEW MEXICO HOSPITAL
79409 | 1213511 | B BRAUN MEDICAL INC | INFUSOMAT SPACE | 8713050U | INFUSION PUMPS | 110231 |  | 109428 | 2016-03-30 | 2018-03-15 | 95700 | CLINICAL ENGINEERING | 2010-11-09 | USD | 2286.63 | Active | UNIVERSITY NEW MEXICO HOSPITAL
79410 | 1213512 | B BRAUN MEDICAL INC | INFUSOMAT SPACE | 8713050U | INFUSION PUMPS | 110231 |  | 109449 | 2016-03-01 | 2018-03-15 | 95700 | CLINICAL ENGINEERING | 2010-11-09 | USD | 2286.63 | Active | UNIVERSITY NEW MEXICO HOSPITAL
79422 | 1213513 | B BRAUN MEDICAL INC | INFUSOMAT SPACE | 8713050U | INFUSION PUMPS | 110231 |  | 109513 | 2016-04-28 | 2018-03-15 | 95700 | CLINICAL ENGINEERING | 2010-11-09 | USD | 2286.63 | Reactivated | UNIVERSITY NEW MEXICO HOSPITAL
79425 | 1213516 | B BRAUN MEDICAL INC | INFUSOMAT SPACE | 8713050U | INFUSION PUMPS | 110231 |  | 105196 | 2016-03-01 | 2018-03-15 | 95700 | CLINICAL ENGINEERING | 2010-11-09 | USD | 2286.63 | Active | UNIVERSITY NEW MEXICO HOSPITAL
79444 | 1213533 | B BRAUN MEDICAL INC | INFUSOMAT SPACE | 8713050U | INFUSION PUMPS | 110231 |  | 105293 | 2016-03-30 | 2018-03-15 | 95700 | CLINICAL ENGINEERING | 2010-11-09 | USD | 2286.63 | Active | UNIVERSITY NEW MEXICO HOSPITAL
79430 | 1213530 | B BRAUN MEDICAL INC | INFUSOMAT SPACE | 8713050U | INFUSION PUMPS | 110231 |  | 105262 | 2016-03-22 | 2018-03-15 | 95700 | CLINICAL ENGINEERING | 2010-11-09 | USD | 2286.63 | Active | UNIVERSITY NEW MEXICO HOSPITAL
79429 | 1213529 | B BRAUN MEDICAL INC | INFUSOMAT SPACE | 8713050U | INFUSION PUMPS | 110231 |  | 105153 | 2016-03-29 | 2018-03-15 | 95700 | CLINICAL ENGINEERING | 2010-11-09 | USD | 2286.63 | Active | UNIVERSITY NEW MEXICO HOSPITAL
79432 | 1213532 | B BRAUN MEDICAL INC | INFUSOMAT SPACE | 8713050U | INFUSION PUMPS | 110231 |  | 105223 | 2016-03-26 | 2018-03-15 | 95700 | CLINICAL ENGINEERING | 2010-11-09 | USD | 2286.63 | Active | UNIVERSITY NEW MEXICO HOSPITAL
79431 | 1213531 | B BRAUN MEDICAL INC | INFUSOMAT SPACE | 8713050U | INFUSION PUMPS | 110231 |  | 105182 | 2016-03-31 | 2018-03-15 | 95700 | CLINICAL ENGINEERING | 2010-11-09 | USD | 2286.63 | Active | UNIVERSITY NEW MEXICO HOSPITAL
79446 | 1213535 | B BRAUN MEDICAL INC | INFUSOMAT SPACE | 8713050U | INFUSION PUMPS | 110231 |  | 105342 | 2016-03-31 | 2018-03-15 | 95700 | CLINICAL ENGINEERING | 2010-11-09 | USD | 2286.63 | Active | UNIVERSITY NEW MEXICO HOSPITAL
79445 | 1213534 | B BRAUN MEDICAL INC | INFUSOMAT SPACE | 8713050U | INFUSION PUMPS | 110231 |  | 105240 | 2016-03-31 | 2018-03-15 | 95700 | CLINICAL ENGINEERING | 2010-11-09 | USD | 2286.63 | Active | UNIVERSITY NEW MEXICO HOSPITAL
79447 | 1213536 | B BRAUN MEDICAL INC | INFUSOMAT SPACE | 8713050U | INFUSION PUMPS | 110231 |  | 105150 | 2016-03-30 | 2018-03-15 | 95700 | CLINICAL ENGINEERING | 2010-11-09 | USD | 2286.63 | Active | UNIVERSITY NEW MEXICO HOSPITAL
79423 | 1213514 | B BRAUN MEDICAL INC | INFUSOMAT SPACE | 8713050U | INFUSION PUMPS | 110231 |  | 109488 | 2016-03-17 | 2018-03-15 | 95700 | CLINICAL ENGINEERING | 2010-11-09 | USD | 2286.63 | Active | UNIVERSITY NEW MEXICO HOSPITAL
79449 | 1213538 | B BRAUN MEDICAL INC | INFUSOMAT SPACE | 8713050U | INFUSION PUMPS | 110231 |  | 105248 | 2016-03-30 | 2018-03-15 | 95700 | CLINICAL ENGINEERING | 2010-11-09 | USD | 2286.63 | Active | UNIVERSITY NEW MEXICO HOSPITAL
79450 | 1213539 | B BRAUN MEDICAL INC | INFUSOMAT SPACE | 8713050U | INFUSION PUMPS | 110231 |  | 105181 | 2016-03-25 | 2018-03-15 | 95700 | CLINICAL ENGINEERING | 2010-11-09 | USD | 2286.63 | Active | UNIVERSITY NEW MEXICO HOSPITAL
79452 | 1213541 | B BRAUN MEDICAL INC | INFUSOMAT SPACE | 8713050U | INFUSION PUMPS | 110231 |  | 105335 | 2016-03-28 | 2018-03-15 | 95700 | CLINICAL ENGINEERING | 2010-11-09 | USD | 2286.63 | Active | UNIVERSITY NEW MEXICO HOSPITAL
79451 | 1213540 | B BRAUN MEDICAL INC | INFUSOMAT SPACE | 8713050U | INFUSION PUMPS | 110231 |  | 105204 | 2016-03-01 | 2018-03-15 | 95700 | CLINICAL ENGINEERING | 2010-11-09 | USD | 2286.63 | Active | UNIVERSITY NEW MEXICO HOSPITAL
79454 | 1213543 | B BRAUN MEDICAL INC | INFUSOMAT SPACE | 8713050U | INFUSION PUMPS | 110231 |  | 105642 | 2016-03-31 | 2018-03-15 | 95700 | CLINICAL ENGINEERING | 2010-11-09 | USD | 2286.63 | Active | UNIVERSITY NEW MEXICO HOSPITAL
79453 | 1213542 | B BRAUN MEDICAL INC | INFUSOMAT SPACE | 8713050U | INFUSION PUMPS | 110231 |  | 105753 | 2016-04-04 | 2018-03-15 | 95700 | CLINICAL ENGINEERING | 2010-11-09 | USD | 2286.63 | Active | UNIVERSITY NEW MEXICO HOSPITAL
79466 | 1213562 | B BRAUN MEDICAL INC | INFUSOMAT SPACE | 8713050U | INFUSION PUMPS | 110231 |  | 105779 | 2016-03-24 | 2018-03-15 | 95700 | CLINICAL ENGINEERING | 2010-11-09 | USD | 2286.63 | Active | UNIVERSITY NEW MEXICO HOSPITAL
79464 | 1213575 | B BRAUN MEDICAL INC | INFUSOMAT SPACE | 8713050U | INFUSION PUMPS | 110231 |  | 105747 | 2016-03-21 | 2018-03-15 | 95700 | CLINICAL ENGINEERING | 2010-11-09 | USD | 2286.63 | Active | UNIVERSITY NEW MEXICO HOSPITAL
79465 | 1213576 | B BRAUN MEDICAL INC | INFUSOMAT SPACE | 8713050U | INFUSION PUMPS | 110231 |  | 105768 | 2016-03-01 | 2018-03-15 | 95700 | CLINICAL ENGINEERING | 2010-11-09 | USD | 2286.63 | Active | UNIVERSITY NEW MEXICO HOSPITAL
79479 | 1213579 | B BRAUN MEDICAL INC | INFUSOMAT SPACE | 8713050U | INFUSION PUMPS | 110231 |  | 105784 | 2016-03-25 | 2018-03-15 | 95700 | CLINICAL ENGINEERING | 2010-11-09 | USD | 2286.63 | Active | UNIVERSITY NEW MEXICO HOSPITAL
79483 | 1213592 | B BRAUN MEDICAL INC | INFUSOMAT SPACE | 8713050U | INFUSION PUMPS | 110231 |  | 105670 | 2016-03-24 | 2018-03-15 | 95700 | CLINICAL ENGINEERING | 2010-11-09 | USD | 2286.63 | Active | UNIVERSITY NEW MEXICO HOSPITAL
79503 | 1213610 | B BRAUN MEDICAL INC | INFUSOMAT SPACE | 8713050U | INFUSION PUMPS | 110231 |  | 105707 | 2016-03-25 | 2018-03-15 | 95700 | CLINICAL ENGINEERING | 2010-11-09 | USD | 2286.63 | Active | UNIVERSITY NEW MEXICO HOSPITAL
79502 | 1213609 | B BRAUN MEDICAL INC | INFUSOMAT SPACE | 8713050U | INFUSION PUMPS | 110231 |  | 105752 | 2016-03-25 | 2018-03-15 | 95700 | CLINICAL ENGINEERING | 2010-11-09 | USD | 2286.63 | Active | UNIVERSITY NEW MEXICO HOSPITAL
79505 | 1213612 | B BRAUN MEDICAL INC | INFUSOMAT SPACE | 8713050U | INFUSION PUMPS | 110231 |  | 105551 | 2016-03-28 | 2018-03-15 | 95700 | CLINICAL ENGINEERING | 2010-11-09 | USD | 2286.63 | Active | UNIVERSITY NEW MEXICO HOSPITAL
79504 | 1213611 | B BRAUN MEDICAL INC | INFUSOMAT SPACE | 8713050U | INFUSION PUMPS | 110231 |  | 105720 | 2016-03-01 | 2018-03-15 | 95700 | CLINICAL ENGINEERING | 2010-11-09 | USD | 2286.63 | Active | UNIVERSITY NEW MEXICO HOSPITAL
79507 | 1213614 | B BRAUN MEDICAL INC | INFUSOMAT SPACE | 8713050U | INFUSION PUMPS | 110231 |  | 108515 | 2016-03-01 | 2018-03-15 | 95700 | CLINICAL ENGINEERING | 2010-11-09 | USD | 2286.63 | Active | UNIVERSITY NEW MEXICO HOSPITAL
79506 | 1213613 | B BRAUN MEDICAL INC | INFUSOMAT SPACE | 8713050U | INFUSION PUMPS | 110231 |  | 109458 | 2016-03-31 | 2018-03-15 | 95700 | CLINICAL ENGINEERING | 2010-11-09 | USD | 2286.63 | Active | UNIVERSITY NEW MEXICO HOSPITAL
79508 | 1213615 | B BRAUN MEDICAL INC | INFUSOMAT SPACE | 8713050U | INFUSION PUMPS | 110231 |  | 106107 | 2016-03-28 | 2018-03-15 | 95700 | CLINICAL ENGINEERING | 2010-11-09 | USD | 2286.63 | Active | UNIVERSITY NEW MEXICO HOSPITAL
79641 | 1213777 | B BRAUN MEDICAL INC | INFUSOMAT SPACE | 8713050U | INFUSION PUMPS | 110231 |  | 105519 | 2016-04-05 | 2018-04-15 | 95700 | CLINICAL ENGINEERING | 2010-11-09 | USD | 2286.63 | Active | UNIVERSITY NEW MEXICO HOSPITAL
76635 | 1164195 | B BRAUN MEDICAL INC | INFUSOMAT SPACE | 8713050U | INFUSION PUMPS | 110231 |  | 105345 | 2016-03-01 | 2018-03-15 | 95700 | CLINICAL ENGINEERING | 2010-11-09 | USD | 2286.63 | Active | UNIVERSITY NEW MEXICO HOSPITAL
76636 | 1164196 | B BRAUN MEDICAL INC | INFUSOMAT SPACE | 8713050U | INFUSION PUMPS | 110231 |  | 105513 | 2016-03-01 | 2018-03-15 | 95700 | CLINICAL ENGINEERING | 2010-11-09 | USD | 2286.63 | Active | UNIVERSITY NEW MEXICO HOSPITAL
76653 | 1164127 | B BRAUN MEDICAL INC | INFUSOMAT SPACE | 8713050U | INFUSION PUMPS | 110231 |  | 105511 | 2016-03-28 | 2018-03-15 | 95700 | CLINICAL ENGINEERING | 2010-11-09 | USD | 2286.63 | Active | UNIVERSITY NEW MEXICO HOSPITAL
76652 | 1164243 | B BRAUN MEDICAL INC | INFUSOMAT SPACE | 8713050U | INFUSION PUMPS | 110231 |  | 105714 | 2016-03-23 | 2018-03-15 | 95700 | CLINICAL ENGINEERING | 2010-11-09 | USD | 2286.63 | Active | UNIVERSITY NEW MEXICO HOSPITAL
76634 | 1164194 | B BRAUN MEDICAL INC | INFUSOMAT SPACE | 8713050U | INFUSION PUMPS | 110231 |  | 105576 | 2016-04-04 | 2018-03-15 | 95700 | CLINICAL ENGINEERING | 2010-11-09 | USD | 2286.63 | Active | UNIVERSITY NEW MEXICO HOSPITAL
76987 | 1164496 | B BRAUN MEDICAL INC | INFUSOMAT SPACE | 8713050U | INFUSION PUMPS | 110231 |  | 105566 | 2016-03-28 | 2018-03-15 | 95700 | CLINICAL ENGINEERING | 2010-11-09 | USD | 2286.63 | Reactivated | UNIVERSITY NEW MEXICO HOSPITAL
76953 | 1164454 | B BRAUN MEDICAL INC | INFUSOMAT SPACE | 8713050U | INFUSION PUMPS | 110231 |  | 105828 | 2016-03-26 | 2018-03-15 | 95700 | CLINICAL ENGINEERING | 2010-11-09 | USD | 2286.63 | Active | UNIVERSITY NEW MEXICO HOSPITAL
76952 | 1164453 | B BRAUN MEDICAL INC | INFUSOMAT SPACE | 8713050U | INFUSION PUMPS | 110231 |  | 105187 | 2016-03-30 | 2018-03-15 | 95700 | CLINICAL ENGINEERING | 2010-11-09 | USD | 2286.63 | Active | UNIVERSITY NEW MEXICO HOSPITAL
76951 | 1164452 | B BRAUN MEDICAL INC | INFUSOMAT SPACE | 8713050U | INFUSION PUMPS | 110231 |  | 106086 | 2016-03-28 | 2018-03-15 | 95700 | CLINICAL ENGINEERING | 2010-11-09 | USD | 2286.63 | Active | UNIVERSITY NEW MEXICO HOSPITAL
76939 | 1164482 | B BRAUN MEDICAL INC | INFUSOMAT SPACE | 8713050U | INFUSION PUMPS | 110231 |  | 105527 | 2016-03-31 | 2018-03-15 | 95700 | CLINICAL ENGINEERING | 2010-11-09 | USD | 2286.63 | Active | UNIVERSITY NEW MEXICO HOSPITAL
76938 | 1164481 | B BRAUN MEDICAL INC | INFUSOMAT SPACE | 8713050U | INFUSION PUMPS | 110231 |  | 105403 | 2016-03-31 | 2018-03-15 | 95700 | CLINICAL ENGINEERING | 2010-11-09 | USD | 2286.63 | Reactivated | UNIVERSITY NEW MEXICO HOSPITAL
76937 | 1164465 | B BRAUN MEDICAL INC | INFUSOMAT SPACE | 8713050U | INFUSION PUMPS | 110231 |  | 108624 | 2016-03-01 | 2018-03-15 | 95700 | CLINICAL ENGINEERING | 2010-11-09 | USD | 2286.63 | Active | UNIVERSITY NEW MEXICO HOSPITAL
76986 | 1164495 | B BRAUN MEDICAL INC | INFUSOMAT SPACE | 8713050U | INFUSION PUMPS | 110231 |  | 105590 | 2016-03-30 | 2018-03-15 | 95700 | CLINICAL ENGINEERING | 2010-11-09 | USD | 2286.63 | Active | UNIVERSITY NEW MEXICO HOSPITAL
76936 | 1164464 | B BRAUN MEDICAL INC | INFUSOMAT SPACE | 8713050U | INFUSION PUMPS | 110231 |  | 108597 | 2016-03-01 | 2018-03-15 | 95700 | CLINICAL ENGINEERING | 2010-11-09 | USD | 2286.63 | Active | UNIVERSITY NEW MEXICO HOSPITAL
76985 | 1164494 | B BRAUN MEDICAL INC | INFUSOMAT SPACE | 8713050U | INFUSION PUMPS | 110231 |  | 105717 | 2016-03-19 | 2018-03-15 | 95700 | CLINICAL ENGINEERING | 2010-11-09 | USD | 2286.63 | Active | UNIVERSITY NEW MEXICO HOSPITAL
76984 | 1164475 | B BRAUN MEDICAL INC | INFUSOMAT SPACE | 8713050U | INFUSION PUMPS | 110231 |  | 105616 | 2016-03-30 | 2018-03-15 | 95700 | CLINICAL ENGINEERING | 2010-11-09 | USD | 2286.63 | Active | UNIVERSITY NEW MEXICO HOSPITAL
76983 | 1164474 | B BRAUN MEDICAL INC | INFUSOMAT SPACE | 8713050U | INFUSION PUMPS | 110231 |  | 105539 | 2016-03-24 | 2018-03-15 | 95700 | CLINICAL ENGINEERING | 2010-11-09 | USD | 2286.63 | Active | UNIVERSITY NEW MEXICO HOSPITAL
76982 | 1164473 | B BRAUN MEDICAL INC | INFUSOMAT SPACE | 8713050U | INFUSION PUMPS | 110231 |  | 105510 | 2016-03-25 | 2018-03-15 | 95700 | CLINICAL ENGINEERING | 2010-11-09 | USD | 2286.63 | Active | UNIVERSITY NEW MEXICO HOSPITAL
76901 | 1164345 | B BRAUN MEDICAL INC | INFUSOMAT SPACE | 8713050U | INFUSION PUMPS | 110231 |  | 105269 | 2016-03-21 | 2018-03-15 | 95700 | CLINICAL ENGINEERING | 2010-11-09 | USD | 2286.63 | Active | UNIVERSITY NEW MEXICO HOSPITAL
76981 | 1164472 | B BRAUN MEDICAL INC | INFUSOMAT SPACE | 8713050U | INFUSION PUMPS | 110231 |  | 105585 | 2016-03-26 | 2018-03-15 | 95700 | CLINICAL ENGINEERING | 2010-11-09 | USD | 2286.63 | Active | UNIVERSITY NEW MEXICO HOSPITAL
76968 | 1164470 | B BRAUN MEDICAL INC | INFUSOMAT SPACE | 8713050U | INFUSION PUMPS | 110231 |  | 108516 | 2016-03-29 | 2018-03-15 | 95700 | CLINICAL ENGINEERING | 2010-11-09 | USD | 2286.63 | Active | UNIVERSITY NEW MEXICO HOSPITAL
76967 | 1164469 | B BRAUN MEDICAL INC | INFUSOMAT SPACE | 8713050U | INFUSION PUMPS | 110231 |  | 108558 | 2016-03-30 | 2018-03-15 | 95700 | CLINICAL ENGINEERING | 2010-11-09 | USD | 2286.63 | Active | UNIVERSITY NEW MEXICO HOSPITAL
76966 | 1164468 | B BRAUN MEDICAL INC | INFUSOMAT SPACE | 8713050U | INFUSION PUMPS | 110231 |  | 108330 | 2016-03-24 | 2018-03-15 | 95700 | CLINICAL ENGINEERING | 2010-11-09 | USD | 2286.63 | Reactivated | UNIVERSITY NEW MEXICO HOSPITAL
76965 | 1164467 | B BRAUN MEDICAL INC | INFUSOMAT SPACE | 8713050U | INFUSION PUMPS | 110231 |  | 108468 | 2016-03-21 | 2018-03-15 | 95700 | CLINICAL ENGINEERING | 2010-11-09 | USD | 2286.63 | Active | UNIVERSITY NEW MEXICO HOSPITAL
76964 | 1164448 | B BRAUN MEDICAL INC | INFUSOMAT SPACE | 8713050U | INFUSION PUMPS | 110231 |  | 106150 | 2016-03-22 | 2018-03-15 | 95700 | CLINICAL ENGINEERING | 2010-11-09 | USD | 2286.63 | Active | UNIVERSITY NEW MEXICO HOSPITAL
76900 | 1164344 | B BRAUN MEDICAL INC | INFUSOMAT SPACE | 8713050U | INFUSION PUMPS | 110231 |  | 105638 | 2016-03-31 | 2018-03-15 | 95700 | CLINICAL ENGINEERING | 2010-11-09 | USD | 2286.63 | Active | UNIVERSITY NEW MEXICO HOSPITAL
76963 | 1164447 | B BRAUN MEDICAL INC | INFUSOMAT SPACE | 8713050U | INFUSION PUMPS | 110231 |  | 108328 | 2016-03-31 | 2018-03-15 | 95700 | CLINICAL ENGINEERING | 2010-11-09 | USD | 2286.63 | Active | UNIVERSITY NEW MEXICO HOSPITAL
76962 | 1164446 | B BRAUN MEDICAL INC | INFUSOMAT SPACE | 8713050U | INFUSION PUMPS | 110231 |  | 108555 | 2016-03-25 | 2018-03-15 | 95700 | CLINICAL ENGINEERING | 2010-11-09 | USD | 2286.63 | Active | UNIVERSITY NEW MEXICO HOSPITAL
76961 | 1164445 | B BRAUN MEDICAL INC | INFUSOMAT SPACE | 8713050U | INFUSION PUMPS | 110231 |  | 108594 | 2016-03-29 | 2018-03-15 | 95700 | CLINICAL ENGINEERING | 2010-11-09 | USD | 2286.63 | Active | UNIVERSITY NEW MEXICO HOSPITAL
76973 | 1164461 | B BRAUN MEDICAL INC | INFUSOMAT SPACE | 8713050U | INFUSION PUMPS | 110231 |  | 105159 | 2016-03-25 | 2018-03-15 | 95700 | CLINICAL ENGINEERING | 2010-11-09 | USD | 2286.63 | Active | UNIVERSITY NEW MEXICO HOSPITAL
76930 | 1164441 | B BRAUN MEDICAL INC | INFUSOMAT SPACE | 8713050U | INFUSION PUMPS | 110231 |  | 106126 | 2016-03-26 | 2018-03-15 | 95700 | CLINICAL ENGINEERING | 2010-11-09 | USD | 2286.63 | Active | UNIVERSITY NEW MEXICO HOSPITAL
76931 | 1164440 | B BRAUN MEDICAL INC | INFUSOMAT SPACE | 8713050U | INFUSION PUMPS | 110231 |  | 105351 | 2016-03-31 | 2018-03-15 | 95700 | CLINICAL ENGINEERING | 2010-11-09 | USD | 2286.63 | Active | UNIVERSITY NEW MEXICO HOSPITAL
79198 | 1143776 | B BRAUN MEDICAL INC | INFUSOMAT SPACE | 8713050U | INFUSION PUMPS | 110231 |  | 109611 | 2016-03-22 | 2018-03-15 | 95700 | CLINICAL ENGINEERING | 2010-11-09 | USD | 2286.63 | Active | UNIVERSITY NEW MEXICO HOSPITAL
79201 | 1143800 | B BRAUN MEDICAL INC | INFUSOMAT SPACE | 8713050U | INFUSION PUMPS | 110231 |  | 109572 | 2016-03-24 | 2018-03-15 | 95700 | CLINICAL ENGINEERING | 2010-11-09 | USD | 2286.63 | Active | UNIVERSITY NEW MEXICO HOSPITAL
79199 | 1143775 | B BRAUN MEDICAL INC | INFUSOMAT SPACE | 8713050U | INFUSION PUMPS | 110231 |  | 109649 | 2016-03-30 | 2018-03-15 | 95700 | CLINICAL ENGINEERING | 2010-11-09 | USD | 2286.63 | Active | UNIVERSITY NEW MEXICO HOSPITAL
79200 | 1143801 | B BRAUN MEDICAL INC | INFUSOMAT SPACE | 8713050U | INFUSION PUMPS | 110231 |  | 109516 | 2016-03-30 | 2018-03-15 | 95700 | CLINICAL ENGINEERING | 2010-11-09 | USD | 2286.63 | Active | UNIVERSITY NEW MEXICO HOSPITAL
79226 | 1143797 | B BRAUN MEDICAL INC | INFUSOMAT SPACE | 8713050U | INFUSION PUMPS | 110231 |  | 109400 | 2016-03-30 | 2018-03-15 | 95700 | CLINICAL ENGINEERING | 2010-11-09 | USD | 2286.63 | Active | UNIVERSITY NEW MEXICO HOSPITAL
79225 | 1143798 | B BRAUN MEDICAL INC | INFUSOMAT SPACE | 8713050U | INFUSION PUMPS | 110231 |  | 109538 | 2016-03-01 | 2018-03-15 | 95700 | CLINICAL ENGINEERING | 2010-11-09 | USD | 2286.63 | Active | UNIVERSITY NEW MEXICO HOSPITAL
79224 | 1143799 | B BRAUN MEDICAL INC | INFUSOMAT SPACE | 8713050U | INFUSION PUMPS | 110231 |  | 109759 | 2016-03-23 | 2018-03-15 | 95700 | CLINICAL ENGINEERING | 2010-11-09 | USD | 2286.63 | Reactivated | UNIVERSITY NEW MEXICO HOSPITAL
79227 | 1143796 | B BRAUN MEDICAL INC | INFUSOMAT SPACE | 8713050U | INFUSION PUMPS | 110231 |  | 109301 | 2016-04-04 | 2018-03-15 | 95700 | CLINICAL ENGINEERING | 2010-11-09 | USD | 2286.63 | Active | UNIVERSITY NEW MEXICO HOSPITAL
76655 | 1164129 | B BRAUN MEDICAL INC | INFUSOMAT SPACE | 8713050U | INFUSION PUMPS | 110231 |  | 105518 | 2016-03-25 | 2018-03-15 | 95700 | CLINICAL ENGINEERING | 2010-11-09 | USD | 2286.63 | Active | UNIVERSITY NEW MEXICO HOSPITAL
79463 | 1213574 | B BRAUN MEDICAL INC | INFUSOMAT SPACE | 8713050U | INFUSION PUMPS | 110231 |  | 105721 | 2016-03-22 | 2018-03-15 | 95700 | CLINICAL ENGINEERING | 2010-11-09 | USD | 2286.63 | Active | UNIVERSITY NEW MEXICO HOSPITAL
79478 | 1213578 | B BRAUN MEDICAL INC | INFUSOMAT SPACE | 8713050U | INFUSION PUMPS | 110231 |  | 105722 | 2016-03-28 | 2018-03-15 | 95700 | CLINICAL ENGINEERING | 2010-11-09 | USD | 2286.63 | Active | UNIVERSITY NEW MEXICO HOSPITAL
79108 | 1143698 | B BRAUN MEDICAL INC | INFUSOMAT SPACE | 8713050U | INFUSION PUMPS | 110231 |  | 105494 | 2016-03-25 | 2018-03-15 | 95700 | CLINICAL ENGINEERING | 2010-11-09 | USD | 2286.63 | Active | UNIVERSITY NEW MEXICO HOSPITAL
79107 | 1143699 | B BRAUN MEDICAL INC | INFUSOMAT SPACE | 8713050U | INFUSION PUMPS | 110231 |  | 105362 | 2016-03-29 | 2018-03-15 | 95700 | CLINICAL ENGINEERING | 2010-11-09 | USD | 2286.63 | Active | UNIVERSITY NEW MEXICO HOSPITAL
79105 | 1143701 | B BRAUN MEDICAL INC | INFUSOMAT SPACE | 8713050U | INFUSION PUMPS | 110231 |  | 105446 | 2017-03-16 | 2018-03-15 | 95700 | CLINICAL ENGINEERING | 2010-11-09 | USD | 2286.63 | Active | UNIVERSITY NEW MEXICO HOSPITAL
76518 | 1143677 | B BRAUN MEDICAL INC | INFUSOMAT SPACE | 8713050U | INFUSION PUMPS | 110231 |  | 105495 | 2016-03-21 | 2018-03-15 | 95700 | CLINICAL ENGINEERING | 2010-11-09 | USD | 2286.63 | Active | UNIVERSITY NEW MEXICO HOSPITAL
76520 | 1143679 | B BRAUN MEDICAL INC | INFUSOMAT SPACE | 8713050U | INFUSION PUMPS | 110231 |  | 105544 | 2016-03-29 | 2018-03-15 | 95700 | CLINICAL ENGINEERING | 2010-11-09 | USD | 2286.63 | Active | UNIVERSITY NEW MEXICO HOSPITAL
76519 | 1143678 | B BRAUN MEDICAL INC | INFUSOMAT SPACE | 8713050U | INFUSION PUMPS | 110231 |  | 105611 | 2016-03-19 | 2018-03-15 | 95700 | CLINICAL ENGINEERING | 2010-11-09 | USD | 2286.63 | Active | UNIVERSITY NEW MEXICO HOSPITAL
76684 | 1164260 | B BRAUN MEDICAL INC | INFUSOMAT SPACE | 8713050U | INFUSION PUMPS | 110231 |  | 105805 | 2016-03-25 | 2018-03-15 | 95700 | CLINICAL ENGINEERING | 2010-11-09 | USD | 2286.63 | Active | UNIVERSITY NEW MEXICO HOSPITAL
76663 | 1164259 | B BRAUN MEDICAL INC | INFUSOMAT SPACE | 8713050U | INFUSION PUMPS | 110231 |  | 105688 | 2016-03-17 | 2018-03-15 | 95700 | CLINICAL ENGINEERING | 2010-11-09 | USD | 2286.63 | Active | UNIVERSITY NEW MEXICO HOSPITAL
76701 | 1164252 | B BRAUN MEDICAL INC | INFUSOMAT SPACE | 8713050U | INFUSION PUMPS | 110231 |  | 105835 | 2016-03-26 | 2018-03-15 | 95700 | CLINICAL ENGINEERING | 2010-11-09 | USD | 2286.63 | Active | UNIVERSITY NEW MEXICO HOSPITAL
76683 | 1164258 | B BRAUN MEDICAL INC | INFUSOMAT SPACE | 8713050U | INFUSION PUMPS | 110231 |  | 105654 | 2016-03-30 | 2018-03-15 | 95700 | CLINICAL ENGINEERING | 2010-11-09 | USD | 2286.63 | Active | UNIVERSITY NEW MEXICO HOSPITAL
76703 | 1164254 | B BRAUN MEDICAL INC | INFUSOMAT SPACE | 8713050U | INFUSION PUMPS | 110231 |  | 105661 | 2016-03-01 | 2018-03-15 | 95700 | CLINICAL ENGINEERING | 2010-11-09 | USD | 2286.63 | Active | UNIVERSITY NEW MEXICO HOSPITAL
76661 | 1164256 | B BRAUN MEDICAL INC | INFUSOMAT SPACE | 8713050U | INFUSION PUMPS | 110231 |  | 105680 | 2016-03-01 | 2018-03-15 | 95700 | CLINICAL ENGINEERING | 2010-11-09 | USD | 2286.63 | Active | UNIVERSITY NEW MEXICO HOSPITAL
76702 | 1164253 | B BRAUN MEDICAL INC | INFUSOMAT SPACE | 8713050U | INFUSION PUMPS | 110231 |  | 105645 | 2016-03-26 | 2018-03-15 | 95700 | CLINICAL ENGINEERING | 2010-11-09 | USD | 2286.63 | Active | UNIVERSITY NEW MEXICO HOSPITAL
76648 | 1164209 | B BRAUN MEDICAL INC | INFUSOMAT SPACE | 8713050U | INFUSION PUMPS | 110231 |  | 105422 | 2016-03-26 | 2018-03-15 | 95700 | CLINICAL ENGINEERING | 2010-11-09 | USD | 2286.63 | Active | UNIVERSITY NEW MEXICO HOSPITAL
76646 | 1164207 | B BRAUN MEDICAL INC | INFUSOMAT SPACE | 8713050U | INFUSION PUMPS | 110231 |  | 105853 | 2016-03-23 | 2018-03-15 | 95700 | CLINICAL ENGINEERING | 2010-11-09 | USD | 2286.63 | Active | UNIVERSITY NEW MEXICO HOSPITAL
76647 | 1164208 | B BRAUN MEDICAL INC | INFUSOMAT SPACE | 8713050U | INFUSION PUMPS | 110231 |  | 105820 | 2016-04-11 | 2018-04-15 | 95700 | CLINICAL ENGINEERING | 2010-11-09 | USD | 2286.63 | Active | UNIVERSITY NEW MEXICO HOSPITAL
79228 | 1143795 | B BRAUN MEDICAL INC | INFUSOMAT SPACE | 8713050U | INFUSION PUMPS | 110231 |  | 109396 | 2016-03-29 | 2018-03-15 | 95700 | CLINICAL ENGINEERING | 2010-11-09 | USD | 2286.63 | Reactivated | UNIVERSITY NEW MEXICO HOSPITAL
79229 | 1143794 | B BRAUN MEDICAL INC | INFUSOMAT SPACE | 8713050U | INFUSION PUMPS | 110231 |  | 109616 | 2016-03-23 | 2018-03-15 | 95700 | CLINICAL ENGINEERING | 2010-11-09 | USD | 2286.63 | Reactivated | UNIVERSITY NEW MEXICO HOSPITAL
79230 | 1143793 | B BRAUN MEDICAL INC | INFUSOMAT SPACE | 8713050U | INFUSION PUMPS | 110231 |  | 109646 | 2016-03-30 | 2018-03-15 | 95700 | CLINICAL ENGINEERING | 2010-11-09 | USD | 2286.63 | Active | UNIVERSITY NEW MEXICO HOSPITAL
79231 | 1143819 | B BRAUN MEDICAL INC | INFUSOMAT SPACE | 8713050U | INFUSION PUMPS | 110231 |  | 109656 | 2016-04-07 | 2018-04-15 | 95700 | CLINICAL ENGINEERING | 2010-11-09 | USD | 2286.63 | Active | UNIVERSITY NEW MEXICO HOSPITAL
79232 | 1143818 | B BRAUN MEDICAL INC | INFUSOMAT SPACE | 8713050U | INFUSION PUMPS | 110231 |  | 109570 | 2016-03-31 | 2018-03-15 | 95700 | CLINICAL ENGINEERING | 2010-11-09 | USD | 2286.63 | Active | UNIVERSITY NEW MEXICO HOSPITAL
76969 | 1164458 | B BRAUN MEDICAL INC | INFUSOMAT SPACE | 8713050U | INFUSION PUMPS | 110231 |  | 105911 | 2016-03-01 | 2018-03-15 | 95700 | CLINICAL ENGINEERING | 2010-11-09 | USD | 2286.63 | Active | UNIVERSITY NEW MEXICO HOSPITAL
76971 | 1164460 | B BRAUN MEDICAL INC | INFUSOMAT SPACE | 8713050U | INFUSION PUMPS | 110231 |  | 105934 | 2016-03-28 | 2018-03-15 | 95700 | CLINICAL ENGINEERING | 2010-11-09 | USD | 2286.63 | Active | UNIVERSITY NEW MEXICO HOSPITAL
76970 | 1164459 | B BRAUN MEDICAL INC | INFUSOMAT SPACE | 8713050U | INFUSION PUMPS | 110231 |  | 105786 | 2017-03-01 | 2018-03-15 | 95700 | CLINICAL ENGINEERING | 2010-11-09 | USD | 2286.63 | Active | UNIVERSITY NEW MEXICO HOSPITAL
79549 | 1213661 | B BRAUN MEDICAL INC | INFUSOMAT SPACE | 8713050U | INFUSION PUMPS | 110231 |  | 106065 | 2016-04-11 | 2018-04-15 | 95700 | CLINICAL ENGINEERING | 2010-11-09 | USD | 2286.63 | Active | UNIVERSITY NEW MEXICO HOSPITAL
79548 | 1213651 | B BRAUN MEDICAL INC | INFUSOMAT SPACE | 8713050U | INFUSION PUMPS | 110231 |  | 105657 | 2016-03-31 | 2018-03-15 | 95700 | CLINICAL ENGINEERING | 2010-11-09 | USD | 2286.63 | Active | UNIVERSITY NEW MEXICO HOSPITAL
79547 | 1213650 | B BRAUN MEDICAL INC | INFUSOMAT SPACE | 8713050U | INFUSION PUMPS | 110231 |  | 106029 | 2016-03-28 | 2018-03-15 | 95700 | CLINICAL ENGINEERING | 2010-11-09 | USD | 2286.63 | Active | UNIVERSITY NEW MEXICO HOSPITAL
79509 | 1213625 | B BRAUN MEDICAL INC | INFUSOMAT SPACE | 8713050U | INFUSION PUMPS | 110231 |  | 105955 | 2016-03-18 | 2018-03-15 | 95700 | CLINICAL ENGINEERING | 2010-11-09 | USD | 2286.63 | Reactivated | UNIVERSITY NEW MEXICO HOSPITAL
79526 | 1213631 | B BRAUN MEDICAL INC | INFUSOMAT SPACE | 8713050U | INFUSION PUMPS | 110231 |  | 109313 | 2016-03-01 | 2018-03-15 | 95700 | CLINICAL ENGINEERING | 2010-11-09 | USD | 2286.63 | Active | UNIVERSITY NEW MEXICO HOSPITAL
79521 | 1213626 | B BRAUN MEDICAL INC | INFUSOMAT SPACE | 8713050U | INFUSION PUMPS | 110231 |  | 105771 | 2016-03-31 | 2018-03-15 | 95700 | CLINICAL ENGINEERING | 2010-11-09 | USD | 2286.63 | Active | UNIVERSITY NEW MEXICO HOSPITAL
79523 | 1213628 | B BRAUN MEDICAL INC | INFUSOMAT SPACE | 8713050U | INFUSION PUMPS | 110231 |  | 105810 | 2017-03-16 | 2018-03-15 | 95700 | CLINICAL ENGINEERING | 2010-11-09 | USD | 2286.63 | Active | UNIVERSITY NEW MEXICO HOSPITAL
79522 | 1213627 | B BRAUN MEDICAL INC | INFUSOMAT SPACE | 8713050U | INFUSION PUMPS | 110231 |  | 105932 | 2016-03-25 | 2018-03-15 | 95700 | CLINICAL ENGINEERING | 2010-11-09 | USD | 2286.63 | Reactivated | UNIVERSITY NEW MEXICO HOSPITAL
79525 | 1213630 | B BRAUN MEDICAL INC | INFUSOMAT SPACE | 8713050U | INFUSION PUMPS | 110231 |  | 105799 | 2016-03-18 | 2018-03-15 | 95700 | CLINICAL ENGINEERING | 2010-11-09 | USD | 2286.63 | Active | UNIVERSITY NEW MEXICO HOSPITAL
79524 | 1213629 | B BRAUN MEDICAL INC | INFUSOMAT SPACE | 8713050U | INFUSION PUMPS | 110231 |  | 105895 | 2016-03-28 | 2018-03-15 | 95700 | CLINICAL ENGINEERING | 2010-11-09 | USD | 2286.63 | Active | UNIVERSITY NEW MEXICO HOSPITAL
79545 | 1213648 | B BRAUN MEDICAL INC | INFUSOMAT SPACE | 8713050U | INFUSION PUMPS | 110231 |  | 105684 | 2016-03-22 | 2018-03-15 | 95700 | CLINICAL ENGINEERING | 2010-11-09 | USD | 2286.63 | Active | UNIVERSITY NEW MEXICO HOSPITAL
79527 | 1213632 | B BRAUN MEDICAL INC | INFUSOMAT SPACE | 8713050U | INFUSION PUMPS | 110231 |  | 106063 | 2016-03-01 | 2018-03-15 | 95700 | CLINICAL ENGINEERING | 2010-11-09 | USD | 2286.63 | Active | UNIVERSITY NEW MEXICO HOSPITAL
79529 | 1213643 | B BRAUN MEDICAL INC | INFUSOMAT SPACE | 8713050U | INFUSION PUMPS | 110231 |  | 106278 | 2016-03-01 | 2018-03-15 | 95700 | CLINICAL ENGINEERING | 2010-11-09 | USD | 2286.63 | Active | UNIVERSITY NEW MEXICO HOSPITAL
79528 | 1213633 | B BRAUN MEDICAL INC | INFUSOMAT SPACE | 8713050U | INFUSION PUMPS | 110231 |  | 105767 | 2016-03-22 | 2018-03-15 | 95700 | CLINICAL ENGINEERING | 2010-11-09 | USD | 2286.63 | Active | UNIVERSITY NEW MEXICO HOSPITAL
79530 | 1213644 | B BRAUN MEDICAL INC | INFUSOMAT SPACE | 8713050U | INFUSION PUMPS | 110231 |  | 106002 | 2016-03-30 | 2018-03-15 | 95700 | CLINICAL ENGINEERING | 2010-11-09 | USD | 2286.63 | Active | UNIVERSITY NEW MEXICO HOSPITAL
79531 | 1213645 | B BRAUN MEDICAL INC | INFUSOMAT SPACE | 8713050U | INFUSION PUMPS | 110231 |  | 105729 | 2016-03-01 | 2018-03-15 | 95700 | CLINICAL ENGINEERING | 2010-11-09 | USD | 2286.63 | Active | UNIVERSITY NEW MEXICO HOSPITAL
79543 | 1213646 | B BRAUN MEDICAL INC | INFUSOMAT SPACE | 8713050U | INFUSION PUMPS | 110231 |  | 108485 | 2016-03-01 | 2018-03-15 | 95700 | CLINICAL ENGINEERING | 2010-11-09 | USD | 2286.63 | Active | UNIVERSITY NEW MEXICO HOSPITAL
79550 | 1213662 | B BRAUN MEDICAL INC | INFUSOMAT SPACE | 8713050U | INFUSION PUMPS | 110231 |  | 105959 | 2016-03-26 | 2018-03-15 | 95700 | CLINICAL ENGINEERING | 2010-11-09 | USD | 2286.63 | Active | UNIVERSITY NEW MEXICO HOSPITAL
79544 | 1213647 | B BRAUN MEDICAL INC | INFUSOMAT SPACE | 8713050U | INFUSION PUMPS | 110231 |  | 105796 | 2016-03-30 | 2018-03-15 | 95700 | CLINICAL ENGINEERING | 2010-11-09 | USD | 2286.63 | Active | UNIVERSITY NEW MEXICO HOSPITAL
79546 | 1213649 | B BRAUN MEDICAL INC | INFUSOMAT SPACE | 8713050U | INFUSION PUMPS | 110231 |  | 106078 | 2016-03-31 | 2018-03-15 | 95700 | CLINICAL ENGINEERING | 2010-11-09 | USD | 2286.63 | Active | UNIVERSITY NEW MEXICO HOSPITAL
79975 | 1161583 | B BRAUN MEDICAL INC | INFUSOMAT SPACE | 8713050U | INFUSION PUMPS | 110231 |  | 106011 | 2016-03-28 | 2018-03-15 | 95700 | CLINICAL ENGINEERING | 2010-11-09 | USD | 2286.63 | Reactivated | UNIVERSITY NEW MEXICO HOSPITAL
79976 | 1161584 | B BRAUN MEDICAL INC | INFUSOMAT SPACE | 8713050U | INFUSION PUMPS | 110231 |  | 106026 | 2016-03-23 | 2018-03-15 | 95700 | CLINICAL ENGINEERING | 2010-11-09 | USD | 2286.63 | Active | UNIVERSITY NEW MEXICO HOSPITAL
79977 | 1161585 | B BRAUN MEDICAL INC | INFUSOMAT SPACE | 8713050U | INFUSION PUMPS | 110231 |  | 106130 | 2016-03-28 | 2018-03-15 | 95700 | CLINICAL ENGINEERING | 2010-11-09 | USD | 2286.63 | Active | UNIVERSITY NEW MEXICO HOSPITAL
79898 | 1161617 | B BRAUN MEDICAL INC | INFUSOMAT SPACE | 8713050U | INFUSION PUMPS | 110231 |  | 106151 | 2016-03-31 | 2018-03-15 | 95700 | CLINICAL ENGINEERING | 2010-11-09 | USD | 2286.63 | Active | UNIVERSITY NEW MEXICO HOSPITAL
79899 | 1161618 | B BRAUN MEDICAL INC | INFUSOMAT SPACE | 8713050U | INFUSION PUMPS | 110231 |  | 106123 | 2016-03-30 | 2018-03-15 | 95700 | CLINICAL ENGINEERING | 2010-11-09 | USD | 2286.63 | Active | UNIVERSITY NEW MEXICO HOSPITAL
79969 | 1161577 | B BRAUN MEDICAL INC | INFUSOMAT SPACE | 8713050U | INFUSION PUMPS | 110231 |  | 105708 | 2016-04-04 | 2018-03-15 | 95700 | CLINICAL ENGINEERING | 2010-11-09 | USD | 2286.63 | Active | UNIVERSITY NEW MEXICO HOSPITAL
79972 | 1161578 | B BRAUN MEDICAL INC | INFUSOMAT SPACE | 8713050U | INFUSION PUMPS | 110231 |  | 106187 | 2016-03-01 | 2018-03-15 | 95700 | CLINICAL ENGINEERING | 2010-11-09 | USD | 2286.63 | Active | UNIVERSITY NEW MEXICO HOSPITAL
79970 | 1161579 | B BRAUN MEDICAL INC | INFUSOMAT SPACE | 8713050U | INFUSION PUMPS | 110231 |  | 106145 | 2016-03-24 | 2018-03-15 | 95700 | CLINICAL ENGINEERING | 2010-11-09 | USD | 2286.63 | Reactivated | UNIVERSITY NEW MEXICO HOSPITAL
79895 | 1161614 | B BRAUN MEDICAL INC | INFUSOMAT SPACE | 8713050U | INFUSION PUMPS | 110231 |  | 106218 | 2017-03-15 | 2018-03-15 | 95700 | CLINICAL ENGINEERING | 2010-11-09 | USD | 2286.63 | Active | UNIVERSITY NEW MEXICO HOSPITAL
79900 | 1161619 | B BRAUN MEDICAL INC | INFUSOMAT SPACE | 8713050U | INFUSION PUMPS | 110231 |  | 106143 | 2016-03-26 | 2018-03-15 | 95700 | CLINICAL ENGINEERING | 2010-11-09 | USD | 2286.63 | Active | UNIVERSITY NEW MEXICO HOSPITAL
76589 | 1164098 | B BRAUN MEDICAL INC | INFUSOMAT SPACE | 8713050U | INFUSION PUMPS | 110231 |  | 109399 | 2016-03-01 | 2018-03-15 | 95700 | CLINICAL ENGINEERING | 2010-11-09 | USD | 2286.63 | Active | UNIVERSITY NEW MEXICO HOSPITAL
79242 | 1143826 | B BRAUN MEDICAL INC | INFUSOMAT SPACE | 8713050U | INFUSION PUMPS | 110231 |  | 108562 | 2016-04-08 | 2018-04-15 | 95700 | CLINICAL ENGINEERING | 2010-11-09 | USD | 2286.63 | Active | UNIVERSITY NEW MEXICO HOSPITAL
79912 | 1161822 | B BRAUN MEDICAL INC | INFUSOMAT SPACE | 8713050U | INFUSION PUMPS | 110231 |  | 106172 | 2016-03-23 | 2018-03-15 | 95700 | CLINICAL ENGINEERING | 2010-11-09 | USD | 2286.63 | Reactivated | UNIVERSITY NEW MEXICO HOSPITAL
79911 | 1161821 | B BRAUN MEDICAL INC | INFUSOMAT SPACE | 8713050U | INFUSION PUMPS | 110231 |  | 106192 | 2016-03-25 | 2018-03-15 | 95700 | CLINICAL ENGINEERING | 2010-11-09 | USD | 2286.63 | Active | UNIVERSITY NEW MEXICO HOSPITAL
79910 | 1161613 | B BRAUN MEDICAL INC | INFUSOMAT SPACE | 8713050U | INFUSION PUMPS | 110231 |  | 106111 | 2016-03-23 | 2018-03-15 | 95700 | CLINICAL ENGINEERING | 2010-11-09 | USD | 2286.63 | Active | UNIVERSITY NEW MEXICO HOSPITAL
76765 | 1164154 | B BRAUN MEDICAL INC | INFUSOMAT SPACE | 8713050U | INFUSION PUMPS | 110231 |  | 109587 | 2016-03-19 | 2018-03-15 | 95700 | CLINICAL ENGINEERING | 2010-11-09 | USD | 2286.63 | Active | UNIVERSITY NEW MEXICO HOSPITAL
76769 | 1164143 | B BRAUN MEDICAL INC | INFUSOMAT SPACE | 8713050U | INFUSION PUMPS | 110231 |  | 109444 | 2016-03-30 | 2018-03-15 | 95700 | CLINICAL ENGINEERING | 2010-11-09 | USD | 2286.63 | Active | UNIVERSITY NEW MEXICO HOSPITAL
76759 | 1164155 | B BRAUN MEDICAL INC | INFUSOMAT SPACE | 8713050U | INFUSION PUMPS | 110231 |  | 109662 | 2016-03-21 | 2018-03-15 | 95700 | CLINICAL ENGINEERING | 2010-11-09 | USD | 2286.63 | Active | UNIVERSITY NEW MEXICO HOSPITAL
76710 | 1164112 | B BRAUN MEDICAL INC | INFUSOMAT SPACE | 8713050U | INFUSION PUMPS | 110231 |  | 109684 | 2016-03-01 | 2018-03-15 | 95700 | CLINICAL ENGINEERING | 2010-11-09 | USD | 2286.63 | Active | UNIVERSITY NEW MEXICO HOSPITAL
76593 | 1164102 | B BRAUN MEDICAL INC | INFUSOMAT SPACE | 8713050U | INFUSION PUMPS | 110231 |  | 109530 | 2016-03-01 | 2018-03-15 | 95700 | CLINICAL ENGINEERING | 2010-11-09 | USD | 2286.63 | Active | UNIVERSITY NEW MEXICO HOSPITAL
79180 | 1143758 | B BRAUN MEDICAL INC | INFUSOMAT SPACE | 8713050U | INFUSION PUMPS | 110231 |  | 109386 | 2016-03-19 | 2018-03-15 | 95700 | CLINICAL ENGINEERING | 2010-11-09 | USD | 2286.63 | Active | UNIVERSITY NEW MEXICO HOSPITAL
79181 | 1143757 | B BRAUN MEDICAL INC | INFUSOMAT SPACE | 8713050U | INFUSION PUMPS | 110231 |  | 109384 | 2016-03-26 | 2018-03-15 | 95700 | CLINICAL ENGINEERING | 2010-11-09 | USD | 2286.63 | Active | UNIVERSITY NEW MEXICO HOSPITAL
79182 | 1143774 | B BRAUN MEDICAL INC | INFUSOMAT SPACE | 8713050U | INFUSION PUMPS | 110231 |  | 109197 | 2016-03-29 | 2018-03-15 | 95700 | CLINICAL ENGINEERING | 2010-11-09 | USD | 2286.63 | Active | UNIVERSITY NEW MEXICO HOSPITAL
79185 | 1143771 | B BRAUN MEDICAL INC | INFUSOMAT SPACE | 8713050U | INFUSION PUMPS | 110231 |  | 109269 | 2016-03-24 | 2018-03-15 | 95700 | CLINICAL ENGINEERING | 2010-11-09 | USD | 2286.63 | Active | UNIVERSITY NEW MEXICO HOSPITAL
79183 | 1143773 | B BRAUN MEDICAL INC | INFUSOMAT SPACE | 8713050U | INFUSION PUMPS | 110231 |  | 109392 | 2016-03-30 | 2018-03-15 | 95700 | CLINICAL ENGINEERING | 2010-11-09 | USD | 2286.63 | Active | UNIVERSITY NEW MEXICO HOSPITAL
79102 | 1143687 | B BRAUN MEDICAL INC | INFUSOMAT SPACE | 8713050U | INFUSION PUMPS | 110231 |  | 105563 | 2016-03-26 | 2018-03-15 | 95700 | CLINICAL ENGINEERING | 2010-11-09 | USD | 2286.63 | Active | UNIVERSITY NEW MEXICO HOSPITAL
79188 | 1143768 | B BRAUN MEDICAL INC | INFUSOMAT SPACE | 8713050U | INFUSION PUMPS | 110231 |  | 109870 | 2016-03-31 | 2018-03-15 | 95700 | CLINICAL ENGINEERING | 2010-11-09 | USD | 2286.63 | Active | UNIVERSITY NEW MEXICO HOSPITAL
79098 | 1143691 | B BRAUN MEDICAL INC | INFUSOMAT SPACE | 8713050U | INFUSION PUMPS | 110231 |  | 105598 | 2016-03-18 | 2018-03-15 | 95700 | CLINICAL ENGINEERING | 2010-11-09 | USD | 2286.63 | Active | UNIVERSITY NEW MEXICO HOSPITAL
79189 | 1143767 | B BRAUN MEDICAL INC | INFUSOMAT SPACE | 8713050U | INFUSION PUMPS | 110231 |  | 109703 | 2016-03-01 | 2018-03-15 | 95700 | CLINICAL ENGINEERING | 2010-11-09 | USD | 2286.63 | Active | UNIVERSITY NEW MEXICO HOSPITAL
79100 | 1143689 | B BRAUN MEDICAL INC | INFUSOMAT SPACE | 8713050U | INFUSION PUMPS | 110231 |  | 105379 | 2016-03-01 | 2018-03-15 | 95700 | CLINICAL ENGINEERING | 2010-11-09 | USD | 2286.63 | Active | UNIVERSITY NEW MEXICO HOSPITAL
79101 | 1143688 | B BRAUN MEDICAL INC | INFUSOMAT SPACE | 8713050U | INFUSION PUMPS | 110231 |  | 105556 | 2016-04-08 | 2018-04-15 | 95700 | CLINICAL ENGINEERING | 2010-11-09 | USD | 2286.63 | Active | UNIVERSITY NEW MEXICO HOSPITAL
79190 | 1143766 | B BRAUN MEDICAL INC | INFUSOMAT SPACE | 8713050U | INFUSION PUMPS | 110231 |  | 109565 | 2016-03-19 | 2018-03-15 | 95700 | CLINICAL ENGINEERING | 2010-11-09 | USD | 2286.63 | Active | UNIVERSITY NEW MEXICO HOSPITAL
79097 | 1143692 | B BRAUN MEDICAL INC | INFUSOMAT SPACE | 8713050U | INFUSION PUMPS | 110231 |  | 105532 | 2016-03-01 | 2018-03-15 | 95700 | CLINICAL ENGINEERING | 2010-11-09 | USD | 2286.63 | Active | UNIVERSITY NEW MEXICO HOSPITAL
79204 | 1143790 | B BRAUN MEDICAL INC | INFUSOMAT SPACE | 8713050U | INFUSION PUMPS | 110231 |  | 109709 | 2017-03-15 | 2018-03-15 | 95700 | CLINICAL ENGINEERING | 2010-11-09 | USD | 2286.63 | Active | UNIVERSITY NEW MEXICO HOSPITAL
79202 | 1143792 | B BRAUN MEDICAL INC | INFUSOMAT SPACE | 8713050U | INFUSION PUMPS | 110231 |  | 109837 | 2016-03-26 | 2018-03-15 | 95700 | CLINICAL ENGINEERING | 2010-11-09 | USD | 2286.63 | Active | UNIVERSITY NEW MEXICO HOSPITAL
76875 | 1164300 | B BRAUN MEDICAL INC | INFUSOMAT SPACE | 8713050U | INFUSION PUMPS | 110231 |  | 110063 | 2016-04-04 | 2018-03-15 | 95700 | CLINICAL ENGINEERING | 2010-11-09 | USD | 2286.63 | Reactivated | UNIVERSITY NEW MEXICO HOSPITAL
79205 | 1143789 | B BRAUN MEDICAL INC | INFUSOMAT SPACE | 8713050U | INFUSION PUMPS | 110231 |  | 109612 | 2016-03-26 | 2018-03-15 | 95700 | CLINICAL ENGINEERING | 2010-11-09 | USD | 2286.63 | Active | UNIVERSITY NEW MEXICO HOSPITAL
79123 | 1143704 | B BRAUN MEDICAL INC | INFUSOMAT SPACE | 8713050U | INFUSION PUMPS | 110231 |  | 105558 | 2016-03-24 | 2018-03-15 | 95700 | CLINICAL ENGINEERING | 2010-11-09 | USD | 2286.63 | Active | UNIVERSITY NEW MEXICO HOSPITAL
79206 | 1143788 | B BRAUN MEDICAL INC | INFUSOMAT SPACE | 8713050U | INFUSION PUMPS | 110231 |  | 109591 | 2016-03-01 | 2018-03-15 | 95700 | CLINICAL ENGINEERING | 2010-11-09 | USD | 2286.63 | Active | UNIVERSITY NEW MEXICO HOSPITAL
79203 | 1143791 | B BRAUN MEDICAL INC | INFUSOMAT SPACE | 8713050U | INFUSION PUMPS | 110231 |  | 109844 | 2016-03-22 | 2018-03-15 | 95700 | CLINICAL ENGINEERING | 2010-11-09 | USD | 2286.63 | Active | UNIVERSITY NEW MEXICO HOSPITAL
79124 | 1143703 | B BRAUN MEDICAL INC | INFUSOMAT SPACE | 8713050U | INFUSION PUMPS | 110231 |  | 105467 | 2016-03-19 | 2018-03-15 | 95700 | CLINICAL ENGINEERING | 2010-11-09 | USD | 2286.63 | Active | UNIVERSITY NEW MEXICO HOSPITAL
79137 | 1143728 | B BRAUN MEDICAL INC | INFUSOMAT SPACE | 8713050U | INFUSION PUMPS | 110231 |  | 105464 | 2016-03-22 | 2018-03-15 | 95700 | CLINICAL ENGINEERING | 2010-11-09 | USD | 2286.63 | Active | UNIVERSITY NEW MEXICO HOSPITAL
79187 | 1143769 | B BRAUN MEDICAL INC | INFUSOMAT SPACE | 8713050U | INFUSION PUMPS | 110231 |  | 109849 | 2016-03-17 | 2018-03-15 | 95700 | CLINICAL ENGINEERING | 2010-11-09 | USD | 2286.63 | Active | UNIVERSITY NEW MEXICO HOSPITAL
79139 | 1143726 | B BRAUN MEDICAL INC | INFUSOMAT SPACE | 8713050U | INFUSION PUMPS | 110231 |  | 109211 | 2016-03-25 | 2018-03-15 | 95700 | CLINICAL ENGINEERING | 2010-11-09 | USD | 2286.63 | Active | UNIVERSITY NEW MEXICO HOSPITAL
79186 | 1143770 | B BRAUN MEDICAL INC | INFUSOMAT SPACE | 8713050U | INFUSION PUMPS | 110231 |  | 109297 | 2016-03-28 | 2018-03-15 | 95700 | CLINICAL ENGINEERING | 2010-11-09 | USD | 2286.63 | Active | UNIVERSITY NEW MEXICO HOSPITAL
79184 | 1143772 | B BRAUN MEDICAL INC | INFUSOMAT SPACE | 8713050U | INFUSION PUMPS | 110231 |  | 109385 | 2016-03-26 | 2018-03-15 | 95700 | CLINICAL ENGINEERING | 2010-11-09 | USD | 2286.63 | Active | UNIVERSITY NEW MEXICO HOSPITAL
79095 | 1164493 | B BRAUN MEDICAL INC | INFUSOMAT SPACE | 8713050U | INFUSION PUMPS | 110231 |  | 105543 | 2016-03-26 | 2018-03-15 | 95700 | CLINICAL ENGINEERING | 2010-11-09 | USD | 2286.63 | Reactivated | UNIVERSITY NEW MEXICO HOSPITAL
79140 | 1143725 | B BRAUN MEDICAL INC | INFUSOMAT SPACE | 8713050U | INFUSION PUMPS | 110231 |  | 109417 | 2016-03-18 | 2018-03-15 | 95700 | CLINICAL ENGINEERING | 2010-11-09 | USD | 2286.63 | Active | UNIVERSITY NEW MEXICO HOSPITAL
79096 | 1143693 | B BRAUN MEDICAL INC | INFUSOMAT SPACE | 8713050U | INFUSION PUMPS | 110231 |  | 105593 | 2016-03-25 | 2018-03-15 | 95700 | CLINICAL ENGINEERING | 2010-11-09 | USD | 2286.63 | Active | UNIVERSITY NEW MEXICO HOSPITAL
76898 | 1164334 | B BRAUN MEDICAL INC | INFUSOMAT SPACE | 8713050U | INFUSION PUMPS | 110231 |  | 105682 | 2016-04-05 | 2018-04-15 | 95700 | CLINICAL ENGINEERING | 2010-11-09 | USD | 2286.63 | Active | UNIVERSITY NEW MEXICO HOSPITAL
76897 | 1164333 | B BRAUN MEDICAL INC | INFUSOMAT SPACE | 8713050U | INFUSION PUMPS | 110231 |  | 105746 | 2016-03-01 | 2018-03-15 | 95700 | CLINICAL ENGINEERING | 2010-11-09 | USD | 2286.63 | Active | UNIVERSITY NEW MEXICO HOSPITAL
79864 | 1161538 | B BRAUN MEDICAL INC | INFUSOMAT SPACE | 8713050U | INFUSION PUMPS | 110231 |  | 106030 | 2016-03-29 | 2018-03-15 | 95700 | CLINICAL ENGINEERING | 2010-11-09 | USD | 2286.63 | Active | UNIVERSITY NEW MEXICO HOSPITAL
76895 | 1164332 | B BRAUN MEDICAL INC | INFUSOMAT SPACE | 8713050U | INFUSION PUMPS | 110231 |  | 105791 | 2016-03-30 | 2018-03-15 | 95700 | CLINICAL ENGINEERING | 2010-11-09 | USD | 2286.63 | Active | UNIVERSITY NEW MEXICO HOSPITAL
76877 | 1164302 | B BRAUN MEDICAL INC | INFUSOMAT SPACE | 8713050U | INFUSION PUMPS | 110231 |  | 105209 | 2016-03-31 | 2018-03-15 | 95700 | CLINICAL ENGINEERING | 2010-11-09 | USD | 2286.63 | Active | UNIVERSITY NEW MEXICO HOSPITAL
76654 | 1164128 | B BRAUN MEDICAL INC | INFUSOMAT SPACE | 8713050U | INFUSION PUMPS | 110231 |  | 105776 | 2016-03-24 | 2018-03-15 | 95700 | CLINICAL ENGINEERING | 2010-11-09 | USD | 2286.63 | Active | UNIVERSITY NEW MEXICO HOSPITAL
79403 | 1213505 | B BRAUN MEDICAL INC | INFUSOMAT SPACE | 8713050U | INFUSION PUMPS | 110231 |  | 109528 | 2016-03-26 | 2018-03-15 | 95700 | CLINICAL ENGINEERING | 2010-11-09 | USD | 2286.63 | Active | UNIVERSITY NEW MEXICO HOSPITAL
79334 | 1143906 | B BRAUN MEDICAL INC | INFUSOMAT SPACE | 8713050U | INFUSION PUMPS | 110231 |  | 109390 | 2017-03-15 | 2018-03-15 | 95700 | CLINICAL ENGINEERING | 2010-11-09 | USD | 2286.63 | Active | UNIVERSITY NEW MEXICO HOSPITAL
79371 | 1143943 | B BRAUN MEDICAL INC | INFUSOMAT SPACE | 8713050U | INFUSION PUMPS | 110231 |  | 109340 | 2016-03-22 | 2018-03-15 | 95700 | CLINICAL ENGINEERING | 2010-11-09 | USD | 2286.63 | Active | UNIVERSITY NEW MEXICO HOSPITAL
79375 | 1143939 | B BRAUN MEDICAL INC | INFUSOMAT SPACE | 8713050U | INFUSION PUMPS | 110231 |  | 109514 | 2016-03-25 | 2018-03-15 | 95700 | CLINICAL ENGINEERING | 2010-11-09 | USD | 2286.63 | Active | UNIVERSITY NEW MEXICO HOSPITAL
76896 | 1164331 | B BRAUN MEDICAL INC | INFUSOMAT SPACE | 8713050U | INFUSION PUMPS | 110231 |  | 105676 | 2016-03-25 | 2018-03-15 | 95700 | CLINICAL ENGINEERING | 2010-11-09 | USD | 2286.63 | Active | UNIVERSITY NEW MEXICO HOSPITAL
76453 | 1163937 | B BRAUN MEDICAL INC | INFUSOMAT SPACE | 8713050U | INFUSION PUMPS | 110231 |  | 109734 | 2016-03-26 | 2018-03-15 | 95700 | CLINICAL ENGINEERING | 2010-11-09 | USD | 2286.63 | Active | UNIVERSITY NEW MEXICO HOSPITAL
76743 | 1164184 | B BRAUN MEDICAL INC | INFUSOMAT SPACE | 8713050U | INFUSION PUMPS | 110231 |  | 105755 | 2016-03-29 | 2018-03-15 | 95700 | CLINICAL ENGINEERING | 2010-11-09 | USD | 2286.63 | Active | UNIVERSITY NEW MEXICO HOSPITAL
76980 | 1164471 | B BRAUN MEDICAL INC | INFUSOMAT SPACE | 8713050U | INFUSION PUMPS | 110231 |  | 105567 | 2016-03-25 | 2018-03-15 | 95700 | CLINICAL ENGINEERING | 2010-11-09 | USD | 2286.63 | Active | UNIVERSITY NEW MEXICO HOSPITAL
76914 | 1164407 | B BRAUN MEDICAL INC | INFUSOMAT SPACE | 8713050U | INFUSION PUMPS | 110231 |  | 105434 | 2016-03-25 | 2018-03-15 | 95700 | CLINICAL ENGINEERING | 2010-11-09 | USD | 2286.63 | Reactivated | UNIVERSITY NEW MEXICO HOSPITAL
76894 | 1164330 | B BRAUN MEDICAL INC | INFUSOMAT SPACE | 8713050U | INFUSION PUMPS | 110231 |  | 105625 | 2016-03-01 | 2018-03-15 | 95700 | CLINICAL ENGINEERING | 2010-11-09 | USD | 2286.63 | Active | UNIVERSITY NEW MEXICO HOSPITAL
76535 | 1164030 | B BRAUN MEDICAL INC | INFUSOMAT SPACE | 8713050U | INFUSION PUMPS | 110231 |  | 109278 | 2016-03-28 | 2018-03-15 | 95700 | CLINICAL ENGINEERING | 2010-11-09 | USD | 2286.63 | Active | UNIVERSITY NEW MEXICO HOSPITAL
76473 | 1163966 | B BRAUN MEDICAL INC | INFUSOMAT SPACE | 8713050U | INFUSION PUMPS | 110231 |  | 109748 | 2017-03-16 | 2018-03-15 | 95700 | CLINICAL ENGINEERING | 2010-11-09 | USD | 2286.63 | Active | UNIVERSITY NEW MEXICO HOSPITAL
76496 | 1163965 | B BRAUN MEDICAL INC | INFUSOMAT SPACE | 8713050U | INFUSION PUMPS | 110231 |  | 109193 | 2016-03-28 | 2018-03-15 | 95700 | CLINICAL ENGINEERING | 2010-11-09 | USD | 2286.63 | Active | UNIVERSITY NEW MEXICO HOSPITAL
76497 | 1163958 | B BRAUN MEDICAL INC | INFUSOMAT SPACE | 8713050U | INFUSION PUMPS | 110231 |  | 109235 | 2016-03-29 | 2018-03-15 | 95700 | CLINICAL ENGINEERING | 2010-11-09 | USD | 2286.63 | Active | UNIVERSITY NEW MEXICO HOSPITAL
76498 | 1163957 | B BRAUN MEDICAL INC | INFUSOMAT SPACE | 8713050U | INFUSION PUMPS | 110231 |  | 109257 | 2016-03-30 | 2018-03-15 | 95700 | CLINICAL ENGINEERING | 2010-11-09 | USD | 2286.63 | Active | UNIVERSITY NEW MEXICO HOSPITAL
79395 | 1143966 | B BRAUN MEDICAL INC | INFUSOMAT SPACE | 8713050U | INFUSION PUMPS | 110231 |  | 109497 | 2016-03-25 | 2018-03-15 | 95700 | CLINICAL ENGINEERING | 2010-11-09 | USD | 2286.63 | Active | UNIVERSITY NEW MEXICO HOSPITAL
76899 | 1164341 | B BRAUN MEDICAL INC | INFUSOMAT SPACE | 8713050U | INFUSION PUMPS | 110231 |  | 105744 | 2016-03-28 | 2018-03-15 | 95700 | CLINICAL ENGINEERING | 2010-11-09 | USD | 2286.63 | Reactivated | UNIVERSITY NEW MEXICO HOSPITAL
76893 | 1164329 | B BRAUN MEDICAL INC | INFUSOMAT SPACE | 8713050U | INFUSION PUMPS | 110231 |  | 105648 | 2016-03-30 | 2018-03-15 | 95700 | CLINICAL ENGINEERING | 2010-11-09 | USD | 2286.63 | Active | UNIVERSITY NEW MEXICO HOSPITAL
79340 | 1143927 | B BRAUN MEDICAL INC | INFUSOMAT SPACE | 8713050U | INFUSION PUMPS | 110231 |  | 109223 | 2016-03-19 | 2018-03-15 | 95700 | CLINICAL ENGINEERING | 2010-11-09 | USD | 2286.63 | Active | UNIVERSITY NEW MEXICO HOSPITAL
76892 | 1164328 | B BRAUN MEDICAL INC | INFUSOMAT SPACE | 8713050U | INFUSION PUMPS | 110231 |  | 109994 | 2016-03-23 | 2018-03-15 | 95700 | CLINICAL ENGINEERING | 2010-11-09 | USD | 2286.63 | Active | UNIVERSITY NEW MEXICO HOSPITAL
76988 | 1164497 | B BRAUN MEDICAL INC | INFUSOMAT SPACE | 8713050U | INFUSION PUMPS | 110231 |  | 105610 | 2016-03-24 | 2018-03-15 | 95700 | CLINICAL ENGINEERING | 2010-11-09 | USD | 2286.63 | Active | UNIVERSITY NEW MEXICO HOSPITAL
76887 | 1164311 | B BRAUN MEDICAL INC | INFUSOMAT SPACE | 8713050U | INFUSION PUMPS | 110231 |  | 105618 | 2016-03-23 | 2018-03-15 | 95700 | CLINICAL ENGINEERING | 2010-11-09 | USD | 2286.63 | Active | UNIVERSITY NEW MEXICO HOSPITAL
76886 | 1164310 | B BRAUN MEDICAL INC | INFUSOMAT SPACE | 8713050U | INFUSION PUMPS | 110231 |  | 105600 | 2016-03-22 | 2018-03-15 | 95700 | CLINICAL ENGINEERING | 2010-11-09 | USD | 2286.63 | Reactivated | UNIVERSITY NEW MEXICO HOSPITAL
79336 | 1143904 | B BRAUN MEDICAL INC | INFUSOMAT SPACE | 8713050U | INFUSION PUMPS | 110231 |  | 109509 | 2017-03-16 | 2018-03-15 | 95700 | CLINICAL ENGINEERING | 2010-11-09 | USD | 2286.63 | Active | UNIVERSITY NEW MEXICO HOSPITAL
76885 | 1164309 | B BRAUN MEDICAL INC | INFUSOMAT SPACE | 8713050U | INFUSION PUMPS | 110231 |  | 105584 | 2016-03-01 | 2018-03-15 | 95700 | CLINICAL ENGINEERING | 2010-11-09 | USD | 2286.63 | Active | UNIVERSITY NEW MEXICO HOSPITAL
79695 | 1213741 | B BRAUN MEDICAL INC | INFUSOMAT SPACE | 8713050U | INFUSION PUMPS | 110231 |  | 110067 | 2016-03-30 | 2018-03-15 | 95700 | CLINICAL ENGINEERING | 2010-11-09 | USD | 2286.63 | Active | UNIVERSITY NEW MEXICO HOSPITAL
79712 | 1213906 | B BRAUN MEDICAL INC | INFUSOMAT SPACE | 8713050U | INFUSION PUMPS | 110231 |  | 109815 | 2016-03-01 | 2018-03-15 | 95700 | CLINICAL ENGINEERING | 2010-11-09 | USD | 2286.63 | Active | UNIVERSITY NEW MEXICO HOSPITAL
79339 | 1143901 | B BRAUN MEDICAL INC | INFUSOMAT SPACE | 8713050U | INFUSION PUMPS | 110231 |  | 108534 | 2016-03-01 | 2018-03-15 | 95700 | CLINICAL ENGINEERING | 2010-11-09 | USD | 2286.63 | Active | UNIVERSITY NEW MEXICO HOSPITAL
79767 | 1213896 | B BRAUN MEDICAL INC | INFUSOMAT SPACE | 8713050U | INFUSION PUMPS | 110231 |  | 109247 | 2016-03-26 | 2018-03-15 | 95700 | CLINICAL ENGINEERING | 2010-11-09 | USD | 2286.63 | Active | UNIVERSITY NEW MEXICO HOSPITAL
79725 | 1213756 | B BRAUN MEDICAL INC | INFUSOMAT SPACE | 8713050U | INFUSION PUMPS | 110231 |  | 109606 | 2016-03-26 | 2018-03-15 | 95700 | CLINICAL ENGINEERING | 2010-11-09 | USD | 2286.63 | Active | UNIVERSITY NEW MEXICO HOSPITAL
76884 | 1164308 | B BRAUN MEDICAL INC | INFUSOMAT SPACE | 8713050U | INFUSION PUMPS | 110231 |  | 105705 | 2016-03-29 | 2018-03-15 | 95700 | CLINICAL ENGINEERING | 2010-11-09 | USD | 2286.63 | Active | UNIVERSITY NEW MEXICO HOSPITAL
79733 | 1213854 | B BRAUN MEDICAL INC | INFUSOMAT SPACE | 8713050U | INFUSION PUMPS | 110231 |  | 109714 | 2016-03-01 | 2018-03-15 | 95700 | CLINICAL ENGINEERING | 2010-11-09 | USD | 2286.63 | Active | UNIVERSITY NEW MEXICO HOSPITAL
79724 | 1213755 | B BRAUN MEDICAL INC | INFUSOMAT SPACE | 8713050U | INFUSION PUMPS | 110231 |  | 109682 | 2016-03-25 | 2018-03-15 | 95700 | CLINICAL ENGINEERING | 2010-11-09 | USD | 2286.63 | Active | UNIVERSITY NEW MEXICO HOSPITAL
79732 | 1213853 | B BRAUN MEDICAL INC | INFUSOMAT SPACE | 8713050U | INFUSION PUMPS | 110231 |  | 109394 | 2016-03-30 | 2018-03-15 | 95700 | CLINICAL ENGINEERING | 2010-11-09 | USD | 2286.63 | Active | UNIVERSITY NEW MEXICO HOSPITAL
79731 | 1213852 | B BRAUN MEDICAL INC | INFUSOMAT SPACE | 8713050U | INFUSION PUMPS | 110231 |  | 109763 | 2016-03-31 | 2018-03-15 | 95700 | CLINICAL ENGINEERING | 2010-11-09 | USD | 2286.63 | Active | UNIVERSITY NEW MEXICO HOSPITAL
79723 | 1213754 | B BRAUN MEDICAL INC | INFUSOMAT SPACE | 8713050U | INFUSION PUMPS | 110231 |  | 109556 | 2016-03-01 | 2018-03-15 | 95700 | CLINICAL ENGINEERING | 2010-11-09 | USD | 2286.63 | Reactivated | UNIVERSITY NEW MEXICO HOSPITAL
79745 | 1213847 | B BRAUN MEDICAL INC | INFUSOMAT SPACE | 8713050U | INFUSION PUMPS | 110231 |  | 109680 | 2016-03-01 | 2018-03-15 | 95700 | CLINICAL ENGINEERING | 2010-11-09 | USD | 2286.63 | Active | UNIVERSITY NEW MEXICO HOSPITAL
79743 | 1213851 | B BRAUN MEDICAL INC | INFUSOMAT SPACE | 8713050U | INFUSION PUMPS | 110231 |  | 109557 | 2016-03-25 | 2018-03-15 | 95700 | CLINICAL ENGINEERING | 2010-11-09 | USD | 2286.63 | Active | UNIVERSITY NEW MEXICO HOSPITAL
76883 | 1164307 | B BRAUN MEDICAL INC | INFUSOMAT SPACE | 8713050U | INFUSION PUMPS | 110231 |  | 105474 | 2016-03-25 | 2018-03-15 | 95700 | CLINICAL ENGINEERING | 2010-11-09 | USD | 2286.63 | Reactivated | UNIVERSITY NEW MEXICO HOSPITAL
76882 | 1164305 | B BRAUN MEDICAL INC | INFUSOMAT SPACE | 8713050U | INFUSION PUMPS | 110231 |  | 105582 | 2016-03-31 | 2018-03-15 | 95700 | CLINICAL ENGINEERING | 2010-11-09 | USD | 2286.63 | Active | UNIVERSITY NEW MEXICO HOSPITAL
76881 | 1164303 | B BRAUN MEDICAL INC | INFUSOMAT SPACE | 8713050U | INFUSION PUMPS | 110231 |  | 105498 | 2016-03-31 | 2018-03-15 | 95700 | CLINICAL ENGINEERING | 2010-11-09 | USD | 2286.63 | Active | UNIVERSITY NEW MEXICO HOSPITAL
76880 | 1164304 | B BRAUN MEDICAL INC | INFUSOMAT SPACE | 8713050U | INFUSION PUMPS | 110231 |  | 105653 | 2016-03-25 | 2018-03-15 | 95700 | CLINICAL ENGINEERING | 2010-11-09 | USD | 2286.63 | Active | UNIVERSITY NEW MEXICO HOSPITAL
79722 | 1213750 | B BRAUN MEDICAL INC | INFUSOMAT SPACE | 8713050U | INFUSION PUMPS | 110231 |  | 109635 | 2016-03-30 | 2018-03-15 | 95700 | CLINICAL ENGINEERING | 2010-11-09 | USD | 2286.63 | Active | UNIVERSITY NEW MEXICO HOSPITAL
79744 | 1213850 | B BRAUN MEDICAL INC | INFUSOMAT SPACE | 8713050U | INFUSION PUMPS | 110231 |  | 109765 | 2016-03-26 | 2018-03-15 | 95700 | CLINICAL ENGINEERING | 2010-11-09 | USD | 2286.63 | Active | UNIVERSITY NEW MEXICO HOSPITAL
79721 | 1213749 | B BRAUN MEDICAL INC | INFUSOMAT SPACE | 8713050U | INFUSION PUMPS | 110231 |  | 109678 | 2016-03-01 | 2018-03-15 | 95700 | CLINICAL ENGINEERING | 2010-11-09 | USD | 2286.63 | Active | UNIVERSITY NEW MEXICO HOSPITAL
79730 | 1213849 | B BRAUN MEDICAL INC | INFUSOMAT SPACE | 8713050U | INFUSION PUMPS | 110231 |  | 109729 | 2016-03-25 | 2018-03-15 | 95700 | CLINICAL ENGINEERING | 2010-11-09 | USD | 2286.63 | Active | UNIVERSITY NEW MEXICO HOSPITAL
79720 | 1213753 | B BRAUN MEDICAL INC | INFUSOMAT SPACE | 8713050U | INFUSION PUMPS | 110231 |  | 109439 | 2016-03-30 | 2018-03-15 | 95700 | CLINICAL ENGINEERING | 2010-11-09 | USD | 2286.63 | Active | UNIVERSITY NEW MEXICO HOSPITAL
79742 | 1213848 | B BRAUN MEDICAL INC | INFUSOMAT SPACE | 8713050U | INFUSION PUMPS | 110231 |  | 109568 | 2016-04-08 | 2018-04-15 | 95700 | CLINICAL ENGINEERING | 2010-11-09 | USD | 2286.63 | Active | UNIVERSITY NEW MEXICO HOSPITAL
76879 | 1164306 | B BRAUN MEDICAL INC | INFUSOMAT SPACE | 8713050U | INFUSION PUMPS | 110231 |  | 105726 | 2016-03-31 | 2018-03-15 | 95700 | CLINICAL ENGINEERING | 2010-11-09 | USD | 2286.63 | Active | UNIVERSITY NEW MEXICO HOSPITAL
79658 | 1213745 | B BRAUN MEDICAL INC | INFUSOMAT SPACE | 8713050U | INFUSION PUMPS | 110231 |  | 109948 | 2016-03-22 | 2018-03-15 | 95700 | CLINICAL ENGINEERING | 2010-11-09 | USD | 2286.63 | Active | UNIVERSITY NEW MEXICO HOSPITAL
79719 | 1213748 | B BRAUN MEDICAL INC | INFUSOMAT SPACE | 8713050U | INFUSION PUMPS | 110231 |  | 109402 | 2016-04-12 | 2018-04-15 | 95700 | CLINICAL ENGINEERING | 2010-11-09 | USD | 2286.63 | Active | UNIVERSITY NEW MEXICO HOSPITAL
79741 | 1213846 | B BRAUN MEDICAL INC | INFUSOMAT SPACE | 8713050U | INFUSION PUMPS | 110231 |  | 109389 | 2016-04-04 | 2018-03-15 | 95700 | CLINICAL ENGINEERING | 2010-11-09 | USD | 2286.63 | Active | UNIVERSITY NEW MEXICO HOSPITAL
79682 | 1213822 | B BRAUN MEDICAL INC | INFUSOMAT SPACE | 8713050U | INFUSION PUMPS | 110231 |  | 105949 | 2016-03-30 | 2018-03-15 | 95700 | CLINICAL ENGINEERING | 2010-11-09 | USD | 2286.63 | Active | UNIVERSITY NEW MEXICO HOSPITAL
79669 | 1213802 | B BRAUN MEDICAL INC | INFUSOMAT SPACE | 8713050U | INFUSION PUMPS | 110231 |  | 105941 | 2016-03-25 | 2018-03-15 | 95700 | CLINICAL ENGINEERING | 2010-11-09 | USD | 2286.63 | Active | UNIVERSITY NEW MEXICO HOSPITAL
76878 | 1164241 | B BRAUN MEDICAL INC | INFUSOMAT SPACE | 8713050U | INFUSION PUMPS | 110231 |  | 105226 | 2016-03-25 | 2018-03-15 | 95700 | CLINICAL ENGINEERING | 2010-11-09 | USD | 2286.63 | Active | UNIVERSITY NEW MEXICO HOSPITAL
79667 | 1213800 | B BRAUN MEDICAL INC | INFUSOMAT SPACE | 8713050U | INFUSION PUMPS | 110231 |  | 106015 | 2016-03-31 | 2018-03-15 | 95700 | CLINICAL ENGINEERING | 2010-11-09 | USD | 2286.63 | Active | UNIVERSITY NEW MEXICO HOSPITAL
79685 | 1213781 | B BRAUN MEDICAL INC | INFUSOMAT SPACE | 8713050U | INFUSION PUMPS | 110231 |  | 105938 | 2016-03-18 | 2018-03-15 | 95700 | CLINICAL ENGINEERING | 2010-11-09 | USD | 2286.63 | Active | UNIVERSITY NEW MEXICO HOSPITAL
76874 | 1164299 | B BRAUN MEDICAL INC | INFUSOMAT SPACE | 8713050U | INFUSION PUMPS | 110231 |  | 109925 | 2016-03-22 | 2018-03-15 | 95700 | CLINICAL ENGINEERING | 2010-11-09 | USD | 2286.63 | Active | UNIVERSITY NEW MEXICO HOSPITAL
79665 | 1213798 | B BRAUN MEDICAL INC | INFUSOMAT SPACE | 8713050U | INFUSION PUMPS | 110231 |  | 105691 | 2016-03-26 | 2018-03-15 | 95700 | CLINICAL ENGINEERING | 2010-11-09 | USD | 2286.63 | Active | UNIVERSITY NEW MEXICO HOSPITAL
76856 | 1164292 | B BRAUN MEDICAL INC | INFUSOMAT SPACE | 8713050U | INFUSION PUMPS | 110231 |  | 106004 | 2016-03-25 | 2018-03-15 | 95700 | CLINICAL ENGINEERING | 2010-11-09 | USD | 2286.63 | Active | UNIVERSITY NEW MEXICO HOSPITAL
79664 | 1213797 | B BRAUN MEDICAL INC | INFUSOMAT SPACE | 8713050U | INFUSION PUMPS | 110231 |  | 105847 | 2016-03-31 | 2018-03-15 | 95700 | CLINICAL ENGINEERING | 2010-11-09 | USD | 2286.63 | Active | UNIVERSITY NEW MEXICO HOSPITAL
76854 | 1164291 | B BRAUN MEDICAL INC | INFUSOMAT SPACE | 8713050U | INFUSION PUMPS | 110231 |  | 106116 | 2016-03-17 | 2018-03-15 | 95700 | CLINICAL ENGINEERING | 2010-11-09 | USD | 2286.63 | Active | UNIVERSITY NEW MEXICO HOSPITAL
76853 | 1164290 | B BRAUN MEDICAL INC | INFUSOMAT SPACE | 8713050U | INFUSION PUMPS | 110231 |  | 106006 | 2016-03-31 | 2018-03-15 | 95700 | CLINICAL ENGINEERING | 2010-11-09 | USD | 2286.63 | Active | UNIVERSITY NEW MEXICO HOSPITAL
76822 | 1164368 | B BRAUN MEDICAL INC | INFUSOMAT SPACE | 8713050U | INFUSION PUMPS | 110231 |  | 105399 | 2016-03-01 | 2018-03-15 | 95700 | CLINICAL ENGINEERING | 2010-11-09 | USD | 2286.63 | Active | UNIVERSITY NEW MEXICO HOSPITAL
76574 | 1164080 | B BRAUN MEDICAL INC | INFUSOMAT SPACE | 8713050U | INFUSION PUMPS | 110231 |  | 109539 | 2016-03-17 | 2018-03-15 | 95700 | CLINICAL ENGINEERING | 2010-11-09 | USD | 2286.63 | Active | UNIVERSITY NEW MEXICO HOSPITAL
76754 | 1164145 | B BRAUN MEDICAL INC | INFUSOMAT SPACE | 8713050U | INFUSION PUMPS | 110231 |  | 109757 | 2016-03-31 | 2018-03-15 | 95700 | CLINICAL ENGINEERING | 2010-11-09 | USD | 2286.63 | Active | UNIVERSITY NEW MEXICO HOSPITAL
76466 | 1163948 | B BRAUN MEDICAL INC | INFUSOMAT SPACE | 8713050U | INFUSION PUMPS | 110231 |  | 109206 | 2016-03-24 | 2018-03-15 | 95700 | CLINICAL ENGINEERING | 2010-11-09 | USD | 2286.63 | Active | UNIVERSITY NEW MEXICO HOSPITAL
76568 | 1164040 | B BRAUN MEDICAL INC | INFUSOMAT SPACE | 8713050U | INFUSION PUMPS | 110231 |  | 109576 | 2016-03-25 | 2018-03-15 | 95700 | CLINICAL ENGINEERING | 2010-11-09 | USD | 2286.63 | Active | UNIVERSITY NEW MEXICO HOSPITAL
76567 | 1164039 | B BRAUN MEDICAL INC | INFUSOMAT SPACE | 8713050U | INFUSION PUMPS | 110231 |  | 109526 | 2016-03-01 | 2018-03-15 | 95700 | CLINICAL ENGINEERING | 2010-11-09 | USD | 2286.63 | Active | UNIVERSITY NEW MEXICO HOSPITAL
76564 | 1164036 | B BRAUN MEDICAL INC | INFUSOMAT SPACE | 8713050U | INFUSION PUMPS | 110231 |  | 109535 | 2016-03-01 | 2018-03-15 | 95700 | CLINICAL ENGINEERING | 2010-11-09 | USD | 2286.63 | Reactivated | UNIVERSITY NEW MEXICO HOSPITAL
76789 | 1164324 | B BRAUN MEDICAL INC | INFUSOMAT SPACE | 8713050U | INFUSION PUMPS | 110231 |  | 109928 | 2016-03-26 | 2018-03-15 | 95700 | CLINICAL ENGINEERING | 2010-11-09 | USD | 2286.63 | Active | UNIVERSITY NEW MEXICO HOSPITAL
76994 | 1164392 | B BRAUN MEDICAL INC | INFUSOMAT SPACE | 8713050U | INFUSION PUMPS | 110231 |  | 105827 | 2016-03-18 | 2018-03-15 | 95700 | CLINICAL ENGINEERING | 2010-11-09 | USD | 2286.63 | Active | UNIVERSITY NEW MEXICO HOSPITAL
76995 | 1164391 | B BRAUN MEDICAL INC | INFUSOMAT SPACE | 8713050U | INFUSION PUMPS | 110231 |  | 105924 | 2016-03-23 | 2018-03-15 | 95700 | CLINICAL ENGINEERING | 2010-11-09 | USD | 2286.63 | Active | UNIVERSITY NEW MEXICO HOSPITAL
79236 | 1143805 | B BRAUN MEDICAL INC | INFUSOMAT SPACE | 8713050U | INFUSION PUMPS | 110231 |  | 109782 | 2016-03-29 | 2018-03-15 | 95700 | CLINICAL ENGINEERING | 2010-11-09 | USD | 2286.63 | Active | UNIVERSITY NEW MEXICO HOSPITAL
79240 | 1143828 | B BRAUN MEDICAL INC | INFUSOMAT SPACE | 8713050U | INFUSION PUMPS | 110231 |  | 108547 | 2016-03-01 | 2018-03-15 | 95700 | CLINICAL ENGINEERING | 2010-11-09 | USD | 2286.63 | Active | UNIVERSITY NEW MEXICO HOSPITAL
79238 | 1143803 | B BRAUN MEDICAL INC | INFUSOMAT SPACE | 8713050U | INFUSION PUMPS | 110231 |  | 109543 | 2016-03-25 | 2018-03-15 | 95700 | CLINICAL ENGINEERING | 2010-11-09 | USD | 2286.63 | Active | UNIVERSITY NEW MEXICO HOSPITAL
79239 | 1143802 | B BRAUN MEDICAL INC | INFUSOMAT SPACE | 8713050U | INFUSION PUMPS | 110231 |  | 110012 | 2016-03-21 | 2018-03-15 | 95700 | CLINICAL ENGINEERING | 2010-11-09 | USD | 2286.63 | Active | UNIVERSITY NEW MEXICO HOSPITAL
79241 | 1143827 | B BRAUN MEDICAL INC | INFUSOMAT SPACE | 8713050U | INFUSION PUMPS | 110231 |  | 108426 | 2016-03-25 | 2018-03-15 | 95700 | CLINICAL ENGINEERING | 2010-11-09 | USD | 2286.63 | Active | UNIVERSITY NEW MEXICO HOSPITAL
79424 | 1213515 | B BRAUN MEDICAL INC | INFUSOMAT SPACE | 8713050U | INFUSION PUMPS | 110231 |  | 109383 | 2016-03-26 | 2018-03-15 | 95700 | CLINICAL ENGINEERING | 2010-11-09 | USD | 2286.63 | Active | UNIVERSITY NEW MEXICO HOSPITAL
79428 | 1213528 | B BRAUN MEDICAL INC | INFUSOMAT SPACE | 8713050U | INFUSION PUMPS | 110231 |  | 105207 | 2016-03-17 | 2018-03-15 | 95700 | CLINICAL ENGINEERING | 2010-11-09 | USD | 2286.63 | Active | UNIVERSITY NEW MEXICO HOSPITAL
79426 | 1213526 | B BRAUN MEDICAL INC | INFUSOMAT SPACE | 8713050U | INFUSION PUMPS | 110231 |  | 105094 | 2016-03-25 | 2018-03-15 | 95700 | CLINICAL ENGINEERING | 2010-11-09 | USD | 2286.63 | Active | UNIVERSITY NEW MEXICO HOSPITAL
79427 | 1213527 | B BRAUN MEDICAL INC | INFUSOMAT SPACE | 8713050U | INFUSION PUMPS | 110231 |  | 105242 | 2016-03-23 | 2018-03-15 | 95700 | CLINICAL ENGINEERING | 2010-11-09 | USD | 2286.63 | Active | UNIVERSITY NEW MEXICO HOSPITAL
76576 | 1164064 | B BRAUN MEDICAL INC | INFUSOMAT SPACE | 8713050U | INFUSION PUMPS | 110231 |  | 109577 | 2016-03-28 | 2018-03-15 | 95700 | CLINICAL ENGINEERING | 2010-11-09 | USD | 2286.63 | Active | UNIVERSITY NEW MEXICO HOSPITAL
76467 | 1163949 | B BRAUN MEDICAL INC | INFUSOMAT SPACE | 8713050U | INFUSION PUMPS | 110231 |  | 109261 | 2016-03-24 | 2018-03-15 | 95700 | CLINICAL ENGINEERING | 2010-11-09 | USD | 2286.63 | Active | UNIVERSITY NEW MEXICO HOSPITAL
76700 | 1164251 | B BRAUN MEDICAL INC | INFUSOMAT SPACE | 8713050U | INFUSION PUMPS | 110231 |  | 105851 | 2016-03-01 | 2018-03-15 | 95700 | CLINICAL ENGINEERING | 2010-11-09 | USD | 2286.63 | Active | UNIVERSITY NEW MEXICO HOSPITAL
79457 | 1213558 | B BRAUN MEDICAL INC | INFUSOMAT SPACE | 8713050U | INFUSION PUMPS | 110231 |  | 105749 | 2016-03-19 | 2018-03-15 | 95700 | CLINICAL ENGINEERING | 2010-11-09 | USD | 2286.63 | Active | UNIVERSITY NEW MEXICO HOSPITAL
79456 | 1213557 | B BRAUN MEDICAL INC | INFUSOMAT SPACE | 8713050U | INFUSION PUMPS | 110231 |  | 105230 | 2016-03-01 | 2018-03-15 | 95700 | CLINICAL ENGINEERING | 2010-11-09 | USD | 2286.63 | Active | UNIVERSITY NEW MEXICO HOSPITAL
76555 | 1164084 | B BRAUN MEDICAL INC | INFUSOMAT SPACE | 8713050U | INFUSION PUMPS | 110231 |  | 109542 | 2016-04-07 | 2018-04-15 | 95700 | CLINICAL ENGINEERING | 2010-11-09 | USD | 2286.63 | Active | UNIVERSITY NEW MEXICO HOSPITAL
76575 | 1164063 | B BRAUN MEDICAL INC | INFUSOMAT SPACE | 8713050U | INFUSION PUMPS | 110231 |  | 109629 | 2016-03-22 | 2018-03-15 | 95700 | CLINICAL ENGINEERING | 2010-11-09 | USD | 2286.63 | Active | UNIVERSITY NEW MEXICO HOSPITAL
76612 | 1164069 | B BRAUN MEDICAL INC | INFUSOMAT SPACE | 8713050U | INFUSION PUMPS | 110231 |  | 109623 | 2016-03-01 | 2018-03-15 | 95700 | CLINICAL ENGINEERING | 2010-11-09 | USD | 2286.63 | Active | UNIVERSITY NEW MEXICO HOSPITAL
79402 | 1213504 | B BRAUN MEDICAL INC | INFUSOMAT SPACE | 8713050U | INFUSION PUMPS | 110231 |  | 109558 | 2016-03-23 | 2018-03-15 | 95700 | CLINICAL ENGINEERING | 2010-11-09 | USD | 2286.63 | Active | UNIVERSITY NEW MEXICO HOSPITAL
76502 | 1163999 | B BRAUN MEDICAL INC | INFUSOMAT SPACE | 8713050U | INFUSION PUMPS | 110231 |  | 109290 | 2016-03-28 | 2018-03-15 | 95700 | CLINICAL ENGINEERING | 2010-11-09 | USD | 2286.63 | Active | UNIVERSITY NEW MEXICO HOSPITAL
76614 | 1164054 | B BRAUN MEDICAL INC | INFUSOMAT SPACE | 8713050U | INFUSION PUMPS | 110231 |  | 109474 | 2016-03-01 | 2018-03-15 | 95700 | CLINICAL ENGINEERING | 2010-11-09 | USD | 2286.63 | Active | UNIVERSITY NEW MEXICO HOSPITAL
76598 | 1164067 | B BRAUN MEDICAL INC | INFUSOMAT SPACE | 8713050U | INFUSION PUMPS | 110231 |  | 109489 | 2016-03-31 | 2018-03-15 | 95700 | CLINICAL ENGINEERING | 2010-11-09 | USD | 2286.63 | Active | UNIVERSITY NEW MEXICO HOSPITAL
76597 | 1164066 | B BRAUN MEDICAL INC | INFUSOMAT SPACE | 8713050U | INFUSION PUMPS | 110231 |  | 109476 | 2016-03-25 | 2018-03-15 | 95700 | CLINICAL ENGINEERING | 2010-11-09 | USD | 2286.63 | Active | UNIVERSITY NEW MEXICO HOSPITAL
76579 | 1164065 | B BRAUN MEDICAL INC | INFUSOMAT SPACE | 8713050U | INFUSION PUMPS | 110231 |  | 109657 | 2016-03-19 | 2018-03-15 | 95700 | CLINICAL ENGINEERING | 2010-11-09 | USD | 2286.63 | Active | UNIVERSITY NEW MEXICO HOSPITAL
79459 | 1213560 | B BRAUN MEDICAL INC | INFUSOMAT SPACE | 8713050U | INFUSION PUMPS | 110231 |  | 105413 | 2016-04-05 | 2018-04-15 | 95700 | CLINICAL ENGINEERING | 2010-11-09 | USD | 2286.63 | Active | UNIVERSITY NEW MEXICO HOSPITAL
79458 | 1213559 | B BRAUN MEDICAL INC | INFUSOMAT SPACE | 8713050U | INFUSION PUMPS | 110231 |  | 105145 | 2016-03-25 | 2018-03-15 | 95700 | CLINICAL ENGINEERING | 2010-11-09 | USD | 2286.63 | Active | UNIVERSITY NEW MEXICO HOSPITAL
79460 | 1213571 | B BRAUN MEDICAL INC | INFUSOMAT SPACE | 8713050U | INFUSION PUMPS | 110231 |  | 105739 | 2016-03-25 | 2018-03-15 | 95700 | CLINICAL ENGINEERING | 2010-11-09 | USD | 2286.63 | Reactivated | UNIVERSITY NEW MEXICO HOSPITAL
79419 | 1213525 | B BRAUN MEDICAL INC | INFUSOMAT SPACE | 8713050U | INFUSION PUMPS | 110231 |  | 109382 | 2016-03-31 | 2018-03-15 | 95700 | CLINICAL ENGINEERING | 2010-11-09 | USD | 2286.63 | Active | UNIVERSITY NEW MEXICO HOSPITAL
79440 | 1213561 | B BRAUN MEDICAL INC | INFUSOMAT SPACE | 8713050U | INFUSION PUMPS | 110231 |  | 105218 | 2016-03-30 | 2018-03-15 | 95700 | CLINICAL ENGINEERING | 2010-11-09 | USD | 2286.63 | Active | UNIVERSITY NEW MEXICO HOSPITAL
79418 | 1213524 | B BRAUN MEDICAL INC | INFUSOMAT SPACE | 8713050U | INFUSION PUMPS | 110231 |  | 109453 | 2016-03-18 | 2018-03-15 | 95700 | CLINICAL ENGINEERING | 2010-11-09 | USD | 2286.63 | Active | UNIVERSITY NEW MEXICO HOSPITAL
76578 | 1164053 | B BRAUN MEDICAL INC | INFUSOMAT SPACE | 8713050U | INFUSION PUMPS | 110231 |  | 109533 | 2016-03-24 | 2018-03-15 | 95700 | CLINICAL ENGINEERING | 2010-11-09 | USD | 2286.63 | Active | UNIVERSITY NEW MEXICO HOSPITAL
76570 | 1164042 | B BRAUN MEDICAL INC | INFUSOMAT SPACE | 8713050U | INFUSION PUMPS | 110231 |  | 109482 | 2016-03-29 | 2018-03-15 | 95700 | CLINICAL ENGINEERING | 2010-11-09 | USD | 2286.63 | Active | UNIVERSITY NEW MEXICO HOSPITAL
76569 | 1164041 | B BRAUN MEDICAL INC | INFUSOMAT SPACE | 8713050U | INFUSION PUMPS | 110231 |  | 109595 | 2016-03-29 | 2018-03-15 | 95700 | CLINICAL ENGINEERING | 2010-11-09 | USD | 2286.63 | Active | UNIVERSITY NEW MEXICO HOSPITAL
76566 | 1164038 | B BRAUN MEDICAL INC | INFUSOMAT SPACE | 8713050U | INFUSION PUMPS | 110231 |  | 109466 | 2016-03-31 | 2018-03-15 | 95700 | CLINICAL ENGINEERING | 2010-11-09 | USD | 2286.63 | Active | UNIVERSITY NEW MEXICO HOSPITAL
76565 | 1164037 | B BRAUN MEDICAL INC | INFUSOMAT SPACE | 8713050U | INFUSION PUMPS | 110231 |  | 109413 | 2016-03-01 | 2018-03-15 | 12460 | PEDIATRIC ICU | 2010-11-09 | USD | 2286.63 | Active | UNIVERSITY NEW MEXICO HOSPITAL
76876 | 1164301 | B BRAUN MEDICAL INC | INFUSOMAT SPACE | 8713050U | INFUSION PUMPS | 110231 |  | 105732 | 2016-03-24 | 2018-03-15 | 95700 | CLINICAL ENGINEERING | 2010-11-09 | USD | 2286.63 | Active | UNIVERSITY NEW MEXICO HOSPITAL
76534 | 1164029 | B BRAUN MEDICAL INC | INFUSOMAT SPACE | 8713050U | INFUSION PUMPS | 110231 |  | 109221 | 2016-03-26 | 2018-03-15 | 95700 | CLINICAL ENGINEERING | 2010-11-09 | USD | 2286.63 | Active | UNIVERSITY NEW MEXICO HOSPITAL
76533 | 1164031 | B BRAUN MEDICAL INC | INFUSOMAT SPACE | 8713050U | INFUSION PUMPS | 110231 |  | 109264 | 2016-03-01 | 2018-03-15 | 95700 | CLINICAL ENGINEERING | 2010-11-09 | USD | 2286.63 | Active | UNIVERSITY NEW MEXICO HOSPITAL
76532 | 1164033 | B BRAUN MEDICAL INC | INFUSOMAT SPACE | 8713050U | INFUSION PUMPS | 110231 |  | 109201 | 2016-03-25 | 2018-03-15 | 95700 | CLINICAL ENGINEERING | 2010-11-09 | USD | 2286.63 | Active | UNIVERSITY NEW MEXICO HOSPITAL
79211 | 1143784 | B BRAUN MEDICAL INC | INFUSOMAT SPACE | 8713050U | INFUSION PUMPS | 110231 |  | 109521 | 2016-03-26 | 2018-03-15 | 95700 | CLINICAL ENGINEERING | 2010-11-09 | USD | 2286.63 | Active | UNIVERSITY NEW MEXICO HOSPITAL
79209 | 1143786 | B BRAUN MEDICAL INC | INFUSOMAT SPACE | 8713050U | INFUSION PUMPS | 110231 |  | 109582 | 2016-04-05 | 2018-04-15 | 95700 | CLINICAL ENGINEERING | 2010-11-09 | USD | 2286.63 | Active | UNIVERSITY NEW MEXICO HOSPITAL
79968 | 1161576 | B BRAUN MEDICAL INC | INFUSOMAT SPACE | 8713050U | INFUSION PUMPS | 110231 |  | 106189 | 2016-03-21 | 2018-03-15 | 95700 | CLINICAL ENGINEERING | 2010-11-09 | USD | 2286.63 | Active | UNIVERSITY NEW MEXICO HOSPITAL
79207 | 1143787 | B BRAUN MEDICAL INC | INFUSOMAT SPACE | 8713050U | INFUSION PUMPS | 110231 |  | 109693 | 2016-03-01 | 2018-03-15 | 95700 | CLINICAL ENGINEERING | 2010-11-09 | USD | 2286.63 | Active | UNIVERSITY NEW MEXICO HOSPITAL
79670 | 1213782 | B BRAUN MEDICAL INC | INFUSOMAT SPACE | 8713050U | INFUSION PUMPS | 110231 |  | 105803 | 2016-03-22 | 2018-03-15 | 95700 | CLINICAL ENGINEERING | 2010-11-09 | USD | 2286.63 | Active | UNIVERSITY NEW MEXICO HOSPITAL
79671 | 1213796 | B BRAUN MEDICAL INC | INFUSOMAT SPACE | 8713050U | INFUSION PUMPS | 110231 |  | 105808 | 2016-03-30 | 2018-03-15 | 95700 | CLINICAL ENGINEERING | 2010-11-09 | USD | 2286.63 | Active | UNIVERSITY NEW MEXICO HOSPITAL
79653 | 1213807 | B BRAUN MEDICAL INC | INFUSOMAT SPACE | 8713050U | INFUSION PUMPS | 110231 |  | 105695 | 2016-03-30 | 2018-03-15 | 95700 | CLINICAL ENGINEERING | 2010-11-09 | USD | 2286.63 | Active | UNIVERSITY NEW MEXICO HOSPITAL
79663 | 1213805 | B BRAUN MEDICAL INC | INFUSOMAT SPACE | 8713050U | INFUSION PUMPS | 110231 |  | 105859 | 2016-03-31 | 2018-03-15 | 95700 | CLINICAL ENGINEERING | 2010-11-09 | USD | 2286.63 | Active | UNIVERSITY NEW MEXICO HOSPITAL
79611 | 1213713 | B BRAUN MEDICAL INC | INFUSOMAT SPACE | 8713050U | INFUSION PUMPS | 110231 |  | 105933 | 2016-03-25 | 2018-03-15 | 95700 | CLINICAL ENGINEERING | 2010-11-09 | USD | 2286.63 | Active | UNIVERSITY NEW MEXICO HOSPITAL
79649 | 1213795 | B BRAUN MEDICAL INC | INFUSOMAT SPACE | 8713050U | INFUSION PUMPS | 110231 |  | 105818 | 2016-03-31 | 2018-03-15 | 95700 | CLINICAL ENGINEERING | 2010-11-09 | USD | 2286.63 | Active | UNIVERSITY NEW MEXICO HOSPITAL
79610 | 1213712 | B BRAUN MEDICAL INC | INFUSOMAT SPACE | 8713050U | INFUSION PUMPS | 110231 |  | 105943 | 2016-03-18 | 2018-03-15 | 95700 | CLINICAL ENGINEERING | 2010-11-09 | USD | 2286.63 | Reactivated | UNIVERSITY NEW MEXICO HOSPITAL
79609 | 1213711 | B BRAUN MEDICAL INC | INFUSOMAT SPACE | 8713050U | INFUSION PUMPS | 110231 |  | 105830 | 2016-03-31 | 2018-03-15 | 95700 | CLINICAL ENGINEERING | 2010-11-09 | USD | 2286.63 | Active | UNIVERSITY NEW MEXICO HOSPITAL
76746 | 1164187 | B BRAUN MEDICAL INC | INFUSOMAT SPACE | 8713050U | INFUSION PUMPS | 110231 |  | 105411 | 2016-04-12 | 2018-04-15 | 95700 | CLINICAL ENGINEERING | 2010-11-09 | USD | 2286.63 | Active | UNIVERSITY NEW MEXICO HOSPITAL
76748 | 1164242 | B BRAUN MEDICAL INC | INFUSOMAT SPACE | 8713050U | INFUSION PUMPS | 110231 |  | 105581 | 2016-03-30 | 2018-03-15 | 95700 | CLINICAL ENGINEERING | 2010-11-09 | USD | 2286.63 | Active | UNIVERSITY NEW MEXICO HOSPITAL
76690 | 1164274 | B BRAUN MEDICAL INC | INFUSOMAT SPACE | 8713050U | INFUSION PUMPS | 110231 |  | 105971 | 2016-03-24 | 2018-03-15 | 95700 | CLINICAL ENGINEERING | 2010-11-09 | USD | 2286.63 | Active | UNIVERSITY NEW MEXICO HOSPITAL
76776 | 1164228 | B BRAUN MEDICAL INC | INFUSOMAT SPACE | 8713050U | INFUSION PUMPS | 110231 |  | 105979 | 2016-03-30 | 2018-03-15 | 95700 | CLINICAL ENGINEERING | 2010-11-09 | USD | 2286.63 | Reactivated | UNIVERSITY NEW MEXICO HOSPITAL
76857 | 1164293 | B BRAUN MEDICAL INC | INFUSOMAT SPACE | 8713050U | INFUSION PUMPS | 110231 |  | 106066 | 2016-03-28 | 2018-03-15 | 95700 | CLINICAL ENGINEERING | 2010-11-09 | USD | 2286.63 | Active | UNIVERSITY NEW MEXICO HOSPITAL
76778 | 1164230 | B BRAUN MEDICAL INC | INFUSOMAT SPACE | 8713050U | INFUSION PUMPS | 110231 |  | 105675 | 2016-03-19 | 2018-03-15 | 95700 | CLINICAL ENGINEERING | 2010-11-09 | USD | 2286.63 | Active | UNIVERSITY NEW MEXICO HOSPITAL
76777 | 1164229 | B BRAUN MEDICAL INC | INFUSOMAT SPACE | 8713050U | INFUSION PUMPS | 110231 |  | 105907 | 2016-03-25 | 2018-03-15 | 95700 | CLINICAL ENGINEERING | 2010-11-09 | USD | 2286.63 | Active | UNIVERSITY NEW MEXICO HOSPITAL
76852 | 1164289 | B BRAUN MEDICAL INC | INFUSOMAT SPACE | 8713050U | INFUSION PUMPS | 110231 |  | 106031 | 2016-03-25 | 2018-03-15 | 95700 | CLINICAL ENGINEERING | 2010-11-09 | USD | 2286.63 | Active | UNIVERSITY NEW MEXICO HOSPITAL
76855 | 1164280 | B BRAUN MEDICAL INC | INFUSOMAT SPACE | 8713050U | INFUSION PUMPS | 110231 |  | 106115 | 2016-03-25 | 2018-03-15 | 95700 | CLINICAL ENGINEERING | 2010-11-09 | USD | 2286.63 | Active | UNIVERSITY NEW MEXICO HOSPITAL
76723 | 1164150 | B BRAUN MEDICAL INC | INFUSOMAT SPACE | 8713050U | INFUSION PUMPS | 110231 |  | 109610 | 2016-03-26 | 2018-03-15 | 95700 | CLINICAL ENGINEERING | 2010-11-09 | USD | 2286.63 | Active | UNIVERSITY NEW MEXICO HOSPITAL
76721 | 1164135 | B BRAUN MEDICAL INC | INFUSOMAT SPACE | 8713050U | INFUSION PUMPS | 110231 |  | 105507 | 2016-03-26 | 2018-03-15 | 95700 | CLINICAL ENGINEERING | 2010-11-09 | USD | 2286.63 | Active | UNIVERSITY NEW MEXICO HOSPITAL
76762 | 1164167 | B BRAUN MEDICAL INC | INFUSOMAT SPACE | 8713050U | INFUSION PUMPS | 110231 |  | 105480 | 2016-03-01 | 2018-03-15 | 95700 | CLINICAL ENGINEERING | 2010-11-09 | USD | 2286.63 | Active | UNIVERSITY NEW MEXICO HOSPITAL
79620 | 1213716 | B BRAUN MEDICAL INC | INFUSOMAT SPACE | 8713050U | INFUSION PUMPS | 110231 |  | 109365 | 2016-03-24 | 2018-03-15 | 95700 | CLINICAL ENGINEERING | 2010-11-09 | USD | 2286.63 | Active | UNIVERSITY NEW MEXICO HOSPITAL
79297 | 1143867 | B BRAUN MEDICAL INC | INFUSOMAT SPACE | 8713050U | INFUSION PUMPS | 110231 |  | 108807 | 2016-03-29 | 2018-03-15 | 95700 | CLINICAL ENGINEERING | 2010-11-09 | USD | 2286.63 | Active | UNIVERSITY NEW MEXICO HOSPITAL
79290 | 1143847 | B BRAUN MEDICAL INC | INFUSOMAT SPACE | 8713050U | INFUSION PUMPS | 110231 |  | 108767 | 2016-03-22 | 2018-03-15 | 95700 | CLINICAL ENGINEERING | 2010-11-09 | USD | 2286.63 | Active | UNIVERSITY NEW MEXICO HOSPITAL
79294 | 1143870 | B BRAUN MEDICAL INC | INFUSOMAT SPACE | 8713050U | INFUSION PUMPS | 110231 |  | 108583 | 2016-04-07 | 2018-04-15 | 95700 | CLINICAL ENGINEERING | 2010-11-09 | USD | 2286.63 | Active | UNIVERSITY NEW MEXICO HOSPITAL
79300 | 1143891 | B BRAUN MEDICAL INC | INFUSOMAT SPACE | 8713050U | INFUSION PUMPS | 110231 |  | 105710 | 2016-03-26 | 2018-03-15 | 95700 | CLINICAL ENGINEERING | 2010-11-09 | USD | 2286.63 | Active | UNIVERSITY NEW MEXICO HOSPITAL
76693 | 1164277 | B BRAUN MEDICAL INC | INFUSOMAT SPACE | 8713050U | INFUSION PUMPS | 110231 |  | 106020 | 2016-03-19 | 2018-03-15 | 95700 | CLINICAL ENGINEERING | 2010-11-09 | USD | 2286.63 | Active | UNIVERSITY NEW MEXICO HOSPITAL
76848 | 1164278 | B BRAUN MEDICAL INC | INFUSOMAT SPACE | 8713050U | INFUSION PUMPS | 110231 |  | 105908 | 2014-11-11 | 2016-04-15 | 95700 | CLINICAL ENGINEERING | 2010-11-09 | USD | 2286.63 | Active | UNIVERSITY NEW MEXICO HOSPITAL
76928 | 1164425 | B BRAUN MEDICAL INC | INFUSOMAT SPACE | 8713050U | INFUSION PUMPS | 110231 |  | 106021 | 2016-03-25 | 2018-03-15 | 95700 | CLINICAL ENGINEERING | 2010-11-09 | USD | 2286.63 | Active | UNIVERSITY NEW MEXICO HOSPITAL
79171 | 1143740 | B BRAUN MEDICAL INC | INFUSOMAT SPACE | 8713050U | INFUSION PUMPS | 110231 |  | 108591 | 2016-03-30 | 2018-03-15 | 95700 | CLINICAL ENGINEERING | 2010-11-09 | USD | 2286.63 | Active | UNIVERSITY NEW MEXICO HOSPITAL
79169 | 1143742 | B BRAUN MEDICAL INC | INFUSOMAT SPACE | 8713050U | INFUSION PUMPS | 110231 |  | 105579 | 2016-04-11 | 2018-04-15 | 95700 | CLINICAL ENGINEERING | 2010-11-09 | USD | 2286.63 | Active | UNIVERSITY NEW MEXICO HOSPITAL
76779 | 1164231 | B BRAUN MEDICAL INC | INFUSOMAT SPACE | 8713050U | INFUSION PUMPS | 110231 |  | 106155 | 2016-03-17 | 2018-03-15 | 95700 | CLINICAL ENGINEERING | 2010-11-09 | USD | 2286.63 | Active | UNIVERSITY NEW MEXICO HOSPITAL
76911 | 1164404 | B BRAUN MEDICAL INC | INFUSOMAT SPACE | 8713050U | INFUSION PUMPS | 110231 |  | 105405 | 2016-03-01 | 2018-03-15 | 95700 | CLINICAL ENGINEERING | 2010-11-09 | USD | 2286.63 | Active | UNIVERSITY NEW MEXICO HOSPITAL
76861 | 1164282 | B BRAUN MEDICAL INC | INFUSOMAT SPACE | 8713050U | INFUSION PUMPS | 110231 |  | 105944 | 2016-03-29 | 2018-03-15 | 95700 | CLINICAL ENGINEERING | 2010-11-09 | USD | 2286.63 | Active | UNIVERSITY NEW MEXICO HOSPITAL
76910 | 1164322 | B BRAUN MEDICAL INC | INFUSOMAT SPACE | 8713050U | INFUSION PUMPS | 110231 |  | 105216 | 2016-03-30 | 2018-03-15 | 95700 | CLINICAL ENGINEERING | 2010-11-09 | USD | 2286.63 | Active | UNIVERSITY NEW MEXICO HOSPITAL
76862 | 1164283 | B BRAUN MEDICAL INC | INFUSOMAT SPACE | 8713050U | INFUSION PUMPS | 110231 |  | 105822 | 2016-03-01 | 2018-03-15 | 95700 | CLINICAL ENGINEERING | 2010-11-09 | USD | 2286.63 | Active | UNIVERSITY NEW MEXICO HOSPITAL
76872 | 1164240 | B BRAUN MEDICAL INC | INFUSOMAT SPACE | 8713050U | INFUSION PUMPS | 110231 |  | 109695 | 2016-03-22 | 2018-03-15 | 95700 | CLINICAL ENGINEERING | 2010-11-09 | USD | 2286.63 | Active | UNIVERSITY NEW MEXICO HOSPITAL
80029 | 1161668 | B BRAUN MEDICAL INC | INFUSOMAT SPACE | 8713050U | INFUSION PUMPS | 110231 |  | 110041 | 2016-03-01 | 2018-03-15 | 95700 | CLINICAL ENGINEERING | 2010-11-09 | USD | 2286.63 | Active | UNIVERSITY NEW MEXICO HOSPITAL
76791 | 1164326 | B BRAUN MEDICAL INC | INFUSOMAT SPACE | 8713050U | INFUSION PUMPS | 110231 |  | 110083 | 2016-03-25 | 2018-03-15 | 95700 | CLINICAL ENGINEERING | 2010-11-09 | USD | 2286.63 | Active | UNIVERSITY NEW MEXICO HOSPITAL
79284 | 1143860 | B BRAUN MEDICAL INC | INFUSOMAT SPACE | 8713050U | INFUSION PUMPS | 110231 |  | 108483 | 2016-03-30 | 2018-03-15 | 95700 | CLINICAL ENGINEERING | 2010-11-09 | USD | 2286.63 | Active | UNIVERSITY NEW MEXICO HOSPITAL
76790 | 1164325 | B BRAUN MEDICAL INC | INFUSOMAT SPACE | 8713050U | INFUSION PUMPS | 110231 |  | 110073 | 2016-03-29 | 2018-03-15 | 95700 | CLINICAL ENGINEERING | 2010-11-09 | USD | 2286.63 | Active | UNIVERSITY NEW MEXICO HOSPITAL
76871 | 1164297 | B BRAUN MEDICAL INC | INFUSOMAT SPACE | 8713050U | INFUSION PUMPS | 110231 |  | 109722 | 2016-03-23 | 2018-03-15 | 95700 | CLINICAL ENGINEERING | 2010-11-09 | USD | 2286.63 | Active | UNIVERSITY NEW MEXICO HOSPITAL
79285 | 1143859 | B BRAUN MEDICAL INC | INFUSOMAT SPACE | 8713050U | INFUSION PUMPS | 110231 |  | 108636 | 2016-03-25 | 2018-03-15 | 95700 | CLINICAL ENGINEERING | 2010-11-09 | USD | 2286.63 | Reactivated | UNIVERSITY NEW MEXICO HOSPITAL
76870 | 1164239 | B BRAUN MEDICAL INC | INFUSOMAT SPACE | 8713050U | INFUSION PUMPS | 110231 |  | 110031 | 2016-03-24 | 2018-03-15 | 95700 | CLINICAL ENGINEERING | 2010-11-09 | USD | 2286.63 | Active | UNIVERSITY NEW MEXICO HOSPITAL
79286 | 1143858 | B BRAUN MEDICAL INC | INFUSOMAT SPACE | 8713050U | INFUSION PUMPS | 110231 |  | 108529 | 2016-03-31 | 2018-03-15 | 95700 | CLINICAL ENGINEERING | 2010-11-09 | USD | 2286.63 | Active | UNIVERSITY NEW MEXICO HOSPITAL
76788 | 1164323 | B BRAUN MEDICAL INC | INFUSOMAT SPACE | 8713050U | INFUSION PUMPS | 110231 |  | 110084 | 2016-03-29 | 2018-03-15 | 95700 | CLINICAL ENGINEERING | 2010-11-09 | USD | 2286.63 | Active | UNIVERSITY NEW MEXICO HOSPITAL
79287 | 1143857 | B BRAUN MEDICAL INC | INFUSOMAT SPACE | 8713050U | INFUSION PUMPS | 110231 |  | 108518 | 2016-03-28 | 2018-03-15 | 95700 | CLINICAL ENGINEERING | 2010-11-09 | USD | 2286.63 | Active | UNIVERSITY NEW MEXICO HOSPITAL
76787 | 1164238 | B BRAUN MEDICAL INC | INFUSOMAT SPACE | 8713050U | INFUSION PUMPS | 110231 |  | 105884 | 2016-03-01 | 2018-03-15 | 95700 | CLINICAL ENGINEERING | 2010-11-09 | USD | 2286.63 | Active | UNIVERSITY NEW MEXICO HOSPITAL
76785 | 1164236 | B BRAUN MEDICAL INC | INFUSOMAT SPACE | 8713050U | INFUSION PUMPS | 110231 |  | 106068 | 2016-03-30 | 2018-03-15 | 95700 | CLINICAL ENGINEERING | 2010-11-09 | USD | 2286.63 | Active | UNIVERSITY NEW MEXICO HOSPITAL
76866 | 1164296 | B BRAUN MEDICAL INC | INFUSOMAT SPACE | 8713050U | INFUSION PUMPS | 110231 |  | 105977 | 2016-03-21 | 2018-03-15 | 95700 | CLINICAL ENGINEERING | 2010-11-09 | USD | 2286.63 | Active | UNIVERSITY NEW MEXICO HOSPITAL
76786 | 1164237 | B BRAUN MEDICAL INC | INFUSOMAT SPACE | 8713050U | INFUSION PUMPS | 110231 |  | 105889 | 2016-03-30 | 2018-03-15 | 95700 | CLINICAL ENGINEERING | 2010-11-09 | USD | 2286.63 | Active | UNIVERSITY NEW MEXICO HOSPITAL
76784 | 1164235 | B BRAUN MEDICAL INC | INFUSOMAT SPACE | 8713050U | INFUSION PUMPS | 110231 |  | 105950 | 2016-03-31 | 2018-03-15 | 95700 | CLINICAL ENGINEERING | 2010-11-09 | USD | 2286.63 | Active | UNIVERSITY NEW MEXICO HOSPITAL
76865 | 1164286 | B BRAUN MEDICAL INC | INFUSOMAT SPACE | 8713050U | INFUSION PUMPS | 110231 |  | 105989 | 2016-03-17 | 2018-03-15 | 95700 | CLINICAL ENGINEERING | 2010-11-09 | USD | 2286.63 | Active | UNIVERSITY NEW MEXICO HOSPITAL
76783 | 1164234 | B BRAUN MEDICAL INC | INFUSOMAT SPACE | 8713050U | INFUSION PUMPS | 110231 |  | 105893 | 2016-03-30 | 2018-03-15 | 95700 | CLINICAL ENGINEERING | 2010-11-09 | USD | 2286.63 | Active | UNIVERSITY NEW MEXICO HOSPITAL
76863 | 1164284 | B BRAUN MEDICAL INC | INFUSOMAT SPACE | 8713050U | INFUSION PUMPS | 110231 |  | 106041 | 2016-03-28 | 2018-03-15 | 95700 | CLINICAL ENGINEERING | 2010-11-09 | USD | 2286.63 | Reactivated | UNIVERSITY NEW MEXICO HOSPITAL
76864 | 1164285 | B BRAUN MEDICAL INC | INFUSOMAT SPACE | 8713050U | INFUSION PUMPS | 110231 |  | 106037 | 2016-03-25 | 2018-03-15 | 95700 | CLINICAL ENGINEERING | 2010-11-09 | USD | 2286.63 | Active | UNIVERSITY NEW MEXICO HOSPITAL
76859 | 1164295 | B BRAUN MEDICAL INC | INFUSOMAT SPACE | 8713050U | INFUSION PUMPS | 110231 |  | 105902 | 2016-03-17 | 2018-03-15 | 95700 | CLINICAL ENGINEERING | 2010-11-09 | USD | 2286.63 | Active | UNIVERSITY NEW MEXICO HOSPITAL
79282 | 1143862 | B BRAUN MEDICAL INC | INFUSOMAT SPACE | 8713050U | INFUSION PUMPS | 110231 |  | 108723 | 2016-03-29 | 2018-03-15 | 95700 | CLINICAL ENGINEERING | 2010-11-09 | USD | 2286.63 | Active | UNIVERSITY NEW MEXICO HOSPITAL
79283 | 1143861 | B BRAUN MEDICAL INC | INFUSOMAT SPACE | 8713050U | INFUSION PUMPS | 110231 |  | 105535 | 2016-03-25 | 2018-03-15 | 95700 | CLINICAL ENGINEERING | 2010-11-09 | USD | 2286.63 | Active | UNIVERSITY NEW MEXICO HOSPITAL
76781 | 1164233 | B BRAUN MEDICAL INC | INFUSOMAT SPACE | 8713050U | INFUSION PUMPS | 110231 |  | 105905 | 2016-03-23 | 2018-03-15 | 95700 | CLINICAL ENGINEERING | 2010-11-09 | USD | 2286.63 | Active | UNIVERSITY NEW MEXICO HOSPITAL
79281 | 1143863 | B BRAUN MEDICAL INC | INFUSOMAT SPACE | 8713050U | INFUSION PUMPS | 110231 |  | 108506 | 2016-03-01 | 2018-03-15 | 77010 | PHARMACY - INPATIENT | 2010-11-09 | USD | 2286.63 | Active | UNIVERSITY NEW MEXICO HOSPITAL
76858 | 1164294 | B BRAUN MEDICAL INC | INFUSOMAT SPACE | 8713050U | INFUSION PUMPS | 110231 |  | 106174 | 2016-03-23 | 2018-03-15 | 95700 | CLINICAL ENGINEERING | 2010-11-09 | USD | 2286.63 | Active | UNIVERSITY NEW MEXICO HOSPITAL
79280 | 1143864 | B BRAUN MEDICAL INC | INFUSOMAT SPACE | 8713050U | INFUSION PUMPS | 110231 |  | 109370 | 2016-03-28 | 2018-03-15 | 95700 | CLINICAL ENGINEERING | 2010-11-09 | USD | 2286.63 | Reactivated | UNIVERSITY NEW MEXICO HOSPITAL
79279 | 1143838 | B BRAUN MEDICAL INC | INFUSOMAT SPACE | 8713050U | INFUSION PUMPS | 110231 |  | 109338 | 2014-11-25 | 2016-04-15 | 95700 | CLINICAL ENGINEERING | 2010-11-09 | USD | 2286.63 | Active | UNIVERSITY NEW MEXICO HOSPITAL
79267 | 1143839 | B BRAUN MEDICAL INC | INFUSOMAT SPACE | 8713050U | INFUSION PUMPS | 110231 |  | 108528 | 2016-03-26 | 2018-03-15 | 95700 | CLINICAL ENGINEERING | 2010-11-09 | USD | 2286.63 | Active | UNIVERSITY NEW MEXICO HOSPITAL
76780 | 1164232 | B BRAUN MEDICAL INC | INFUSOMAT SPACE | 8713050U | INFUSION PUMPS | 110231 |  | 106176 | 2016-03-28 | 2018-03-15 | 95700 | CLINICAL ENGINEERING | 2010-11-09 | USD | 2286.63 | Active | UNIVERSITY NEW MEXICO HOSPITAL
79393 | 1143968 | B BRAUN MEDICAL INC | INFUSOMAT SPACE | 8713050U | INFUSION PUMPS | 110231 |  | 109281 | 2016-03-25 | 2018-03-15 | 95700 | CLINICAL ENGINEERING | 2010-11-09 | USD | 2286.63 | Active | UNIVERSITY NEW MEXICO HOSPITAL
79392 | 1143969 | B BRAUN MEDICAL INC | INFUSOMAT SPACE | 8713050U | INFUSION PUMPS | 110231 |  | 109332 | 2016-03-28 | 2018-03-15 | 95700 | CLINICAL ENGINEERING | 2010-11-09 | USD | 2286.63 | Active | UNIVERSITY NEW MEXICO HOSPITAL
79376 | 1143938 | B BRAUN MEDICAL INC | INFUSOMAT SPACE | 8713050U | INFUSION PUMPS | 110231 |  | 109266 | 2016-03-01 | 2018-03-15 | 95700 | CLINICAL ENGINEERING | 2010-11-09 | USD | 2286.63 | Active | UNIVERSITY NEW MEXICO HOSPITAL
79608 | 1213710 | B BRAUN MEDICAL INC | INFUSOMAT SPACE | 8713050U | INFUSION PUMPS | 110231 |  | 105817 | 2016-03-25 | 2018-03-15 | 95700 | CLINICAL ENGINEERING | 2010-11-09 | USD | 2286.63 | Active | UNIVERSITY NEW MEXICO HOSPITAL
79605 | 1213707 | B BRAUN MEDICAL INC | INFUSOMAT SPACE | 8713050U | INFUSION PUMPS | 110231 |  | 105472 | 2016-03-25 | 2018-03-15 | 95700 | CLINICAL ENGINEERING | 2010-11-09 | USD | 2286.63 | Active | UNIVERSITY NEW MEXICO HOSPITAL
79373 | 1143941 | B BRAUN MEDICAL INC | INFUSOMAT SPACE | 8713050U | INFUSION PUMPS | 110231 |  | 109328 | 2016-03-23 | 2018-03-15 | 95700 | CLINICAL ENGINEERING | 2010-11-09 | USD | 2286.63 | Active | UNIVERSITY NEW MEXICO HOSPITAL
79368 | 1143928 | B BRAUN MEDICAL INC | INFUSOMAT SPACE | 8713050U | INFUSION PUMPS | 110231 |  | 109486 | 2016-03-17 | 2018-03-15 | 95700 | CLINICAL ENGINEERING | 2010-11-09 | USD | 2286.63 | Active | UNIVERSITY NEW MEXICO HOSPITAL
79356 | 1143922 | B BRAUN MEDICAL INC | INFUSOMAT SPACE | 8713050U | INFUSION PUMPS | 110231 |  | 109315 | 2016-03-30 | 2018-03-15 | 95700 | CLINICAL ENGINEERING | 2010-11-09 | USD | 2286.63 | Active | UNIVERSITY NEW MEXICO HOSPITAL
79355 | 1143930 | B BRAUN MEDICAL INC | INFUSOMAT SPACE | 8713050U | INFUSION PUMPS | 110231 |  | 109579 | 2016-03-01 | 2018-03-15 | 95700 | CLINICAL ENGINEERING | 2010-11-09 | USD | 2286.63 | Active | UNIVERSITY NEW MEXICO HOSPITAL
79354 | 1143931 | B BRAUN MEDICAL INC | INFUSOMAT SPACE | 8713050U | INFUSION PUMPS | 110231 |  | 109633 | 2016-03-01 | 2018-03-15 | 95700 | CLINICAL ENGINEERING | 2010-11-09 | USD | 2286.63 | Active | UNIVERSITY NEW MEXICO HOSPITAL
79353 | 1143932 | B BRAUN MEDICAL INC | INFUSOMAT SPACE | 8713050U | INFUSION PUMPS | 110231 |  | 109267 | 2016-03-23 | 2018-03-15 | 95700 | CLINICAL ENGINEERING | 2010-11-09 | USD | 2286.63 | Reactivated | UNIVERSITY NEW MEXICO HOSPITAL
79352 | 1143933 | B BRAUN MEDICAL INC | INFUSOMAT SPACE | 8713050U | INFUSION PUMPS | 110231 |  | 109341 | 2016-03-25 | 2018-03-15 | 95700 | CLINICAL ENGINEERING | 2010-11-09 | USD | 2286.63 | Active | UNIVERSITY NEW MEXICO HOSPITAL
79351 | 1143934 | B BRAUN MEDICAL INC | INFUSOMAT SPACE | 8713050U | INFUSION PUMPS | 110231 |  | 109441 | 2016-03-25 | 2018-03-15 | 95700 | CLINICAL ENGINEERING | 2010-11-09 | USD | 2286.63 | Active | UNIVERSITY NEW MEXICO HOSPITAL
79350 | 1143935 | B BRAUN MEDICAL INC | INFUSOMAT SPACE | 8713050U | INFUSION PUMPS | 110231 |  | 109314 | 2016-03-29 | 2018-03-15 | 95700 | CLINICAL ENGINEERING | 2010-11-09 | USD | 2286.63 | Active | UNIVERSITY NEW MEXICO HOSPITAL
79349 | 1143936 | B BRAUN MEDICAL INC | INFUSOMAT SPACE | 8713050U | INFUSION PUMPS | 110231 |  | 109368 | 2016-03-24 | 2018-03-15 | 95700 | CLINICAL ENGINEERING | 2010-11-09 | USD | 2286.63 | Active | UNIVERSITY NEW MEXICO HOSPITAL
79348 | 1143910 | B BRAUN MEDICAL INC | INFUSOMAT SPACE | 8713050U | INFUSION PUMPS | 110231 |  | 109354 | 2016-03-31 | 2018-03-15 | 95700 | CLINICAL ENGINEERING | 2010-11-09 | USD | 2286.63 | Active | UNIVERSITY NEW MEXICO HOSPITAL
79347 | 1143911 | B BRAUN MEDICAL INC | INFUSOMAT SPACE | 8713050U | INFUSION PUMPS | 110231 |  | 109319 | 2016-03-24 | 2018-03-15 | 95700 | CLINICAL ENGINEERING | 2010-11-09 | USD | 2286.63 | Active | UNIVERSITY NEW MEXICO HOSPITAL
79346 | 1143912 | B BRAUN MEDICAL INC | INFUSOMAT SPACE | 8713050U | INFUSION PUMPS | 110231 |  | 109700 | 2016-03-31 | 2018-03-15 | 95700 | CLINICAL ENGINEERING | 2010-11-09 | USD | 2286.63 | Active | UNIVERSITY NEW MEXICO HOSPITAL
79345 | 1143913 | B BRAUN MEDICAL INC | INFUSOMAT SPACE | 8713050U | INFUSION PUMPS | 110231 |  | 109364 | 2016-03-26 | 2018-03-15 | 95700 | CLINICAL ENGINEERING | 2010-11-09 | USD | 2286.63 | Active | UNIVERSITY NEW MEXICO HOSPITAL
79341 | 1143926 | B BRAUN MEDICAL INC | INFUSOMAT SPACE | 8713050U | INFUSION PUMPS | 110231 |  | 109343 | 2016-03-29 | 2018-03-15 | 95700 | CLINICAL ENGINEERING | 2010-11-09 | USD | 2286.63 | Active | UNIVERSITY NEW MEXICO HOSPITAL
79333 | 1143914 | B BRAUN MEDICAL INC | INFUSOMAT SPACE | 8713050U | INFUSION PUMPS | 110231 |  | 109494 | 2016-03-22 | 2018-03-15 | 95700 | CLINICAL ENGINEERING | 2010-11-09 | USD | 2286.63 | Active | UNIVERSITY NEW MEXICO HOSPITAL
79332 | 1143915 | B BRAUN MEDICAL INC | INFUSOMAT SPACE | 8713050U | INFUSION PUMPS | 110231 |  | 109524 | 2016-03-22 | 2018-03-15 | 95700 | CLINICAL ENGINEERING | 2010-11-09 | USD | 2286.63 | Active | UNIVERSITY NEW MEXICO HOSPITAL
79331 | 1143916 | B BRAUN MEDICAL INC | INFUSOMAT SPACE | 8713050U | INFUSION PUMPS | 110231 |  | 108544 | 2016-04-12 | 2018-04-15 | 95700 | CLINICAL ENGINEERING | 2010-11-09 | USD | 2286.63 | Reactivated | UNIVERSITY NEW MEXICO HOSPITAL
79330 | 1143917 | B BRAUN MEDICAL INC | INFUSOMAT SPACE | 8713050U | INFUSION PUMPS | 110231 |  | 108911 | 2016-03-31 | 2018-03-15 | 95700 | CLINICAL ENGINEERING | 2010-11-09 | USD | 2286.63 | Active | UNIVERSITY NEW MEXICO HOSPITAL
79329 | 1143918 | B BRAUN MEDICAL INC | INFUSOMAT SPACE | 8713050U | INFUSION PUMPS | 110231 |  | 108414 | 2016-03-23 | 2018-03-15 | 95700 | CLINICAL ENGINEERING | 2010-11-09 | USD | 2286.63 | Active | UNIVERSITY NEW MEXICO HOSPITAL
79328 | 1143892 | B BRAUN MEDICAL INC | INFUSOMAT SPACE | 8713050U | INFUSION PUMPS | 110231 |  | 108566 | 2016-03-29 | 2018-03-15 | 95700 | CLINICAL ENGINEERING | 2010-11-09 | USD | 2286.63 | Active | UNIVERSITY NEW MEXICO HOSPITAL
79327 | 1143893 | B BRAUN MEDICAL INC | INFUSOMAT SPACE | 8713050U | INFUSION PUMPS | 110231 |  | 108686 | 2016-03-31 | 2018-03-15 | 95700 | CLINICAL ENGINEERING | 2010-11-09 | USD | 2286.63 | Active | UNIVERSITY NEW MEXICO HOSPITAL
79936 | 1161641 | B BRAUN MEDICAL INC | INFUSOMAT SPACE | 8713050U | INFUSION PUMPS | 110231 |  | 109876 | 2016-03-30 | 2018-03-15 | 95700 | CLINICAL ENGINEERING | 2010-11-09 | USD | 2286.63 | Active | UNIVERSITY NEW MEXICO HOSPITAL
79266 | 1143840 | B BRAUN MEDICAL INC | INFUSOMAT SPACE | 8713050U | INFUSION PUMPS | 110231 |  | 108481 | 2016-03-23 | 2018-03-15 | 95700 | CLINICAL ENGINEERING | 2010-11-09 | USD | 2286.63 | Active | UNIVERSITY NEW MEXICO HOSPITAL
79265 | 1143841 | B BRAUN MEDICAL INC | INFUSOMAT SPACE | 8713050U | INFUSION PUMPS | 110231 |  | 108526 | 2016-04-11 | 2018-04-15 | 95700 | CLINICAL ENGINEERING | 2010-11-09 | USD | 2286.63 | Active | UNIVERSITY NEW MEXICO HOSPITAL
79264 | 1143842 | B BRAUN MEDICAL INC | INFUSOMAT SPACE | 8713050U | INFUSION PUMPS | 110231 |  | 105475 | 2016-03-30 | 2018-03-15 | 95700 | CLINICAL ENGINEERING | 2010-11-09 | USD | 2286.63 | Active | UNIVERSITY NEW MEXICO HOSPITAL
79263 | 1143843 | B BRAUN MEDICAL INC | INFUSOMAT SPACE | 8713050U | INFUSION PUMPS | 110231 |  | 108637 | 2016-04-08 | 2018-04-15 | 95700 | CLINICAL ENGINEERING | 2010-11-09 | USD | 2286.63 | Active | UNIVERSITY NEW MEXICO HOSPITAL
79262 | 1143844 | B BRAUN MEDICAL INC | INFUSOMAT SPACE | 8713050U | INFUSION PUMPS | 110231 |  | 108512 | 2016-03-30 | 2018-03-15 | 95700 | CLINICAL ENGINEERING | 2010-11-09 | USD | 2286.63 | Reactivated | UNIVERSITY NEW MEXICO HOSPITAL
79261 | 1143845 | B BRAUN MEDICAL INC | INFUSOMAT SPACE | 8713050U | INFUSION PUMPS | 110231 |  | 108593 | 2016-03-31 | 2018-03-15 | 95700 | CLINICAL ENGINEERING | 2010-11-09 | USD | 2286.63 | Active | UNIVERSITY NEW MEXICO HOSPITAL
79306 | 1143876 | B BRAUN MEDICAL INC | INFUSOMAT SPACE | 8713050U | INFUSION PUMPS | 110231 |  | 108845 | 2016-04-11 | 2018-04-15 | 95700 | CLINICAL ENGINEERING | 2010-11-09 | USD | 2286.63 | Active | UNIVERSITY NEW MEXICO HOSPITAL
79305 | 1143877 | B BRAUN MEDICAL INC | INFUSOMAT SPACE | 8713050U | INFUSION PUMPS | 110231 |  | 108649 | 2016-03-25 | 2018-03-15 | 95700 | CLINICAL ENGINEERING | 2010-11-09 | USD | 2286.63 | Active | UNIVERSITY NEW MEXICO HOSPITAL
79304 | 1143878 | B BRAUN MEDICAL INC | INFUSOMAT SPACE | 8713050U | INFUSION PUMPS | 110231 |  | 109068 | 2016-03-24 | 2018-03-15 | 95700 | CLINICAL ENGINEERING | 2010-11-09 | USD | 2286.63 | Active | UNIVERSITY NEW MEXICO HOSPITAL
79303 | 1143879 | B BRAUN MEDICAL INC | INFUSOMAT SPACE | 8713050U | INFUSION PUMPS | 110231 |  | 108730 | 2016-03-01 | 2018-03-15 | 95700 | CLINICAL ENGINEERING | 2010-11-09 | USD | 2286.63 | Active | UNIVERSITY NEW MEXICO HOSPITAL
79302 | 1143880 | B BRAUN MEDICAL INC | INFUSOMAT SPACE | 8713050U | INFUSION PUMPS | 110231 |  | 108910 | 2016-03-29 | 2018-03-15 | 95700 | CLINICAL ENGINEERING | 2010-11-09 | USD | 2286.63 | Active | UNIVERSITY NEW MEXICO HOSPITAL
79288 | 1143856 | B BRAUN MEDICAL INC | INFUSOMAT SPACE | 8713050U | INFUSION PUMPS | 110231 |  | 108441 | 2016-03-29 | 2018-03-15 | 95700 | CLINICAL ENGINEERING | 2010-11-09 | USD | 2286.63 | Active | UNIVERSITY NEW MEXICO HOSPITAL
79289 | 1143882 | B BRAUN MEDICAL INC | INFUSOMAT SPACE | 8713050U | INFUSION PUMPS | 110231 |  | 108725 | 2016-03-30 | 2018-03-15 | 95700 | CLINICAL ENGINEERING | 2010-11-09 | USD | 2286.63 | Active | UNIVERSITY NEW MEXICO HOSPITAL
79301 | 1143881 | B BRAUN MEDICAL INC | INFUSOMAT SPACE | 8713050U | INFUSION PUMPS | 110231 |  | 108392 | 2016-03-25 | 2018-03-15 | 95700 | CLINICAL ENGINEERING | 2010-11-09 | USD | 2286.63 | Active | UNIVERSITY NEW MEXICO HOSPITAL
76619 | 1164117 | B BRAUN MEDICAL INC | INFUSOMAT SPACE | 8713050U | INFUSION PUMPS | 110231 |  | 105241 | 2016-03-29 | 2018-03-15 | 95700 | CLINICAL ENGINEERING | 2010-11-09 | USD | 2286.63 | Active | UNIVERSITY NEW MEXICO HOSPITAL
76618 | 1164142 | B BRAUN MEDICAL INC | INFUSOMAT SPACE | 8713050U | INFUSION PUMPS | 110231 |  | 105118 | 2016-03-28 | 2018-03-15 | 95700 | CLINICAL ENGINEERING | 2010-11-09 | USD | 2286.63 | Active | UNIVERSITY NEW MEXICO HOSPITAL
79849 | 1161523 | B BRAUN MEDICAL INC | INFUSOMAT SPACE | 8713050U | INFUSION PUMPS | 110231 |  | 106019 | 2016-03-01 | 2018-03-15 | 95700 | CLINICAL ENGINEERING | 2010-11-09 | USD | 2286.63 | Active | UNIVERSITY NEW MEXICO HOSPITAL
79762 | 1161501 | B BRAUN MEDICAL INC | INFUSOMAT SPACE | 8713050U | INFUSION PUMPS | 110231 |  | 109304 | 2016-03-18 | 2018-03-15 | 95700 | CLINICAL ENGINEERING | 2010-11-09 | USD | 2286.63 | Active | UNIVERSITY NEW MEXICO HOSPITAL
79851 | 1161525 | B BRAUN MEDICAL INC | INFUSOMAT SPACE | 8713050U | INFUSION PUMPS | 110231 |  | 106044 | 2016-03-24 | 2018-03-15 | 95700 | CLINICAL ENGINEERING | 2010-11-09 | USD | 2286.63 | Active | UNIVERSITY NEW MEXICO HOSPITAL
79985 | 1161589 | B BRAUN MEDICAL INC | INFUSOMAT SPACE | 8713050U | INFUSION PUMPS | 110231 |  | 106220 | 2016-03-18 | 2018-03-15 | 95700 | CLINICAL ENGINEERING | 2010-11-09 | USD | 2286.63 | Active | UNIVERSITY NEW MEXICO HOSPITAL
79983 | 1161587 | B BRAUN MEDICAL INC | INFUSOMAT SPACE | 8713050U | INFUSION PUMPS | 110231 |  | 105840 | 2016-03-25 | 2018-03-15 | 95700 | CLINICAL ENGINEERING | 2010-11-09 | USD | 2286.63 | Active | UNIVERSITY NEW MEXICO HOSPITAL
79853 | 1161527 | B BRAUN MEDICAL INC | INFUSOMAT SPACE | 8713050U | INFUSION PUMPS | 110231 |  | 106096 | 2016-03-25 | 2018-03-15 | 95700 | CLINICAL ENGINEERING | 2010-11-09 | USD | 2286.63 | Reactivated | UNIVERSITY NEW MEXICO HOSPITAL
79889 | 1161570 | B BRAUN MEDICAL INC | INFUSOMAT SPACE | 8713050U | INFUSION PUMPS | 110231 |  | 105845 | 2016-03-01 | 2018-03-15 | 95700 | CLINICAL ENGINEERING | 2010-11-09 | USD | 2286.63 | Active | UNIVERSITY NEW MEXICO HOSPITAL
79854 | 1161528 | B BRAUN MEDICAL INC | INFUSOMAT SPACE | 8713050U | INFUSION PUMPS | 110231 |  | 105995 | 2016-03-01 | 2018-03-15 | 95700 | CLINICAL ENGINEERING | 2010-11-09 | USD | 2286.63 | Active | UNIVERSITY NEW MEXICO HOSPITAL
79769 | 1161502 | B BRAUN MEDICAL INC | INFUSOMAT SPACE | 8713050U | INFUSION PUMPS | 110231 |  | 109255 | 2016-03-31 | 2018-03-15 | 95700 | CLINICAL ENGINEERING | 2010-11-09 | USD | 2286.63 | Active | UNIVERSITY NEW MEXICO HOSPITAL
80040 | 1161679 | B BRAUN MEDICAL INC | INFUSOMAT SPACE | 8713050U | INFUSION PUMPS | 110231 |  | 109644 | 2016-03-01 | 2018-03-15 | 95700 | CLINICAL ENGINEERING | 2010-11-09 | USD | 2286.63 | Reactivated | UNIVERSITY NEW MEXICO HOSPITAL
80041 | 1161680 | B BRAUN MEDICAL INC | INFUSOMAT SPACE | 8713050U | INFUSION PUMPS | 110231 |  | 109951 | 2016-03-01 | 2018-03-15 | 95700 | CLINICAL ENGINEERING | 2010-11-09 | USD | 2286.63 | Active | UNIVERSITY NEW MEXICO HOSPITAL
80015 | 1161654 | B BRAUN MEDICAL INC | INFUSOMAT SPACE | 8713050U | INFUSION PUMPS | 110231 |  | 109666 | 2016-04-07 | 2018-04-15 | 95700 | CLINICAL ENGINEERING | 2010-11-09 | USD | 2286.63 | Active | UNIVERSITY NEW MEXICO HOSPITAL
80011 | 1161856 | B BRAUN MEDICAL INC | INFUSOMAT SPACE | 8713050U | INFUSION PUMPS | 110231 |  | 109919 | 2016-03-31 | 2018-03-15 | 95700 | CLINICAL ENGINEERING | 2010-11-09 | USD | 2286.63 | Active | UNIVERSITY NEW MEXICO HOSPITAL
79876 | 1161550 | B BRAUN MEDICAL INC | INFUSOMAT SPACE | 8713050U | INFUSION PUMPS | 110231 |  | 105844 | 2016-03-26 | 2018-03-15 | 95700 | CLINICAL ENGINEERING | 2010-11-09 | USD | 2286.63 | Active | UNIVERSITY NEW MEXICO HOSPITAL
80010 | 1161855 | B BRAUN MEDICAL INC | INFUSOMAT SPACE | 8713050U | INFUSION PUMPS | 110231 |  | 110017 | 2016-03-17 | 2018-03-15 | 95700 | CLINICAL ENGINEERING | 2010-11-09 | USD | 2286.63 | Active | UNIVERSITY NEW MEXICO HOSPITAL
79877 | 1161551 | B BRAUN MEDICAL INC | INFUSOMAT SPACE | 8713050U | INFUSION PUMPS | 110231 |  | 105969 | 2016-03-21 | 2018-03-15 | 95700 | CLINICAL ENGINEERING | 2010-11-09 | USD | 2286.63 | Active | UNIVERSITY NEW MEXICO HOSPITAL
80003 | 1161848 | B BRAUN MEDICAL INC | INFUSOMAT SPACE | 8713050U | INFUSION PUMPS | 110231 |  | 109953 | 2016-03-19 | 2018-03-15 | 95700 | CLINICAL ENGINEERING | 2010-11-09 | USD | 2286.63 | Active | UNIVERSITY NEW MEXICO HOSPITAL
79874 | 1161548 | B BRAUN MEDICAL INC | INFUSOMAT SPACE | 8713050U | INFUSION PUMPS | 110231 |  | 105929 | 2016-03-01 | 2018-03-15 | 95700 | CLINICAL ENGINEERING | 2010-11-09 | USD | 2286.63 | Active | UNIVERSITY NEW MEXICO HOSPITAL
79878 | 1161552 | B BRAUN MEDICAL INC | INFUSOMAT SPACE | 8713050U | INFUSION PUMPS | 110231 |  | 106022 | 2016-03-26 | 2018-03-15 | 95700 | CLINICAL ENGINEERING | 2010-11-09 | USD | 2286.63 | Reactivated | UNIVERSITY NEW MEXICO HOSPITAL
80012 | 1161651 | B BRAUN MEDICAL INC | INFUSOMAT SPACE | 8713050U | INFUSION PUMPS | 110231 |  | 109970 | 2016-03-31 | 2018-03-15 | 95700 | CLINICAL ENGINEERING | 2010-11-09 | USD | 2286.63 | Active | UNIVERSITY NEW MEXICO HOSPITAL
79837 | 1161511 | B BRAUN MEDICAL INC | INFUSOMAT SPACE | 8713050U | INFUSION PUMPS | 110231 |  | 105738 | 2016-03-25 | 2018-03-15 | 95700 | CLINICAL ENGINEERING | 2010-11-09 | USD | 2286.63 | Active | UNIVERSITY NEW MEXICO HOSPITAL
80002 | 1161847 | B BRAUN MEDICAL INC | INFUSOMAT SPACE | 8713050U | INFUSION PUMPS | 110231 |  | 109958 | 2016-03-28 | 2018-03-15 | 95700 | CLINICAL ENGINEERING | 2010-11-09 | USD | 2286.63 | Active | UNIVERSITY NEW MEXICO HOSPITAL
79950 | 1161644 | B BRAUN MEDICAL INC | INFUSOMAT SPACE | 8713050U | INFUSION PUMPS | 110231 |  | 109824 | 2016-03-30 | 2018-03-15 | 95700 | CLINICAL ENGINEERING | 2010-11-09 | USD | 2286.63 | Active | UNIVERSITY NEW MEXICO HOSPITAL
79988 | 1161592 | B BRAUN MEDICAL INC | INFUSOMAT SPACE | 8713050U | INFUSION PUMPS | 110231 |  | 105316 | 2016-03-30 | 2018-03-15 | 95700 | CLINICAL ENGINEERING | 2010-11-09 | USD | 2286.63 | Active | UNIVERSITY NEW MEXICO HOSPITAL
79986 | 1161590 | B BRAUN MEDICAL INC | INFUSOMAT SPACE | 8713050U | INFUSION PUMPS | 110231 |  | 106023 | 2016-03-26 | 2018-03-15 | 95700 | CLINICAL ENGINEERING | 2010-11-09 | USD | 2286.63 | Active | UNIVERSITY NEW MEXICO HOSPITAL
79987 | 1161591 | B BRAUN MEDICAL INC | INFUSOMAT SPACE | 8713050U | INFUSION PUMPS | 110231 |  | 106215 | 2016-03-30 | 2018-03-15 | 95700 | CLINICAL ENGINEERING | 2010-11-09 | USD | 2286.63 | Active | UNIVERSITY NEW MEXICO HOSPITAL
80009 | 1161854 | B BRAUN MEDICAL INC | INFUSOMAT SPACE | 8713050U | INFUSION PUMPS | 110231 |  | 110077 | 2016-03-25 | 2018-03-15 | 95700 | CLINICAL ENGINEERING | 2010-11-09 | USD | 2286.63 | Active | UNIVERSITY NEW MEXICO HOSPITAL
79990 | 1161594 | B BRAUN MEDICAL INC | INFUSOMAT SPACE | 8713050U | INFUSION PUMPS | 110231 |  | 105173 | 2016-03-24 | 2018-03-15 | 95700 | CLINICAL ENGINEERING | 2010-11-09 | USD | 2286.63 | Active | UNIVERSITY NEW MEXICO HOSPITAL
80007 | 1161852 | B BRAUN MEDICAL INC | INFUSOMAT SPACE | 8713050U | INFUSION PUMPS | 110231 |  | 109848 | 2016-03-31 | 2018-03-15 | 95700 | CLINICAL ENGINEERING | 2010-11-09 | USD | 2286.63 | Active | UNIVERSITY NEW MEXICO HOSPITAL
79989 | 1161593 | B BRAUN MEDICAL INC | INFUSOMAT SPACE | 8713050U | INFUSION PUMPS | 110231 |  | 106113 | 2016-03-30 | 2018-03-15 | 95700 | CLINICAL ENGINEERING | 2010-11-09 | USD | 2286.63 | Active | UNIVERSITY NEW MEXICO HOSPITAL
80008 | 1161853 | B BRAUN MEDICAL INC | INFUSOMAT SPACE | 8713050U | INFUSION PUMPS | 110231 |  | 110043 | 2016-03-24 | 2018-03-15 | 95700 | CLINICAL ENGINEERING | 2010-11-09 | USD | 2286.63 | Active | UNIVERSITY NEW MEXICO HOSPITAL
79991 | 1161595 | B BRAUN MEDICAL INC | INFUSOMAT SPACE | 8713050U | INFUSION PUMPS | 110231 |  | 105626 | 2016-03-29 | 2018-03-15 | 95700 | CLINICAL ENGINEERING | 2010-11-09 | USD | 2286.63 | Active | UNIVERSITY NEW MEXICO HOSPITAL
79880 | 1161554 | B BRAUN MEDICAL INC | INFUSOMAT SPACE | 8713050U | INFUSION PUMPS | 110231 |  | 105999 | 2016-03-18 | 2018-03-15 | 95700 | CLINICAL ENGINEERING | 2010-11-09 | USD | 2286.63 | Active | UNIVERSITY NEW MEXICO HOSPITAL
80042 | 11611681 | B BRAUN MEDICAL INC | INFUSOMAT SPACE | 8713050U | INFUSION PUMPS | 110231 |  | 109969 | 2016-03-21 | 2018-03-15 | 95700 | CLINICAL ENGINEERING | 2010-11-09 | USD | 2286.63 | Active | UNIVERSITY NEW MEXICO HOSPITAL
79834 | 1161508 | B BRAUN MEDICAL INC | INFUSOMAT SPACE | 8713050U | INFUSION PUMPS | 110231 |  | 105730 | 2016-03-22 | 2018-03-15 | 95700 | CLINICAL ENGINEERING | 2010-11-09 | USD | 2286.63 | Active | UNIVERSITY NEW MEXICO HOSPITAL
79879 | 1161553 | B BRAUN MEDICAL INC | INFUSOMAT SPACE | 8713050U | INFUSION PUMPS | 110231 |  | 106000 | 2016-03-01 | 2018-03-15 | 95700 | CLINICAL ENGINEERING | 2010-11-09 | USD | 2286.63 | Active | UNIVERSITY NEW MEXICO HOSPITAL
79835 | 1161509 | B BRAUN MEDICAL INC | INFUSOMAT SPACE | 8713050U | INFUSION PUMPS | 110231 |  | 105836 | 2016-03-31 | 2018-03-15 | 95700 | CLINICAL ENGINEERING | 2010-11-09 | USD | 2286.63 | Active | UNIVERSITY NEW MEXICO HOSPITAL
79869 | 1161543 | B BRAUN MEDICAL INC | INFUSOMAT SPACE | 8713050U | INFUSION PUMPS | 110231 |  | 105813 | 2016-03-31 | 2018-03-15 | 95700 | CLINICAL ENGINEERING | 2010-11-09 | USD | 2286.63 | Active | UNIVERSITY NEW MEXICO HOSPITAL
79838 | 1161512 | B BRAUN MEDICAL INC | INFUSOMAT SPACE | 8713050U | INFUSION PUMPS | 110231 |  | 106014 | 2016-03-31 | 2018-03-15 | 95700 | CLINICAL ENGINEERING | 2010-11-09 | USD | 2286.63 | Reactivated | UNIVERSITY NEW MEXICO HOSPITAL
79964 | 1161565 | B BRAUN MEDICAL INC | INFUSOMAT SPACE | 8713050U | INFUSION PUMPS | 110231 |  | 105814 | 2016-03-23 | 2018-03-15 | 95700 | CLINICAL ENGINEERING | 2010-11-09 | USD | 2286.63 | Active | UNIVERSITY NEW MEXICO HOSPITAL
79840 | 1161514 | B BRAUN MEDICAL INC | INFUSOMAT SPACE | 8713050U | INFUSION PUMPS | 110231 |  | 105842 | 2016-03-31 | 2018-03-15 | 95700 | CLINICAL ENGINEERING | 2010-11-09 | USD | 2286.63 | Active | UNIVERSITY NEW MEXICO HOSPITAL
79836 | 1161510 | B BRAUN MEDICAL INC | INFUSOMAT SPACE | 8713050U | INFUSION PUMPS | 110231 |  | 105880 | 2016-03-31 | 2018-03-15 | 95700 | CLINICAL ENGINEERING | 2010-11-09 | USD | 2286.63 | Active | UNIVERSITY NEW MEXICO HOSPITAL
79868 | 1161542 | B BRAUN MEDICAL INC | INFUSOMAT SPACE | 8713050U | INFUSION PUMPS | 110231 |  | 106098 | 2016-03-29 | 2018-03-15 | 95700 | CLINICAL ENGINEERING | 2010-11-09 | USD | 2286.63 | Active | UNIVERSITY NEW MEXICO HOSPITAL
79919 | 1161625 | B BRAUN MEDICAL INC | INFUSOMAT SPACE | 8713050U | INFUSION PUMPS | 110231 |  | 109725 | 2016-04-11 | 2018-04-15 | 95700 | CLINICAL ENGINEERING | 2010-11-09 | USD | 2286.63 | Active | UNIVERSITY NEW MEXICO HOSPITAL
79873 | 1161547 | B BRAUN MEDICAL INC | INFUSOMAT SPACE | 8713050U | INFUSION PUMPS | 110231 |  | 105838 | 2016-03-01 | 2018-03-15 | 95700 | CLINICAL ENGINEERING | 2010-11-09 | USD | 2286.63 | Active | UNIVERSITY NEW MEXICO HOSPITAL
79921 | 1161633 | B BRAUN MEDICAL INC | INFUSOMAT SPACE | 8713050U | INFUSION PUMPS | 110231 |  | 109838 | 2016-03-17 | 2018-03-15 | 95700 | CLINICAL ENGINEERING | 2010-11-09 | USD | 2286.63 | Active | UNIVERSITY NEW MEXICO HOSPITAL
76440 | 1163933 | B BRAUN MEDICAL INC | INFUSOMAT SPACE | 8713050U | INFUSION PUMPS | 110231 |  | 109702 | 2017-03-01 | 2018-03-15 | 95700 | CLINICAL ENGINEERING | 2010-11-09 | USD | 2286.63 | Active | UNIVERSITY NEW MEXICO HOSPITAL
79867 | 1161541 | B BRAUN MEDICAL INC | INFUSOMAT SPACE | 8713050U | INFUSION PUMPS | 110231 |  | 105694 | 2016-04-11 | 2018-04-15 | 95700 | CLINICAL ENGINEERING | 2010-11-09 | USD | 2286.63 | Active | UNIVERSITY NEW MEXICO HOSPITAL
76444 | 1163972 | B BRAUN MEDICAL INC | INFUSOMAT SPACE | 8713050U | INFUSION PUMPS | 110231 |  | 109776 | 2016-03-19 | 2018-03-15 | 95700 | CLINICAL ENGINEERING | 2010-11-09 | USD | 2286.63 | Active | UNIVERSITY NEW MEXICO HOSPITAL
79875 | ACN 79875 | B BRAUN MEDICAL INC | INFUSOMAT SPACE | 8713050U | INFUSION PUMPS | 110231 |  | 105823 | 2017-03-16 | 2018-03-15 | 95700 | CLINICAL ENGINEERING | 2010-11-09 | USD | 2286.63 | Active | UNIVERSITY NEW MEXICO HOSPITAL
76443 | 1163935 | B BRAUN MEDICAL INC | INFUSOMAT SPACE | 8713050U | INFUSION PUMPS | 110231 |  | 109720 | 2016-03-22 | 2018-03-15 | 95700 | CLINICAL ENGINEERING | 2010-11-09 | USD | 2286.63 | Active | UNIVERSITY NEW MEXICO HOSPITAL
79612 | 1213714 | B BRAUN MEDICAL INC | INFUSOMAT SPACE | 8713050U | INFUSION PUMPS | 110231 |  | 109874 | 2016-03-30 | 2018-03-15 | 95700 | CLINICAL ENGINEERING | 2010-11-09 | USD | 2286.63 | Active | UNIVERSITY NEW MEXICO HOSPITAL
76752 | 1164146 | B BRAUN MEDICAL INC | INFUSOMAT SPACE | 8713050U | INFUSION PUMPS | 110231 |  | 109638 | 2016-03-01 | 2018-03-15 | 95700 | CLINICAL ENGINEERING | 2010-11-09 | USD | 2286.63 | Active | UNIVERSITY NEW MEXICO HOSPITAL
76445 | 1163973 | B BRAUN MEDICAL INC | INFUSOMAT SPACE | 8713050U | INFUSION PUMPS | 110231 |  | 109975 | 2016-03-31 | 2018-03-15 | 95700 | CLINICAL ENGINEERING | 2010-11-09 | USD | 2286.63 | Active | UNIVERSITY NEW MEXICO HOSPITAL
76434 | 1163927 | B BRAUN MEDICAL INC | INFUSOMAT SPACE | 8713050U | INFUSION PUMPS | 110231 |  | 109770 | 2016-03-30 | 2018-03-15 | 95700 | CLINICAL ENGINEERING | 2010-11-09 | USD | 2286.63 | Active | UNIVERSITY NEW MEXICO HOSPITAL
79795 | 1213834 | B BRAUN MEDICAL INC | INFUSOMAT SPACE | 8713050U | INFUSION PUMPS | 110231 |  | 109976 | 2016-03-25 | 2018-03-15 | 95700 | CLINICAL ENGINEERING | 2010-11-09 | USD | 2286.63 | Active | UNIVERSITY NEW MEXICO HOSPITAL
79800 | 1213835 | B BRAUN MEDICAL INC | INFUSOMAT SPACE | 8713050U | INFUSION PUMPS | 110231 |  | 109769 | 2016-03-21 | 2018-03-15 | 95700 | CLINICAL ENGINEERING | 2010-11-09 | USD | 2286.63 | Active | UNIVERSITY NEW MEXICO HOSPITAL
76436 | 1163929 | B BRAUN MEDICAL INC | INFUSOMAT SPACE | 8713050U | INFUSION PUMPS | 110231 |  | 109718 | 2016-03-01 | 2018-03-15 | 95700 | CLINICAL ENGINEERING | 2010-11-09 | USD | 2286.63 | Active | UNIVERSITY NEW MEXICO HOSPITAL
79726 | 1213757 | B BRAUN MEDICAL INC | INFUSOMAT SPACE | 8713050U | INFUSION PUMPS | 110231 |  | 109374 | 2016-03-30 | 2018-03-15 | 95700 | CLINICAL ENGINEERING | 2010-11-09 | USD | 2286.63 | Active | UNIVERSITY NEW MEXICO HOSPITAL
76433 | 1163872 | B BRAUN MEDICAL INC | INFUSOMAT SPACE | 8713050U | INFUSION PUMPS | 110231 |  | 109683 | 2016-03-29 | 2018-03-15 | 95700 | CLINICAL ENGINEERING | 2010-11-09 | USD | 2286.63 | Active | UNIVERSITY NEW MEXICO HOSPITAL
76437 | 1163930 | B BRAUN MEDICAL INC | INFUSOMAT SPACE | 8713050U | INFUSION PUMPS | 110231 |  | 109756 | 2016-03-01 | 2018-03-15 | 95700 | CLINICAL ENGINEERING | 2010-11-09 | USD | 2286.63 | Active | UNIVERSITY NEW MEXICO HOSPITAL
76753 | 1164151 | B BRAUN MEDICAL INC | INFUSOMAT SPACE | 8713050U | INFUSION PUMPS | 110231 |  | 109601 | 2016-03-29 | 2018-03-15 | 95700 | CLINICAL ENGINEERING | 2010-11-09 | USD | 2286.63 | Active | UNIVERSITY NEW MEXICO HOSPITAL
79794 | 1213836 | B BRAUN MEDICAL INC | INFUSOMAT SPACE | 8713050U | INFUSION PUMPS | 110231 |  | 109604 | 2016-03-19 | 2018-03-15 | 95700 | CLINICAL ENGINEERING | 2010-11-09 | USD | 2286.63 | Active | UNIVERSITY NEW MEXICO HOSPITAL
79847 | 1161521 | B BRAUN MEDICAL INC | INFUSOMAT SPACE | 8713050U | INFUSION PUMPS | 110231 |  | 106081 | 2016-03-21 | 2018-03-15 | 95700 | CLINICAL ENGINEERING | 2010-11-09 | USD | 2286.63 | Active | UNIVERSITY NEW MEXICO HOSPITAL
80014 | 1161653 | B BRAUN MEDICAL INC | INFUSOMAT SPACE | 8713050U | INFUSION PUMPS | 110231 |  | 110003 | 2016-03-01 | 2018-03-15 | 95700 | CLINICAL ENGINEERING | 2010-11-09 | USD | 2286.63 | Active | UNIVERSITY NEW MEXICO HOSPITAL
76716 | 1164107 | B BRAUN MEDICAL INC | INFUSOMAT SPACE | 8713050U | INFUSION PUMPS | 110231 |  | 109768 | 2016-03-30 | 2018-03-15 | 95700 | CLINICAL ENGINEERING | 2010-11-09 | USD | 2286.63 | Active | UNIVERSITY NEW MEXICO HOSPITAL
76431 | 1163870 | B BRAUN MEDICAL INC | INFUSOMAT SPACE | 8713050U | INFUSION PUMPS | 110231 |  | 109890 | 2016-03-30 | 2018-03-15 | 95700 | CLINICAL ENGINEERING | 2010-11-09 | USD | 2286.63 | Active | UNIVERSITY NEW MEXICO HOSPITAL
79772 | 1161505 | B BRAUN MEDICAL INC | INFUSOMAT SPACE | 8713050U | INFUSION PUMPS | 110231 |  | 106018 | 2016-03-30 | 2018-03-15 | 95700 | CLINICAL ENGINEERING | 2010-11-09 | USD | 2286.63 | Active | UNIVERSITY NEW MEXICO HOSPITAL
76726 | 1164108 | B BRAUN MEDICAL INC | INFUSOMAT SPACE | 8713050U | INFUSION PUMPS | 110231 |  | 109462 | 2016-04-28 | 2018-03-15 | 95700 | CLINICAL ENGINEERING | 2010-11-09 | USD | 2286.63 | Reactivated | UNIVERSITY NEW MEXICO HOSPITAL
79613 | 1213727 | B BRAUN MEDICAL INC | INFUSOMAT SPACE | 8713050U | INFUSION PUMPS | 110231 |  | 109599 | 2016-03-21 | 2018-03-15 | 95700 | CLINICAL ENGINEERING | 2010-11-09 | USD | 2286.63 | Active | UNIVERSITY NEW MEXICO HOSPITAL
79846 | 1161520 | B BRAUN MEDICAL INC | INFUSOMAT SPACE | 8713050U | INFUSION PUMPS | 110231 |  | 105996 | 2016-03-25 | 2018-03-15 | 95700 | CLINICAL ENGINEERING | 2010-11-09 | USD | 2286.63 | Active | UNIVERSITY NEW MEXICO HOSPITAL
79801 | 1213838 | B BRAUN MEDICAL INC | INFUSOMAT SPACE | 8713050U | INFUSION PUMPS | 110231 |  | 109671 | 2016-03-31 | 2018-03-15 | 95700 | CLINICAL ENGINEERING | 2010-11-09 | USD | 2286.63 | Active | UNIVERSITY NEW MEXICO HOSPITAL
79842 | 1161516 | B BRAUN MEDICAL INC | INFUSOMAT SPACE | 8713050U | INFUSION PUMPS | 110231 |  | 105875 | 2016-03-31 | 2018-03-15 | 95700 | CLINICAL ENGINEERING | 2010-11-09 | USD | 2286.63 | Active | UNIVERSITY NEW MEXICO HOSPITAL
79630 | 1213726 | B BRAUN MEDICAL INC | INFUSOMAT SPACE | 8713050U | INFUSION PUMPS | 110231 |  | 109790 | 2016-03-28 | 2018-03-15 | 95700 | CLINICAL ENGINEERING | 2010-11-09 | USD | 2286.63 | Active | UNIVERSITY NEW MEXICO HOSPITAL
79839 | 1161513 | B BRAUN MEDICAL INC | INFUSOMAT SPACE | 8713050U | INFUSION PUMPS | 110231 |  | 105987 | 2016-03-17 | 2018-03-15 | 95700 | CLINICAL ENGINEERING | 2010-11-09 | USD | 2286.63 | Active | UNIVERSITY NEW MEXICO HOSPITAL
79773 | 1161506 | B BRAUN MEDICAL INC | INFUSOMAT SPACE | 8713050U | INFUSION PUMPS | 110231 |  | 106007 | 2016-03-29 | 2018-03-15 | 95700 | CLINICAL ENGINEERING | 2010-11-09 | USD | 2286.63 | Active | UNIVERSITY NEW MEXICO HOSPITAL
79844 | 1161518 | B BRAUN MEDICAL INC | INFUSOMAT SPACE | 8713050U | INFUSION PUMPS | 110231 |  | 105868 | 2016-03-26 | 2018-03-15 | 95700 | CLINICAL ENGINEERING | 2010-11-09 | USD | 2286.63 | Active | UNIVERSITY NEW MEXICO HOSPITAL
76435 | 1163928 | B BRAUN MEDICAL INC | INFUSOMAT SPACE | 8713050U | INFUSION PUMPS | 110231 |  | 109760 | 2016-03-26 | 2018-03-15 | 95700 | CLINICAL ENGINEERING | 2010-11-09 | USD | 2286.63 | Active | UNIVERSITY NEW MEXICO HOSPITAL
79792 | 1213840 | B BRAUN MEDICAL INC | INFUSOMAT SPACE | 8713050U | INFUSION PUMPS | 110231 |  | 109754 | 2016-03-01 | 2018-03-15 | 95700 | CLINICAL ENGINEERING | 2010-11-09 | USD | 2286.63 | Active | UNIVERSITY NEW MEXICO HOSPITAL
79937 | 1161642 | B BRAUN MEDICAL INC | INFUSOMAT SPACE | 8713050U | INFUSION PUMPS | 110231 |  | 109740 | 2016-03-31 | 2018-03-15 | 95700 | CLINICAL ENGINEERING | 2010-11-09 | USD | 2286.63 | Active | UNIVERSITY NEW MEXICO HOSPITAL
76439 | 1163932 | B BRAUN MEDICAL INC | INFUSOMAT SPACE | 8713050U | INFUSION PUMPS | 110231 |  | 109750 | 2016-03-29 | 2018-03-15 | 95700 | CLINICAL ENGINEERING | 2010-11-09 | USD | 2286.63 | Active | UNIVERSITY NEW MEXICO HOSPITAL
79848 | 1161522 | B BRAUN MEDICAL INC | INFUSOMAT SPACE | 8713050U | INFUSION PUMPS | 110231 |  | 105658 | 2016-03-25 | 2018-03-15 | 95700 | CLINICAL ENGINEERING | 2010-11-09 | USD | 2286.63 | Active | UNIVERSITY NEW MEXICO HOSPITAL
76446 | 1163974 | B BRAUN MEDICAL INC | INFUSOMAT SPACE | 8713050U | INFUSION PUMPS | 110231 |  | 109762 | 2016-03-29 | 2018-03-15 | 95700 | CLINICAL ENGINEERING | 2010-11-09 | USD | 2286.63 | Active | UNIVERSITY NEW MEXICO HOSPITAL
76441 | 1163934 | B BRAUN MEDICAL INC | INFUSOMAT SPACE | 8713050U | INFUSION PUMPS | 110231 |  | 109596 | 2016-03-01 | 2018-03-15 | 95700 | CLINICAL ENGINEERING | 2010-11-09 | USD | 2286.63 | Active | UNIVERSITY NEW MEXICO HOSPITAL
79870 | 1161544 | B BRAUN MEDICAL INC | INFUSOMAT SPACE | 8713050U | INFUSION PUMPS | 110231 |  | 105930 | 2016-03-31 | 2018-03-15 | 95700 | CLINICAL ENGINEERING | 2010-11-09 | USD | 2286.63 | Active | UNIVERSITY NEW MEXICO HOSPITAL
80038 | 1161677 | B BRAUN MEDICAL INC | INFUSOMAT SPACE | 8713050U | INFUSION PUMPS | 110231 |  | 110038 | 2017-03-16 | 2018-03-15 | 95700 | CLINICAL ENGINEERING | 2010-11-09 | USD | 2286.63 | Active | UNIVERSITY NEW MEXICO HOSPITAL
79871 | 1161545 | B BRAUN MEDICAL INC | INFUSOMAT SPACE | 8713050U | INFUSION PUMPS | 110231 |  | 105982 | 2016-03-22 | 2018-03-15 | 95700 | CLINICAL ENGINEERING | 2010-11-09 | USD | 2286.63 | Reactivated | UNIVERSITY NEW MEXICO HOSPITAL
80035 | 1161674 | B BRAUN MEDICAL INC | INFUSOMAT SPACE | 8713050U | INFUSION PUMPS | 110231 |  | 110044 | 2016-03-29 | 2018-03-15 | 95700 | CLINICAL ENGINEERING | 2010-11-09 | USD | 2286.63 | Active | UNIVERSITY NEW MEXICO HOSPITAL
80043 | 1161682 | B BRAUN MEDICAL INC | INFUSOMAT SPACE | 8713050U | INFUSION PUMPS | 110231 |  | 109918 | 2016-03-26 | 2018-03-15 | 95700 | CLINICAL ENGINEERING | 2010-11-09 | USD | 2286.63 | Active | UNIVERSITY NEW MEXICO HOSPITAL
80034 | 1161673 | B BRAUN MEDICAL INC | INFUSOMAT SPACE | 8713050U | INFUSION PUMPS | 110231 |  | 109955 | 2016-03-01 | 2018-03-15 | 95700 | CLINICAL ENGINEERING | 2010-11-09 | USD | 2286.63 | Active | UNIVERSITY NEW MEXICO HOSPITAL
80039 | 1161678 | B BRAUN MEDICAL INC | INFUSOMAT SPACE | 8713050U | INFUSION PUMPS | 110231 |  | 110015 | 2016-03-01 | 2018-03-15 | 95700 | CLINICAL ENGINEERING | 2010-11-09 | USD | 2286.63 | Active | UNIVERSITY NEW MEXICO HOSPITAL
80045 | 1161684 | B BRAUN MEDICAL INC | INFUSOMAT SPACE | 8713050U | INFUSION PUMPS | 110231 |  | 109987 | 2016-03-30 | 2018-03-15 | 95700 | CLINICAL ENGINEERING | 2010-11-09 | USD | 2286.63 | Active | UNIVERSITY NEW MEXICO HOSPITAL
79872 | 1161546 | B BRAUN MEDICAL INC | INFUSOMAT SPACE | 8713050U | INFUSION PUMPS | 110231 |  | 106012 | 2016-03-30 | 2018-03-15 | 95700 | CLINICAL ENGINEERING | 2010-11-09 | USD | 2286.63 | Active | UNIVERSITY NEW MEXICO HOSPITAL
80044 | 1161683 | B BRAUN MEDICAL INC | INFUSOMAT SPACE | 8713050U | INFUSION PUMPS | 110231 |  | 110018 | 2016-03-26 | 2018-03-15 | 95700 | CLINICAL ENGINEERING | 2010-11-09 | USD | 2286.63 | Active | UNIVERSITY NEW MEXICO HOSPITAL
79966 | 1161567 | B BRAUN MEDICAL INC | INFUSOMAT SPACE | 8713050U | INFUSION PUMPS | 110231 |  | 105915 | 2016-03-30 | 2018-03-15 | 95700 | CLINICAL ENGINEERING | 2010-11-09 | USD | 2286.63 | Active | UNIVERSITY NEW MEXICO HOSPITAL
80036 | 1161675 | B BRAUN MEDICAL INC | INFUSOMAT SPACE | 8713050U | INFUSION PUMPS | 110231 |  | 109924 | 2016-03-25 | 2018-03-15 | 95700 | CLINICAL ENGINEERING | 2010-11-09 | USD | 2286.63 | Active | UNIVERSITY NEW MEXICO HOSPITAL
79843 | 1161517 | B BRAUN MEDICAL INC | INFUSOMAT SPACE | 8713050U | INFUSION PUMPS | 110231 |  | 105945 | 2016-03-30 | 2018-03-15 | 95700 | CLINICAL ENGINEERING | 2010-11-09 | USD | 2286.63 | Active | UNIVERSITY NEW MEXICO HOSPITAL
79961 | 1161562 | B BRAUN MEDICAL INC | INFUSOMAT SPACE | 8713050U | INFUSION PUMPS | 110231 |  | 110059 | 2016-03-19 | 2018-03-15 | 95700 | CLINICAL ENGINEERING | 2010-11-09 | USD | 2286.63 | Active | UNIVERSITY NEW MEXICO HOSPITAL
79326 | 1143894 | B BRAUN MEDICAL INC | INFUSOMAT SPACE | 8713050U | INFUSION PUMPS | 110231 |  | 108431 | 2016-03-25 | 2018-03-15 | 95700 | CLINICAL ENGINEERING | 2010-11-09 | USD | 2286.63 | Active | UNIVERSITY NEW MEXICO HOSPITAL
79325 | 1143895 | B BRAUN MEDICAL INC | INFUSOMAT SPACE | 8713050U | INFUSION PUMPS | 110231 |  | 108710 | 2016-03-31 | 2018-03-15 | 95700 | CLINICAL ENGINEERING | 2010-11-09 | USD | 2286.63 | Active | UNIVERSITY NEW MEXICO HOSPITAL
79324 | 1143896 | B BRAUN MEDICAL INC | INFUSOMAT SPACE | 8713050U | INFUSION PUMPS | 110231 |  | 108598 | 2016-03-17 | 2018-03-15 | 95700 | CLINICAL ENGINEERING | 2010-11-09 | USD | 2286.63 | Active | UNIVERSITY NEW MEXICO HOSPITAL
79323 | 1143897 | B BRAUN MEDICAL INC | INFUSOMAT SPACE | 8713050U | INFUSION PUMPS | 110231 |  | 108496 | 2016-03-28 | 2018-03-15 | 95700 | CLINICAL ENGINEERING | 2010-11-09 | USD | 2286.63 | Active | UNIVERSITY NEW MEXICO HOSPITAL
79321 | 1143908 | B BRAUN MEDICAL INC | INFUSOMAT SPACE | 8713050U | INFUSION PUMPS | 110231 |  | 109333 | 2016-03-25 | 2018-03-15 | 95700 | CLINICAL ENGINEERING | 2010-11-09 | USD | 2286.63 | Active | UNIVERSITY NEW MEXICO HOSPITAL
79317 | 1143885 | B BRAUN MEDICAL INC | INFUSOMAT SPACE | 8713050U | INFUSION PUMPS | 110231 |  | 108861 | 2016-03-30 | 2018-03-15 | 95700 | CLINICAL ENGINEERING | 2010-11-09 | USD | 2286.63 | Active | UNIVERSITY NEW MEXICO HOSPITAL
79315 | 1143887 | B BRAUN MEDICAL INC | INFUSOMAT SPACE | 8713050U | INFUSION PUMPS | 110231 |  | 105492 | 2016-03-01 | 2018-03-15 | 95700 | CLINICAL ENGINEERING | 2010-11-09 | USD | 2286.63 | Active | UNIVERSITY NEW MEXICO HOSPITAL
79311 | 1143898 | B BRAUN MEDICAL INC | INFUSOMAT SPACE | 8713050U | INFUSION PUMPS | 110231 |  | 105215 | 2016-03-17 | 2018-03-15 | 95700 | CLINICAL ENGINEERING | 2010-11-09 | USD | 2286.63 | Active | UNIVERSITY NEW MEXICO HOSPITAL
79310 | 1143899 | B BRAUN MEDICAL INC | INFUSOMAT SPACE | 8713050U | INFUSION PUMPS | 110231 |  | 108357 | 2016-03-30 | 2018-03-15 | 95700 | CLINICAL ENGINEERING | 2010-11-09 | USD | 2286.63 | Active | UNIVERSITY NEW MEXICO HOSPITAL
79260 | 1143846 | B BRAUN MEDICAL INC | INFUSOMAT SPACE | 8713050U | INFUSION PUMPS | 110231 |  | 105545 | 2016-03-24 | 2018-03-15 | 95700 | CLINICAL ENGINEERING | 2010-11-09 | USD | 2286.63 | Active | UNIVERSITY NEW MEXICO HOSPITAL
79259 | 1143820 | B BRAUN MEDICAL INC | INFUSOMAT SPACE | 8713050U | INFUSION PUMPS | 110231 |  | 108521 | 2016-04-04 | 2018-03-15 | 95700 | CLINICAL ENGINEERING | 2010-11-09 | USD | 2286.63 | Active | UNIVERSITY NEW MEXICO HOSPITAL
79257 | 1143822 | B BRAUN MEDICAL INC | INFUSOMAT SPACE | 8713050U | INFUSION PUMPS | 110231 |  | 105441 | 2016-03-31 | 2018-03-15 | 95700 | CLINICAL ENGINEERING | 2010-11-09 | USD | 2286.63 | Active | UNIVERSITY NEW MEXICO HOSPITAL
79245 | 1143823 | B BRAUN MEDICAL INC | INFUSOMAT SPACE | 8713050U | INFUSION PUMPS | 110231 |  | 105562 | 2016-03-01 | 2018-03-15 | 95700 | CLINICAL ENGINEERING | 2010-11-09 | USD | 2286.63 | Active | UNIVERSITY NEW MEXICO HOSPITAL
79244 | 1143824 | B BRAUN MEDICAL INC | INFUSOMAT SPACE | 8713050U | INFUSION PUMPS | 110231 |  | 105487 | 2016-03-31 | 2018-03-15 | 95700 | CLINICAL ENGINEERING | 2010-11-09 | USD | 2286.63 | Active | UNIVERSITY NEW MEXICO HOSPITAL
79216 | 1143976 | B BRAUN MEDICAL INC | INFUSOMAT SPACE | 8713050U | INFUSION PUMPS | 110231 |  | 109447 | 2016-04-08 | 2018-04-15 | 95700 | CLINICAL ENGINEERING | 2010-11-09 | USD | 2286.63 | Active | UNIVERSITY NEW MEXICO HOSPITAL
79197 | 1143777 | B BRAUN MEDICAL INC | INFUSOMAT SPACE | 8713050U | INFUSION PUMPS | 110231 |  | 109836 | 2016-03-26 | 2018-03-15 | 95700 | CLINICAL ENGINEERING | 2010-11-09 | USD | 2286.63 | Active | UNIVERSITY NEW MEXICO HOSPITAL
79196 | 1143778 | B BRAUN MEDICAL INC | INFUSOMAT SPACE | 8713050U | INFUSION PUMPS | 110231 |  | 109665 | 2016-03-01 | 2018-03-15 | 95700 | CLINICAL ENGINEERING | 2010-11-09 | USD | 2286.63 | Active | UNIVERSITY NEW MEXICO HOSPITAL
79195 | 1143779 | B BRAUN MEDICAL INC | INFUSOMAT SPACE | 8713050U | INFUSION PUMPS | 110231 |  | 109613 | 2016-03-30 | 2018-03-15 | 95700 | CLINICAL ENGINEERING | 2010-11-09 | USD | 2286.63 | Active | UNIVERSITY NEW MEXICO HOSPITAL
79194 | 1143780 | B BRAUN MEDICAL INC | INFUSOMAT SPACE | 8713050U | INFUSION PUMPS | 110231 |  | 109905 | 2016-03-31 | 2018-03-15 | 95700 | CLINICAL ENGINEERING | 2010-11-09 | USD | 2286.63 | Active | UNIVERSITY NEW MEXICO HOSPITAL
79193 | 1143781 | B BRAUN MEDICAL INC | INFUSOMAT SPACE | 8713050U | INFUSION PUMPS | 110231 |  | 109490 | 2016-03-30 | 2018-03-15 | 95700 | CLINICAL ENGINEERING | 2010-11-09 | USD | 2286.63 | Active | UNIVERSITY NEW MEXICO HOSPITAL
76844 | 1164399 | B BRAUN MEDICAL INC | INFUSOMAT SPACE | 8713050U | INFUSION PUMPS | 110231 |  | 106140 | 2016-03-25 | 2018-03-15 | 95700 | CLINICAL ENGINEERING | 2010-11-09 | USD | 2286.63 | Active | UNIVERSITY NEW MEXICO HOSPITAL
76846 | 1164401 | B BRAUN MEDICAL INC | INFUSOMAT SPACE | 8713050U | INFUSION PUMPS | 110231 |  | 105991 | 2016-03-30 | 2018-03-15 | 95700 | CLINICAL ENGINEERING | 2010-11-09 | USD | 2286.63 | Active | UNIVERSITY NEW MEXICO HOSPITAL
76847 | 1164402 | B BRAUN MEDICAL INC | INFUSOMAT SPACE | 8713050U | INFUSION PUMPS | 110231 |  | 106283 | 2016-03-24 | 2018-03-15 | 95700 | CLINICAL ENGINEERING | 2010-11-09 | USD | 2286.63 | Active | UNIVERSITY NEW MEXICO HOSPITAL
76947 | 1164449 | B BRAUN MEDICAL INC | INFUSOMAT SPACE | 8713050U | INFUSION PUMPS | 110231 |  | 106075 | 2016-03-31 | 2018-03-15 | 95700 | CLINICAL ENGINEERING | 2010-11-09 | USD | 2286.63 | Active | UNIVERSITY NEW MEXICO HOSPITAL
76949 | 1164450 | B BRAUN MEDICAL INC | INFUSOMAT SPACE | 8713050U | INFUSION PUMPS | 110231 |  | 106036 | 2016-03-01 | 2018-03-15 | 95700 | CLINICAL ENGINEERING | 2010-11-09 | USD | 2286.63 | Active | UNIVERSITY NEW MEXICO HOSPITAL
76845 | 1164400 | B BRAUN MEDICAL INC | INFUSOMAT SPACE | 8713050U | INFUSION PUMPS | 110231 |  | 105994 | 2016-03-24 | 2018-03-15 | 95700 | CLINICAL ENGINEERING | 2010-11-09 | USD | 2286.63 | Active | UNIVERSITY NEW MEXICO HOSPITAL
76950 | 1164451 | B BRAUN MEDICAL INC | INFUSOMAT SPACE | 8713050U | INFUSION PUMPS | 110231 |  | 106166 | 2016-03-23 | 2018-03-15 | 95700 | CLINICAL ENGINEERING | 2010-11-09 | USD | 2286.63 | Active | UNIVERSITY NEW MEXICO HOSPITAL
76948 | 1164403 | B BRAUN MEDICAL INC | INFUSOMAT SPACE | 8713050U | INFUSION PUMPS | 110231 |  | 106185 | 2016-03-01 | 2018-03-15 | 95700 | CLINICAL ENGINEERING | 2010-11-09 | USD | 2286.63 | Active | UNIVERSITY NEW MEXICO HOSPITAL
79954 | 1161647 | B BRAUN MEDICAL INC | INFUSOMAT SPACE | 8713050U | INFUSION PUMPS | 110231 |  | 109895 | 2016-03-31 | 2018-03-15 | 95700 | CLINICAL ENGINEERING | 2010-11-09 | USD | 2286.63 | Active | UNIVERSITY NEW MEXICO HOSPITAL
79758 | 1213899 | B BRAUN MEDICAL INC | INFUSOMAT SPACE | 8713050U | INFUSION PUMPS | 110231 |  | 109334 | 2016-03-31 | 2018-03-15 | 95700 | CLINICAL ENGINEERING | 2010-11-09 | USD | 2286.63 | Active | UNIVERSITY NEW MEXICO HOSPITAL
79831 | 1213893 | B BRAUN MEDICAL INC | INFUSOMAT SPACE | 8713050U | INFUSION PUMPS | 110231 |  | 109308 | 2016-03-28 | 2018-03-15 | 95700 | CLINICAL ENGINEERING | 2010-11-09 | USD | 2286.63 | Active | UNIVERSITY NEW MEXICO HOSPITAL
79862 | 1161536 | B BRAUN MEDICAL INC | INFUSOMAT SPACE | 8713050U | INFUSION PUMPS | 110231 |  | 105811 | 2017-03-01 | 2018-03-15 | 95700 | CLINICAL ENGINEERING | 2010-11-09 | USD | 2286.63 | Active | UNIVERSITY NEW MEXICO HOSPITAL
79861 | 1161535 | B BRAUN MEDICAL INC | INFUSOMAT SPACE | 8713050U | INFUSION PUMPS | 110231 |  | 105931 | 2016-03-28 | 2018-03-15 | 95700 | CLINICAL ENGINEERING | 2010-11-09 | USD | 2286.63 | Active | UNIVERSITY NEW MEXICO HOSPITAL
79832 | 1213894 | B BRAUN MEDICAL INC | INFUSOMAT SPACE | 8713050U | INFUSION PUMPS | 110231 |  | 109306 | 2016-03-01 | 2018-03-15 | 95700 | CLINICAL ENGINEERING | 2010-11-09 | USD | 2286.63 | Active | UNIVERSITY NEW MEXICO HOSPITAL
79827 | 1213903 | B BRAUN MEDICAL INC | INFUSOMAT SPACE | 8713050U | INFUSION PUMPS | 110231 |  | 109222 | 2014-11-20 | 2016-04-15 | 95700 | CLINICAL ENGINEERING | 2010-11-09 | USD | 2286.63 | Active | UNIVERSITY NEW MEXICO HOSPITAL
79953 | 1161646 | B BRAUN MEDICAL INC | INFUSOMAT SPACE | 8713050U | INFUSION PUMPS | 110231 |  | 109631 | 2016-03-31 | 2018-03-15 | 95700 | CLINICAL ENGINEERING | 2010-11-09 | USD | 2286.63 | Active | UNIVERSITY NEW MEXICO HOSPITAL
79955 | 1161843 | B BRAUN MEDICAL INC | INFUSOMAT SPACE | 8713050U | INFUSION PUMPS | 110231 |  | 109742 | 2016-03-01 | 2018-03-15 | 95700 | CLINICAL ENGINEERING | 2010-11-09 | USD | 2286.63 | Active | UNIVERSITY NEW MEXICO HOSPITAL
79963 | 1161564 | B BRAUN MEDICAL INC | INFUSOMAT SPACE | 8713050U | INFUSION PUMPS | 110231 |  | 109894 | 2016-03-01 | 2018-03-15 | 95700 | CLINICAL ENGINEERING | 2010-11-09 | USD | 2286.63 | Active | UNIVERSITY NEW MEXICO HOSPITAL
79802 | 1213839 | B BRAUN MEDICAL INC | INFUSOMAT SPACE | 8713050U | INFUSION PUMPS | 110231 |  | 109619 | 2016-03-25 | 2018-03-15 | 95700 | CLINICAL ENGINEERING | 2010-11-09 | USD | 2286.63 | Active | UNIVERSITY NEW MEXICO HOSPITAL
76833 | 1164379 | B BRAUN MEDICAL INC | INFUSOMAT SPACE | 8713050U | INFUSION PUMPS | 110231 |  | 105322 | 2016-03-25 | 2018-03-15 | 95700 | CLINICAL ENGINEERING | 2010-11-09 | USD | 2286.63 | Active | UNIVERSITY NEW MEXICO HOSPITAL
76724 | 1164160 | B BRAUN MEDICAL INC | INFUSOMAT SPACE | 8713050U | INFUSION PUMPS | 110231 |  | 109603 | 2016-03-28 | 2018-03-15 | 95700 | CLINICAL ENGINEERING | 2010-11-09 | USD | 2286.63 | Active | UNIVERSITY NEW MEXICO HOSPITAL
79829 | 1213891 | B BRAUN MEDICAL INC | INFUSOMAT SPACE | 8713050U | INFUSION PUMPS | 110231 |  | 109200 | 2016-03-31 | 2018-03-15 | 95700 | CLINICAL ENGINEERING | 2010-11-09 | USD | 2286.63 | Active | UNIVERSITY NEW MEXICO HOSPITAL
76903 | 1164336 | B BRAUN MEDICAL INC | INFUSOMAT SPACE | 8713050U | INFUSION PUMPS | 110231 |  | 105165 | 2016-03-23 | 2018-03-15 | 95700 | CLINICAL ENGINEERING | 2010-11-09 | USD | 2286.63 | Active | UNIVERSITY NEW MEXICO HOSPITAL
79887 | 1161561 | B BRAUN MEDICAL INC | INFUSOMAT SPACE | 8713050U | INFUSION PUMPS | 110231 |  | 105831 | 2016-03-01 | 2018-03-15 | 95700 | CLINICAL ENGINEERING | 2010-11-09 | USD | 2286.63 | Active | UNIVERSITY NEW MEXICO HOSPITAL
79881 | 1161555 | B BRAUN MEDICAL INC | INFUSOMAT SPACE | 8713050U | INFUSION PUMPS | 110231 |  | 105914 | 2016-03-23 | 2018-03-15 | 95700 | CLINICAL ENGINEERING | 2010-11-09 | USD | 2286.63 | Active | UNIVERSITY NEW MEXICO HOSPITAL
79882 | 1161556 | B BRAUN MEDICAL INC | INFUSOMAT SPACE | 8713050U | INFUSION PUMPS | 110231 |  | 105780 | 2016-03-31 | 2018-03-15 | 95700 | CLINICAL ENGINEERING | 2010-11-09 | USD | 2286.63 | Active | UNIVERSITY NEW MEXICO HOSPITAL
80001 | 1161846 | B BRAUN MEDICAL INC | INFUSOMAT SPACE | 8713050U | INFUSION PUMPS | 110231 |  | 110066 | 2016-03-24 | 2018-03-15 | 95700 | CLINICAL ENGINEERING | 2010-11-09 | USD | 2286.63 | Reactivated | UNIVERSITY NEW MEXICO HOSPITAL
79768 | 1213885 | B BRAUN MEDICAL INC | INFUSOMAT SPACE | 8713050U | INFUSION PUMPS | 110231 |  | 105912 | 2016-03-31 | 2018-03-15 | 95700 | CLINICAL ENGINEERING | 2010-11-09 | USD | 2286.63 | Active | UNIVERSITY NEW MEXICO HOSPITAL
80013 | 1161652 | B BRAUN MEDICAL INC | INFUSOMAT SPACE | 8713050U | INFUSION PUMPS | 110231 |  | 109962 | 2016-03-31 | 2018-03-15 | 95700 | CLINICAL ENGINEERING | 2010-11-09 | USD | 2286.63 | Active | UNIVERSITY NEW MEXICO HOSPITAL
79756 | 1213897 | B BRAUN MEDICAL INC | INFUSOMAT SPACE | 8713050U | INFUSION PUMPS | 110231 |  | 109324 | 2016-03-01 | 2018-03-15 | 95700 | CLINICAL ENGINEERING | 2010-11-09 | USD | 2286.63 | Active | UNIVERSITY NEW MEXICO HOSPITAL
79933 | 1161638 | B BRAUN MEDICAL INC | INFUSOMAT SPACE | 8713050U | INFUSION PUMPS | 110231 |  | 109743 | 2016-03-19 | 2018-03-15 | 95700 | CLINICAL ENGINEERING | 2010-11-09 | USD | 2286.63 | Active | UNIVERSITY NEW MEXICO HOSPITAL
80004 | 1161849 | B BRAUN MEDICAL INC | INFUSOMAT SPACE | 8713050U | INFUSION PUMPS | 110231 |  | 109854 | 2016-03-29 | 2018-03-15 | 95700 | CLINICAL ENGINEERING | 2010-11-09 | USD | 2286.63 | Reactivated | UNIVERSITY NEW MEXICO HOSPITAL
79932 | 1161637 | B BRAUN MEDICAL INC | INFUSOMAT SPACE | 8713050U | INFUSION PUMPS | 110231 |  | 109858 | 2016-03-18 | 2018-03-15 | 95700 | CLINICAL ENGINEERING | 2010-11-09 | USD | 2286.63 | Active | UNIVERSITY NEW MEXICO HOSPITAL
79883 | 1161557 | B BRAUN MEDICAL INC | INFUSOMAT SPACE | 8713050U | INFUSION PUMPS | 110231 |  | 105806 | 2016-03-01 | 2018-03-15 | 95700 | CLINICAL ENGINEERING | 2010-11-09 | USD | 2286.63 | Active | UNIVERSITY NEW MEXICO HOSPITAL
79852 | 1161526 | B BRAUN MEDICAL INC | INFUSOMAT SPACE | 8713050U | INFUSION PUMPS | 110231 |  | 105964 | 2017-03-01 | 2018-03-15 | 95700 | CLINICAL ENGINEERING | 2010-11-09 | USD | 2286.63 | Active | UNIVERSITY NEW MEXICO HOSPITAL
79931 | 1161636 | B BRAUN MEDICAL INC | INFUSOMAT SPACE | 8713050U | INFUSION PUMPS | 110231 |  | 109881 | 2016-03-31 | 2018-03-15 | 95700 | CLINICAL ENGINEERING | 2010-11-09 | USD | 2286.63 | Active | UNIVERSITY NEW MEXICO HOSPITAL
79830 | 1213892 | B BRAUN MEDICAL INC | INFUSOMAT SPACE | 8713050U | INFUSION PUMPS | 110231 |  | 109205 | 2016-03-28 | 2018-03-15 | 95700 | CLINICAL ENGINEERING | 2010-11-09 | USD | 2286.63 | Active | UNIVERSITY NEW MEXICO HOSPITAL
79888 | 1161569 | B BRAUN MEDICAL INC | INFUSOMAT SPACE | 8713050U | INFUSION PUMPS | 110231 |  | 105856 | 2016-03-31 | 2018-03-15 | 95700 | CLINICAL ENGINEERING | 2010-11-09 | USD | 2286.63 | Active | UNIVERSITY NEW MEXICO HOSPITAL
79757 | 1213898 | B BRAUN MEDICAL INC | INFUSOMAT SPACE | 8713050U | INFUSION PUMPS | 110231 |  | 109361 | 2016-03-24 | 2018-03-15 | 95700 | CLINICAL ENGINEERING | 2010-11-09 | USD | 2286.63 | Active | UNIVERSITY NEW MEXICO HOSPITAL
79892 | 1161573 | B BRAUN MEDICAL INC | INFUSOMAT SPACE | 8713050U | INFUSION PUMPS | 110231 |  | 105812 | 2016-03-29 | 2018-03-15 | 95700 | CLINICAL ENGINEERING | 2010-11-09 | USD | 2286.63 | Active | UNIVERSITY NEW MEXICO HOSPITAL
79855 | 1161529 | B BRAUN MEDICAL INC | INFUSOMAT SPACE | 8713050U | INFUSION PUMPS | 110231 |  | 105927 | 2016-03-24 | 2018-03-15 | 95700 | CLINICAL ENGINEERING | 2010-11-09 | USD | 2286.63 | Active | UNIVERSITY NEW MEXICO HOSPITAL
79857 | 1161531 | B BRAUN MEDICAL INC | INFUSOMAT SPACE | 8713050U | INFUSION PUMPS | 110231 |  | 106035 | 2016-03-26 | 2018-03-15 | 95700 | CLINICAL ENGINEERING | 2010-11-09 | USD | 2286.63 | Active | UNIVERSITY NEW MEXICO HOSPITAL
79863 | 1161537 | B BRAUN MEDICAL INC | INFUSOMAT SPACE | 8713050U | INFUSION PUMPS | 110231 |  | 105656 | 2016-03-22 | 2018-03-15 | 95700 | CLINICAL ENGINEERING | 2010-11-09 | USD | 2286.63 | Active | UNIVERSITY NEW MEXICO HOSPITAL
80005 | 1161850 | B BRAUN MEDICAL INC | INFUSOMAT SPACE | 8713050U | INFUSION PUMPS | 110231 |  | 110014 | 2016-03-23 | 2018-03-15 | 95700 | CLINICAL ENGINEERING | 2010-11-09 | USD | 2286.63 | Active | UNIVERSITY NEW MEXICO HOSPITAL
80006 | 1161851 | B BRAUN MEDICAL INC | INFUSOMAT SPACE | 8713050U | INFUSION PUMPS | 110231 |  | 110013 | 2016-03-30 | 2018-03-15 | 95700 | CLINICAL ENGINEERING | 2010-11-09 | USD | 2286.63 | Active | UNIVERSITY NEW MEXICO HOSPITAL
79770 | 1161503 | B BRAUN MEDICAL INC | INFUSOMAT SPACE | 8713050U | INFUSION PUMPS | 110231 |  | 106028 | 2016-03-28 | 2018-03-15 | 95700 | CLINICAL ENGINEERING | 2010-11-09 | USD | 2286.63 | Active | UNIVERSITY NEW MEXICO HOSPITAL
79958 | 1161649 | B BRAUN MEDICAL INC | INFUSOMAT SPACE | 8713050U | INFUSION PUMPS | 110231 |  | 109897 | 2014-11-18 | 2016-04-15 | 95700 | CLINICAL ENGINEERING | 2010-11-09 | USD | 2286.63 | Active | UNIVERSITY NEW MEXICO HOSPITAL
79771 | 1161504 | B BRAUN MEDICAL INC | INFUSOMAT SPACE | 8713050U | INFUSION PUMPS | 110231 |  | 105952 | 2016-03-17 | 2018-03-15 | 95700 | CLINICAL ENGINEERING | 2010-11-09 | USD | 2286.63 | Active | UNIVERSITY NEW MEXICO HOSPITAL
79890 | 1161571 | B BRAUN MEDICAL INC | INFUSOMAT SPACE | 8713050U | INFUSION PUMPS | 110231 |  | 105697 | 2016-03-26 | 2018-03-15 | 95700 | CLINICAL ENGINEERING | 2010-11-09 | USD | 2286.63 | Active | UNIVERSITY NEW MEXICO HOSPITAL
79984 | 1161588 | B BRAUN MEDICAL INC | INFUSOMAT SPACE | 8713050U | INFUSION PUMPS | 110231 |  | 106110 | 2016-04-04 | 2018-03-15 | 95700 | CLINICAL ENGINEERING | 2010-11-09 | USD | 2286.63 | Active | UNIVERSITY NEW MEXICO HOSPITAL
79956 | 1161648 | B BRAUN MEDICAL INC | INFUSOMAT SPACE | 8713050U | INFUSION PUMPS | 110231 |  | 109839 | 2017-03-15 | 2018-03-15 | 95700 | CLINICAL ENGINEERING | 2010-11-09 | USD | 2286.63 | Active | UNIVERSITY NEW MEXICO HOSPITAL
76691 | 1164275 | B BRAUN MEDICAL INC | INFUSOMAT SPACE | 8713050U | INFUSION PUMPS | 110231 |  | 105698 | 2016-03-23 | 2018-03-15 | 95700 | CLINICAL ENGINEERING | 2010-11-09 | USD | 2286.63 | Active | UNIVERSITY NEW MEXICO HOSPITAL
76714 | 1164164 | B BRAUN MEDICAL INC | INFUSOMAT SPACE | 8713050U | INFUSION PUMPS | 110231 |  | 105152 | 2016-03-31 | 2018-03-15 | 95700 | CLINICAL ENGINEERING | 2010-11-09 | USD | 2286.63 | Active | UNIVERSITY NEW MEXICO HOSPITAL
76711 | 1164161 | B BRAUN MEDICAL INC | INFUSOMAT SPACE | 8713050U | INFUSION PUMPS | 110231 |  | 105331 | 2016-03-28 | 2018-03-15 | 95700 | CLINICAL ENGINEERING | 2010-11-09 | USD | 2286.63 | Active | UNIVERSITY NEW MEXICO HOSPITAL
76761 | 1164168 | B BRAUN MEDICAL INC | INFUSOMAT SPACE | 8713050U | INFUSION PUMPS | 110231 |  | 105508 | 2016-03-30 | 2018-03-15 | 95700 | CLINICAL ENGINEERING | 2010-11-09 | USD | 2286.63 | Active | UNIVERSITY NEW MEXICO HOSPITAL
76717 | 1164136 | B BRAUN MEDICAL INC | INFUSOMAT SPACE | 8713050U | INFUSION PUMPS | 110231 |  | 105613 | 2016-03-19 | 2018-03-15 | 95700 | CLINICAL ENGINEERING | 2010-11-09 | USD | 2286.63 | Active | UNIVERSITY NEW MEXICO HOSPITAL
76749 | 1164166 | B BRAUN MEDICAL INC | INFUSOMAT SPACE | 8713050U | INFUSION PUMPS | 110231 |  | 105284 | 2017-03-16 | 2018-03-15 | 95700 | CLINICAL ENGINEERING | 2010-11-09 | USD | 2286.63 | Reactivated | UNIVERSITY NEW MEXICO HOSPITAL
76722 | 1164134 | B BRAUN MEDICAL INC | INFUSOMAT SPACE | 8713050U | INFUSION PUMPS | 110231 |  | 109440 | 2016-03-01 | 2018-03-15 | 95700 | CLINICAL ENGINEERING | 2010-11-09 | USD | 2286.63 | Active | UNIVERSITY NEW MEXICO HOSPITAL
76755 | 1164158 | B BRAUN MEDICAL INC | INFUSOMAT SPACE | 8713050U | INFUSION PUMPS | 110231 |  | 109639 | 2016-03-17 | 2018-03-15 | 95700 | CLINICAL ENGINEERING | 2010-11-09 | USD | 2286.63 | Active | UNIVERSITY NEW MEXICO HOSPITAL
79992 | 1161596 | B BRAUN MEDICAL INC | INFUSOMAT SPACE | 8713050U | INFUSION PUMPS | 110231 |  | 106109 | 2016-03-25 | 2018-03-15 | 95700 | CLINICAL ENGINEERING | 2010-11-09 | USD | 2286.63 | Active | UNIVERSITY NEW MEXICO HOSPITAL
76756 | 1164104 | B BRAUN MEDICAL INC | INFUSOMAT SPACE | 8713050U | INFUSION PUMPS | 110231 |  | 109561 | 2016-03-31 | 2018-03-15 | 95700 | CLINICAL ENGINEERING | 2010-11-09 | USD | 2286.63 | Active | UNIVERSITY NEW MEXICO HOSPITAL
76731 | 1164173 | B BRAUN MEDICAL INC | INFUSOMAT SPACE | 8713050U | INFUSION PUMPS | 110231 |  | 105255 | 2016-04-04 | 2018-04-15 | 95700 | CLINICAL ENGINEERING | 2010-11-09 | USD | 2286.63 | Active | UNIVERSITY NEW MEXICO HOSPITAL
76627 | 1164141 | B BRAUN MEDICAL INC | INFUSOMAT SPACE | 8713050U | INFUSION PUMPS | 110231 |  | 105305 | 2016-03-25 | 2018-03-15 | 95700 | CLINICAL ENGINEERING | 2010-11-09 | USD | 2286.63 | Active | UNIVERSITY NEW MEXICO HOSPITAL
76720 | 1164140 | B BRAUN MEDICAL INC | INFUSOMAT SPACE | 8713050U | INFUSION PUMPS | 110231 |  | 105297 | 2016-03-24 | 2018-03-15 | 95700 | CLINICAL ENGINEERING | 2010-11-09 | USD | 2286.63 | Active | UNIVERSITY NEW MEXICO HOSPITAL
76730 | 1164172 | B BRAUN MEDICAL INC | INFUSOMAT SPACE | 8713050U | INFUSION PUMPS | 110231 |  | 105211 | 2016-03-30 | 2018-03-15 | 95700 | CLINICAL ENGINEERING | 2010-11-09 | USD | 2286.63 | Active | UNIVERSITY NEW MEXICO HOSPITAL
76719 | 1164139 | B BRAUN MEDICAL INC | INFUSOMAT SPACE | 8713050U | INFUSION PUMPS | 110231 |  | 105299 | 2016-03-25 | 2018-03-15 | 95700 | CLINICAL ENGINEERING | 2010-11-09 | USD | 2286.63 | Active | UNIVERSITY NEW MEXICO HOSPITAL
76718 | 1164138 | B BRAUN MEDICAL INC | INFUSOMAT SPACE | 8713050U | INFUSION PUMPS | 110231 |  | 105090 | 2016-04-12 | 2018-04-15 | 95700 | CLINICAL ENGINEERING | 2010-11-09 | USD | 2286.63 | Active | UNIVERSITY NEW MEXICO HOSPITAL
76728 | 1164170 | B BRAUN MEDICAL INC | INFUSOMAT SPACE | 8713050U | INFUSION PUMPS | 110231 |  | 105124 | 2016-03-28 | 2018-03-15 | 95700 | CLINICAL ENGINEERING | 2010-11-09 | USD | 2286.63 | Active | UNIVERSITY NEW MEXICO HOSPITAL
76650 | 1164137 | B BRAUN MEDICAL INC | INFUSOMAT SPACE | 8713050U | INFUSION PUMPS | 110231 |  | 105367 | 2016-03-17 | 2018-03-15 | 95700 | CLINICAL ENGINEERING | 2010-11-09 | USD | 2286.63 | Active | UNIVERSITY NEW MEXICO HOSPITAL
76617 | 1164026 | B BRAUN MEDICAL INC | INFUSOMAT SPACE | 8713050U | INFUSION PUMPS | 110231 |  | 105279 | 2016-03-31 | 2018-03-15 | 95700 | CLINICAL ENGINEERING | 2010-11-09 | USD | 2286.63 | Active | UNIVERSITY NEW MEXICO HOSPITAL
79192 | 1143782 | B BRAUN MEDICAL INC | INFUSOMAT SPACE | 8713050U | INFUSION PUMPS | 110231 |  | 109567 | 2016-03-31 | 2018-03-15 | 95700 | CLINICAL ENGINEERING | 2010-11-09 | USD | 2286.63 | Active | UNIVERSITY NEW MEXICO HOSPITAL
79191 | 1143783 | B BRAUN MEDICAL INC | INFUSOMAT SPACE | 8713050U | INFUSION PUMPS | 110231 |  | 109527 | 2016-03-28 | 2018-03-15 | 95700 | CLINICAL ENGINEERING | 2010-11-09 | USD | 2286.63 | Active | UNIVERSITY NEW MEXICO HOSPITAL
79168 | 1143748 | B BRAUN MEDICAL INC | INFUSOMAT SPACE | 8713050U | INFUSION PUMPS | 110231 |  | 109522 | 2016-03-30 | 2018-03-15 | 95700 | CLINICAL ENGINEERING | 2010-11-09 | USD | 2286.63 | Active | UNIVERSITY NEW MEXICO HOSPITAL
79167 | 1143749 | B BRAUN MEDICAL INC | INFUSOMAT SPACE | 8713050U | INFUSION PUMPS | 110231 |  | 109274 | 2016-03-22 | 2018-03-15 | 95700 | CLINICAL ENGINEERING | 2010-11-09 | USD | 2286.63 | Active | UNIVERSITY NEW MEXICO HOSPITAL
79166 | 1143750 | B BRAUN MEDICAL INC | INFUSOMAT SPACE | 8713050U | INFUSION PUMPS | 110231 |  | 109359 | 2016-03-19 | 2018-03-15 | 95700 | CLINICAL ENGINEERING | 2010-11-09 | USD | 2286.63 | Reactivated | UNIVERSITY NEW MEXICO HOSPITAL
79165 | 1143751 | B BRAUN MEDICAL INC | INFUSOMAT SPACE | 8713050U | INFUSION PUMPS | 110231 |  | 109427 | 2016-03-31 | 2018-03-15 | 95700 | CLINICAL ENGINEERING | 2010-11-09 | USD | 2286.63 | Active | UNIVERSITY NEW MEXICO HOSPITAL
79164 | 1143752 | B BRAUN MEDICAL INC | INFUSOMAT SPACE | 8713050U | INFUSION PUMPS | 110231 |  | 109250 | 2016-03-22 | 2018-03-15 | 95700 | CLINICAL ENGINEERING | 2010-11-09 | USD | 2286.63 | Active | UNIVERSITY NEW MEXICO HOSPITAL
79163 | 1143753 | B BRAUN MEDICAL INC | INFUSOMAT SPACE | 8713050U | INFUSION PUMPS | 110231 |  | 109525 | 2016-03-30 | 2018-03-15 | 95700 | CLINICAL ENGINEERING | 2010-11-09 | USD | 2286.63 | Active | UNIVERSITY NEW MEXICO HOSPITAL
79162 | 1143754 | B BRAUN MEDICAL INC | INFUSOMAT SPACE | 8713050U | INFUSION PUMPS | 110231 |  | 109310 | 2016-03-01 | 2018-03-15 | 95700 | CLINICAL ENGINEERING | 2010-11-09 | USD | 2286.63 | Active | UNIVERSITY NEW MEXICO HOSPITAL
79161 | 1143755 | B BRAUN MEDICAL INC | INFUSOMAT SPACE | 8713050U | INFUSION PUMPS | 110231 |  | 108595 | 2016-03-24 | 2018-03-15 | 95700 | CLINICAL ENGINEERING | 2010-11-09 | USD | 2286.63 | Active | UNIVERSITY NEW MEXICO HOSPITAL
79160 | 1164488 | B BRAUN MEDICAL INC | INFUSOMAT SPACE | 8713050U | INFUSION PUMPS | 110231 |  | 108590 | 2016-03-31 | 2018-03-15 | 95700 | CLINICAL ENGINEERING | 2010-11-09 | USD | 2286.63 | Active | UNIVERSITY NEW MEXICO HOSPITAL
79159 | 1164487 | B BRAUN MEDICAL INC | INFUSOMAT SPACE | 8713050U | INFUSION PUMPS | 110231 |  | 105604 | 2016-04-28 | 2018-03-15 | 95700 | CLINICAL ENGINEERING | 2010-11-09 | USD | 2286.63 | Active | UNIVERSITY NEW MEXICO HOSPITAL
79158 | 1164485 | B BRAUN MEDICAL INC | INFUSOMAT SPACE | 8713050U | INFUSION PUMPS | 110231 |  | 105483 | 2016-03-25 | 2018-03-15 | 95700 | CLINICAL ENGINEERING | 2010-11-09 | USD | 2286.63 | Active | UNIVERSITY NEW MEXICO HOSPITAL
79146 | 1164486 | B BRAUN MEDICAL INC | INFUSOMAT SPACE | 8713050U | INFUSION PUMPS | 110231 |  | 105574 | 2016-03-29 | 2018-03-15 | 95700 | CLINICAL ENGINEERING | 2010-11-09 | USD | 2286.63 | Active | UNIVERSITY NEW MEXICO HOSPITAL
76727 | 1164116 | B BRAUN MEDICAL INC | INFUSOMAT SPACE | 8713050U | INFUSION PUMPS | 110231 |  | 105178 | 2016-04-04 | 2018-04-15 | 95700 | CLINICAL ENGINEERING | 2010-11-09 | USD | 2286.63 | Active | UNIVERSITY NEW MEXICO HOSPITAL
76623 | 1164121 | B BRAUN MEDICAL INC | INFUSOMAT SPACE | 8713050U | INFUSION PUMPS | 110231 |  | 105219 | 2016-03-01 | 2018-03-15 | 95700 | CLINICAL ENGINEERING | 2010-11-09 | USD | 2286.63 | Active | UNIVERSITY NEW MEXICO HOSPITAL
76734 | 1164176 | B BRAUN MEDICAL INC | INFUSOMAT SPACE | 8713050U | INFUSION PUMPS | 110231 |  | 105589 | 2016-03-24 | 2018-03-15 | 95700 | CLINICAL ENGINEERING | 2010-11-09 | USD | 2286.63 | Active | UNIVERSITY NEW MEXICO HOSPITAL
76622 | 1164120 | B BRAUN MEDICAL INC | INFUSOMAT SPACE | 8713050U | INFUSION PUMPS | 110231 |  | 105586 | 2016-03-18 | 2018-03-15 | 95700 | CLINICAL ENGINEERING | 2010-11-09 | USD | 2286.63 | Active | UNIVERSITY NEW MEXICO HOSPITAL
76733 | 1164175 | B BRAUN MEDICAL INC | INFUSOMAT SPACE | 8713050U | INFUSION PUMPS | 110231 |  | 105711 | 2016-03-25 | 2018-03-15 | 95700 | CLINICAL ENGINEERING | 2010-11-09 | USD | 2286.63 | Active | UNIVERSITY NEW MEXICO HOSPITAL
76621 | 1164119 | B BRAUN MEDICAL INC | INFUSOMAT SPACE | 8713050U | INFUSION PUMPS | 110231 |  | 105307 | 2016-03-26 | 2018-03-15 | 95700 | CLINICAL ENGINEERING | 2010-11-09 | USD | 2286.63 | Active | UNIVERSITY NEW MEXICO HOSPITAL
76620 | 1164118 | B BRAUN MEDICAL INC | INFUSOMAT SPACE | 8713050U | INFUSION PUMPS | 110231 |  | 105596 | 2016-03-30 | 2018-03-15 | 95700 | CLINICAL ENGINEERING | 2010-11-09 | USD | 2286.63 | Active | UNIVERSITY NEW MEXICO HOSPITAL
76735 | 1164177 | B BRAUN MEDICAL INC | INFUSOMAT SPACE | 8713050U | INFUSION PUMPS | 110231 |  | 105491 | 2016-03-30 | 2018-03-15 | 95700 | CLINICAL ENGINEERING | 2010-11-09 | USD | 2286.63 | Active | UNIVERSITY NEW MEXICO HOSPITAL
76736 | 1164178 | B BRAUN MEDICAL INC | INFUSOMAT SPACE | 8713050U | INFUSION PUMPS | 110231 |  | 105359 | 2016-03-01 | 2018-03-15 | 95700 | CLINICAL ENGINEERING | 2010-11-09 | USD | 2286.63 | Active | UNIVERSITY NEW MEXICO HOSPITAL
76651 | 1164124 | B BRAUN MEDICAL INC | INFUSOMAT SPACE | 8713050U | INFUSION PUMPS | 110231 |  | 105393 | 2016-03-19 | 2018-03-15 | 95700 | CLINICAL ENGINEERING | 2010-11-09 | USD | 2286.63 | Active | UNIVERSITY NEW MEXICO HOSPITAL
76737 | 1164188 | B BRAUN MEDICAL INC | INFUSOMAT SPACE | 8713050U | INFUSION PUMPS | 110231 |  | 105740 | 2016-03-01 | 2018-03-15 | 95700 | CLINICAL ENGINEERING | 2010-11-09 | USD | 2286.63 | Active | UNIVERSITY NEW MEXICO HOSPITAL
76626 | 1164125 | B BRAUN MEDICAL INC | INFUSOMAT SPACE | 8713050U | INFUSION PUMPS | 110231 |  | 105502 | 2016-03-29 | 2018-03-15 | 95700 | CLINICAL ENGINEERING | 2010-11-09 | USD | 2286.63 | Active | UNIVERSITY NEW MEXICO HOSPITAL
76738 | 1164179 | B BRAUN MEDICAL INC | INFUSOMAT SPACE | 8713050U | INFUSION PUMPS | 110231 |  | 105564 | 2016-03-31 | 2018-03-15 | 95700 | CLINICAL ENGINEERING | 2010-11-09 | USD | 2286.63 | Active | UNIVERSITY NEW MEXICO HOSPITAL
79585 | 1213698 | B BRAUN MEDICAL INC | INFUSOMAT SPACE | 8713050U | INFUSION PUMPS | 110231 |  | 105473 | 2016-03-31 | 2018-03-15 | 95700 | CLINICAL ENGINEERING | 2010-11-09 | USD | 2286.63 | Active | UNIVERSITY NEW MEXICO HOSPITAL
79639 | 1213775 | B BRAUN MEDICAL INC | INFUSOMAT SPACE | 8713050U | INFUSION PUMPS | 110231 |  | 105382 | 2016-03-24 | 2018-03-15 | 95700 | CLINICAL ENGINEERING | 2010-11-09 | USD | 2286.63 | Active | UNIVERSITY NEW MEXICO HOSPITAL
79575 | 1213678 | B BRAUN MEDICAL INC | INFUSOMAT SPACE | 8713050U | INFUSION PUMPS | 110231 |  | 105354 | 2016-03-01 | 2018-03-15 | 95700 | CLINICAL ENGINEERING | 2010-11-09 | USD | 2286.63 | Active | UNIVERSITY NEW MEXICO HOSPITAL
76594 | 1164101 | B BRAUN MEDICAL INC | INFUSOMAT SPACE | 8713050U | INFUSION PUMPS | 110231 |  | 109327 | 2016-04-11 | 2018-04-15 | 95700 | CLINICAL ENGINEERING | 2010-11-09 | USD | 2286.63 | Active | UNIVERSITY NEW MEXICO HOSPITAL
76448 | 1163976 | B BRAUN MEDICAL INC | INFUSOMAT SPACE | 8713050U | INFUSION PUMPS | 110231 |  | 109688 | 2016-03-24 | 2018-03-15 | 95700 | CLINICAL ENGINEERING | 2010-11-09 | USD | 2286.63 | Active | UNIVERSITY NEW MEXICO HOSPITAL
76447 | 1163975 | B BRAUN MEDICAL INC | INFUSOMAT SPACE | 8713050U | INFUSION PUMPS | 110231 |  | 109771 | 2016-03-01 | 2018-03-15 | 95700 | CLINICAL ENGINEERING | 2010-11-09 | USD | 2286.63 | Reactivated | UNIVERSITY NEW MEXICO HOSPITAL
79397 | 1143964 | B BRAUN MEDICAL INC | INFUSOMAT SPACE | 8713050U | INFUSION PUMPS | 110231 |  | 109487 | 2016-03-25 | 2018-03-15 | 95700 | CLINICAL ENGINEERING | 2010-11-09 | USD | 2286.63 | Active | UNIVERSITY NEW MEXICO HOSPITAL
76818 | 1164364 | B BRAUN MEDICAL INC | INFUSOMAT SPACE | 8713050U | INFUSION PUMPS | 110231 |  | 105617 | 2016-03-22 | 2018-03-15 | 95700 | CLINICAL ENGINEERING | 2010-11-09 | USD | 2286.63 | Active | UNIVERSITY NEW MEXICO HOSPITAL
76817 | 1164363 | B BRAUN MEDICAL INC | INFUSOMAT SPACE | 8713050U | INFUSION PUMPS | 110231 |  | 105461 | 2016-03-01 | 2018-03-15 | 95700 | CLINICAL ENGINEERING | 2010-11-09 | USD | 2286.63 | Active | UNIVERSITY NEW MEXICO HOSPITAL
76816 | 1164362 | B BRAUN MEDICAL INC | INFUSOMAT SPACE | 8713050U | INFUSION PUMPS | 110231 |  | 105292 | 2016-03-31 | 2018-03-15 | 95700 | CLINICAL ENGINEERING | 2010-11-09 | USD | 2286.63 | Reactivated | UNIVERSITY NEW MEXICO HOSPITAL
76815 | 1164361 | B BRAUN MEDICAL INC | INFUSOMAT SPACE | 8713050U | INFUSION PUMPS | 110231 |  | 105332 | 2016-03-28 | 2018-03-15 | 95700 | CLINICAL ENGINEERING | 2010-11-09 | USD | 2286.63 | Reactivated | UNIVERSITY NEW MEXICO HOSPITAL
76814 | 1164360 | B BRAUN MEDICAL INC | INFUSOMAT SPACE | 8713050U | INFUSION PUMPS | 110231 |  | 105132 | 2016-03-18 | 2018-03-15 | 95700 | CLINICAL ENGINEERING | 2010-11-09 | USD | 2286.63 | Active | UNIVERSITY NEW MEXICO HOSPITAL
76812 | 1164358 | B BRAUN MEDICAL INC | INFUSOMAT SPACE | 8713050U | INFUSION PUMPS | 110231 |  | 105247 | 2016-03-01 | 2018-03-15 | 95700 | CLINICAL ENGINEERING | 2010-11-09 | USD | 2286.63 | Active | UNIVERSITY NEW MEXICO HOSPITAL
76813 | 1164359 | B BRAUN MEDICAL INC | INFUSOMAT SPACE | 8713050U | INFUSION PUMPS | 110231 |  | 105319 | 2016-03-26 | 2018-03-15 | 95700 | CLINICAL ENGINEERING | 2010-11-09 | USD | 2286.63 | Active | UNIVERSITY NEW MEXICO HOSPITAL
76811 | 1164357 | B BRAUN MEDICAL INC | INFUSOMAT SPACE | 8713050U | INFUSION PUMPS | 110231 |  | 105329 | 2016-03-29 | 2018-03-15 | 95700 | CLINICAL ENGINEERING | 2010-11-09 | USD | 2286.63 | Active | UNIVERSITY NEW MEXICO HOSPITAL
76805 | 1164351 | B BRAUN MEDICAL INC | INFUSOMAT SPACE | 8713050U | INFUSION PUMPS | 110231 |  | 105395 | 2016-03-26 | 2018-03-15 | 95700 | CLINICAL ENGINEERING | 2010-11-09 | USD | 2286.63 | Active | UNIVERSITY NEW MEXICO HOSPITAL
76826 | 1164372 | B BRAUN MEDICAL INC | INFUSOMAT SPACE | 8713050U | INFUSION PUMPS | 110231 |  | 105327 | 2017-03-16 | 2018-03-15 | 95700 | CLINICAL ENGINEERING | 2010-11-09 | USD | 2286.63 | Active | UNIVERSITY NEW MEXICO HOSPITAL
76809 | 1164355 | B BRAUN MEDICAL INC | INFUSOMAT SPACE | 8713050U | INFUSION PUMPS | 110231 |  | 105501 | 2016-03-22 | 2018-03-15 | 95700 | CLINICAL ENGINEERING | 2010-11-09 | USD | 2286.63 | Active | UNIVERSITY NEW MEXICO HOSPITAL
76808 | 1164354 | B BRAUN MEDICAL INC | INFUSOMAT SPACE | 8713050U | INFUSION PUMPS | 110231 |  | 105105 | 2016-03-26 | 2018-03-15 | 95700 | CLINICAL ENGINEERING | 2010-11-09 | USD | 2286.63 | Reactivated | UNIVERSITY NEW MEXICO HOSPITAL
76807 | 1164353 | B BRAUN MEDICAL INC | INFUSOMAT SPACE | 8713050U | INFUSION PUMPS | 110231 |  | 105389 | 2016-03-01 | 2018-03-15 | 95700 | CLINICAL ENGINEERING | 2010-11-09 | USD | 2286.63 | Active | UNIVERSITY NEW MEXICO HOSPITAL
76806 | 1164352 | B BRAUN MEDICAL INC | INFUSOMAT SPACE | 8713050U | INFUSION PUMPS | 110231 |  | 105341 | 2016-03-29 | 2018-03-15 | 95700 | CLINICAL ENGINEERING | 2010-11-09 | USD | 2286.63 | Active | UNIVERSITY NEW MEXICO HOSPITAL
76804 | 1164350 | B BRAUN MEDICAL INC | INFUSOMAT SPACE | 8713050U | INFUSION PUMPS | 110231 |  | 105353 | 2016-03-19 | 2018-03-15 | 95700 | CLINICAL ENGINEERING | 2010-11-09 | USD | 2286.63 | Active | UNIVERSITY NEW MEXICO HOSPITAL
76820 | 1164366 | B BRAUN MEDICAL INC | INFUSOMAT SPACE | 8713050U | INFUSION PUMPS | 110231 |  | 105414 | 2016-03-31 | 2018-03-15 | 95700 | CLINICAL ENGINEERING | 2010-11-09 | USD | 2286.63 | Active | UNIVERSITY NEW MEXICO HOSPITAL
76827 | 1164373 | B BRAUN MEDICAL INC | INFUSOMAT SPACE | 8713050U | INFUSION PUMPS | 110231 |  | 105790 | 2016-03-23 | 2018-03-15 | 95700 | CLINICAL ENGINEERING | 2010-11-09 | USD | 2286.63 | Active | UNIVERSITY NEW MEXICO HOSPITAL
76824 | 1164370 | B BRAUN MEDICAL INC | INFUSOMAT SPACE | 8713050U | INFUSION PUMPS | 110231 |  | 105580 | 2016-03-30 | 2018-03-15 | 95700 | CLINICAL ENGINEERING | 2010-11-09 | USD | 2286.63 | Active | UNIVERSITY NEW MEXICO HOSPITAL
79396 | 1143965 | B BRAUN MEDICAL INC | INFUSOMAT SPACE | 8713050U | INFUSION PUMPS | 110231 |  | 109342 | 2016-03-31 | 2018-03-15 | 95700 | CLINICAL ENGINEERING | 2010-11-09 | USD | 2286.63 | Active | UNIVERSITY NEW MEXICO HOSPITAL
76823 | 1164369 | B BRAUN MEDICAL INC | INFUSOMAT SPACE | 8713050U | INFUSION PUMPS | 110231 |  | 105547 | 2016-03-01 | 2018-03-15 | 95700 | CLINICAL ENGINEERING | 2010-11-09 | USD | 2286.63 | Active | UNIVERSITY NEW MEXICO HOSPITAL
79679 | 1213816 | B BRAUN MEDICAL INC | INFUSOMAT SPACE | 8713050U | INFUSION PUMPS | 110231 |  | 110039 | 2016-03-31 | 2018-03-15 | 95700 | CLINICAL ENGINEERING | 2010-11-09 | USD | 2286.63 | Active | UNIVERSITY NEW MEXICO HOSPITAL
76810 | 1164356 | B BRAUN MEDICAL INC | INFUSOMAT SPACE | 8713050U | INFUSION PUMPS | 110231 |  | 105146 | 2016-04-12 | 2018-04-15 | 95700 | CLINICAL ENGINEERING | 2010-11-09 | USD | 2286.63 | Active | UNIVERSITY NEW MEXICO HOSPITAL
79654 | 1213715 | B BRAUN MEDICAL INC | INFUSOMAT SPACE | 8713050U | INFUSION PUMPS | 110231 |  | 109875 | 2016-03-24 | 2018-03-15 | 95700 | CLINICAL ENGINEERING | 2010-11-09 | USD | 2286.63 | Active | UNIVERSITY NEW MEXICO HOSPITAL
79292 | 1143872 | B BRAUN MEDICAL INC | INFUSOMAT SPACE | 8713050U | INFUSION PUMPS | 110231 |  | 108909 | 2016-03-30 | 2018-03-15 | 95700 | CLINICAL ENGINEERING | 2010-11-09 | USD | 2286.63 | Active | UNIVERSITY NEW MEXICO HOSPITAL
79293 | 1143871 | B BRAUN MEDICAL INC | INFUSOMAT SPACE | 8713050U | INFUSION PUMPS | 110231 |  | 108479 | 2016-03-25 | 2018-03-15 | 95700 | CLINICAL ENGINEERING | 2010-11-09 | USD | 2286.63 | Active | UNIVERSITY NEW MEXICO HOSPITAL
76825 | 1164371 | B BRAUN MEDICAL INC | INFUSOMAT SPACE | 8713050U | INFUSION PUMPS | 110231 |  | 105685 | 2016-03-19 | 2018-03-15 | 95700 | CLINICAL ENGINEERING | 2010-11-09 | USD | 2286.63 | Active | UNIVERSITY NEW MEXICO HOSPITAL
76577 | 1164081 | B BRAUN MEDICAL INC | INFUSOMAT SPACE | 8713050U | INFUSION PUMPS | 110231 |  | 109483 | 2016-03-31 | 2018-03-15 | 95700 | CLINICAL ENGINEERING | 2010-11-09 | USD | 2286.63 | Active | UNIVERSITY NEW MEXICO HOSPITAL
76479 | 1163952 | B BRAUN MEDICAL INC | INFUSOMAT SPACE | 8713050U | INFUSION PUMPS | 110231 |  | 109902 | 2016-03-31 | 2018-03-15 | 95700 | CLINICAL ENGINEERING | 2010-11-09 | USD | 2286.63 | Active | UNIVERSITY NEW MEXICO HOSPITAL
76468 | 1163950 | B BRAUN MEDICAL INC | INFUSOMAT SPACE | 8713050U | INFUSION PUMPS | 110231 |  | 109195 | 2016-03-31 | 2018-03-15 | 95700 | CLINICAL ENGINEERING | 2010-11-09 | USD | 2286.63 | Active | UNIVERSITY NEW MEXICO HOSPITAL
76477 | 1163951 | B BRAUN MEDICAL INC | INFUSOMAT SPACE | 8713050U | INFUSION PUMPS | 110231 |  | 109198 | 2016-03-01 | 2018-03-15 | 95700 | CLINICAL ENGINEERING | 2010-11-09 | USD | 2286.63 | Active | UNIVERSITY NEW MEXICO HOSPITAL
76480 | 1163971 | B BRAUN MEDICAL INC | INFUSOMAT SPACE | 8713050U | INFUSION PUMPS | 110231 |  | 109276 | 2016-03-25 | 2018-03-15 | 95700 | CLINICAL ENGINEERING | 2010-11-09 | USD | 2286.63 | Active | UNIVERSITY NEW MEXICO HOSPITAL
79145 | 1143756 | B BRAUN MEDICAL INC | INFUSOMAT SPACE | 8713050U | INFUSION PUMPS | 110231 |  | 105224 | 2016-03-31 | 2018-03-15 | 95700 | CLINICAL ENGINEERING | 2010-11-09 | USD | 2286.63 | Active | UNIVERSITY NEW MEXICO HOSPITAL
79144 | 1143721 | B BRAUN MEDICAL INC | INFUSOMAT SPACE | 8713050U | INFUSION PUMPS | 110231 |  | 109253 | 2016-03-28 | 2018-03-15 | 95700 | CLINICAL ENGINEERING | 2010-11-09 | USD | 2286.63 | Active | UNIVERSITY NEW MEXICO HOSPITAL
79143 | 1143722 | B BRAUN MEDICAL INC | INFUSOMAT SPACE | 8713050U | INFUSION PUMPS | 110231 |  | 109263 | 2016-03-30 | 2018-03-15 | 95700 | CLINICAL ENGINEERING | 2010-11-09 | USD | 2286.63 | Active | UNIVERSITY NEW MEXICO HOSPITAL
79142 | 1143723 | B BRAUN MEDICAL INC | INFUSOMAT SPACE | 8713050U | INFUSION PUMPS | 110231 |  | 109323 | 2016-03-28 | 2018-03-15 | 95700 | CLINICAL ENGINEERING | 2010-11-09 | USD | 2286.63 | Active | UNIVERSITY NEW MEXICO HOSPITAL
79141 | 1143724 | B BRAUN MEDICAL INC | INFUSOMAT SPACE | 8713050U | INFUSION PUMPS | 110231 |  | 109329 | 2016-04-04 | 2018-03-15 | 95700 | CLINICAL ENGINEERING | 2010-11-09 | USD | 2286.63 | Active | UNIVERSITY NEW MEXICO HOSPITAL
77000 | 1164386 | B BRAUN MEDICAL INC | INFUSOMAT SPACE | 8713050U | INFUSION PUMPS | 110231 |  | 105734 | 2016-03-30 | 2018-03-15 | 95700 | CLINICAL ENGINEERING | 2010-11-09 | USD | 2286.63 | Active | UNIVERSITY NEW MEXICO HOSPITAL
76998 | 1164388 | B BRAUN MEDICAL INC | INFUSOMAT SPACE | 8713050U | INFUSION PUMPS | 110231 |  | 105879 | 2016-03-25 | 2018-03-15 | 95700 | CLINICAL ENGINEERING | 2010-11-09 | USD | 2286.63 | Active | UNIVERSITY NEW MEXICO HOSPITAL
76996 | 1164390 | B BRAUN MEDICAL INC | INFUSOMAT SPACE | 8713050U | INFUSION PUMPS | 110231 |  | 106121 | 2016-03-25 | 2018-03-15 | 95700 | CLINICAL ENGINEERING | 2010-11-09 | USD | 2286.63 | Active | UNIVERSITY NEW MEXICO HOSPITAL
76993 | 1164393 | B BRAUN MEDICAL INC | INFUSOMAT SPACE | 8713050U | INFUSION PUMPS | 110231 |  | 106159 | 2016-03-31 | 2018-03-15 | 95700 | CLINICAL ENGINEERING | 2010-11-09 | USD | 2286.63 | Active | UNIVERSITY NEW MEXICO HOSPITAL
76992 | 1164394 | B BRAUN MEDICAL INC | INFUSOMAT SPACE | 8713050U | INFUSION PUMPS | 110231 |  | 106282 | 2016-03-24 | 2018-03-15 | 95700 | CLINICAL ENGINEERING | 2010-11-09 | USD | 2286.63 | Active | UNIVERSITY NEW MEXICO HOSPITAL
76991 | 1164439 | B BRAUN MEDICAL INC | INFUSOMAT SPACE | 8713050U | INFUSION PUMPS | 110231 |  | 106077 | 2016-03-29 | 2018-03-15 | 95700 | CLINICAL ENGINEERING | 2010-11-09 | USD | 2286.63 | Active | UNIVERSITY NEW MEXICO HOSPITAL
76959 | 1164443 | B BRAUN MEDICAL INC | INFUSOMAT SPACE | 8713050U | INFUSION PUMPS | 110231 |  | 108587 | 2016-03-30 | 2018-03-15 | 95700 | CLINICAL ENGINEERING | 2010-11-09 | USD | 2286.63 | Active | UNIVERSITY NEW MEXICO HOSPITAL
76946 | 1164438 | B BRAUN MEDICAL INC | INFUSOMAT SPACE | 8713050U | INFUSION PUMPS | 110231 |  | 106146 | 2016-03-01 | 2018-03-15 | 95700 | CLINICAL ENGINEERING | 2010-11-09 | USD | 2286.63 | Active | UNIVERSITY NEW MEXICO HOSPITAL
76945 | 1164437 | B BRAUN MEDICAL INC | INFUSOMAT SPACE | 8713050U | INFUSION PUMPS | 110231 |  | 106128 | 2016-03-31 | 2018-03-15 | 95700 | CLINICAL ENGINEERING | 2010-11-09 | USD | 2286.63 | Active | UNIVERSITY NEW MEXICO HOSPITAL
76942 | 1164434 | B BRAUN MEDICAL INC | INFUSOMAT SPACE | 8713050U | INFUSION PUMPS | 110231 |  | 106092 | 2016-03-01 | 2018-03-15 | 95700 | CLINICAL ENGINEERING | 2010-11-09 | USD | 2286.63 | Active | UNIVERSITY NEW MEXICO HOSPITAL
76944 | 1164436 | B BRAUN MEDICAL INC | INFUSOMAT SPACE | 8713050U | INFUSION PUMPS | 110231 |  | 105512 | 2016-03-26 | 2018-03-15 | 95700 | CLINICAL ENGINEERING | 2010-11-09 | USD | 2286.63 | Active | UNIVERSITY NEW MEXICO HOSPITAL
76941 | 1164433 | B BRAUN MEDICAL INC | INFUSOMAT SPACE | 8713050U | INFUSION PUMPS | 110231 |  | 105920 | 2016-03-30 | 2018-03-15 | 95700 | CLINICAL ENGINEERING | 2010-11-09 | USD | 2286.63 | Active | UNIVERSITY NEW MEXICO HOSPITAL
76757 | 1164157 | B BRAUN MEDICAL INC | INFUSOMAT SPACE | 8713050U | INFUSION PUMPS | 110231 |  | 109395 | 2016-03-30 | 2018-03-15 | 95700 | CLINICAL ENGINEERING | 2010-11-09 | USD | 2286.63 | Active | UNIVERSITY NEW MEXICO HOSPITAL
76742 | 1164183 | B BRAUN MEDICAL INC | INFUSOMAT SPACE | 8713050U | INFUSION PUMPS | 110231 |  | 105506 | 2016-03-31 | 2018-03-15 | 95700 | CLINICAL ENGINEERING | 2010-11-09 | USD | 2286.63 | Active | UNIVERSITY NEW MEXICO HOSPITAL
76821 | 1164367 | B BRAUN MEDICAL INC | INFUSOMAT SPACE | 8713050U | INFUSION PUMPS | 110231 |  | 105451 | 2016-03-01 | 2018-03-15 | 95700 | CLINICAL ENGINEERING | 2010-11-09 | USD | 2286.63 | Active | UNIVERSITY NEW MEXICO HOSPITAL
76796 | 1164346 | B BRAUN MEDICAL INC | INFUSOMAT SPACE | 8713050U | INFUSION PUMPS | 110231 |  | 105629 | 2016-03-01 | 2018-03-15 | 95700 | CLINICAL ENGINEERING | 2010-11-09 | USD | 2286.63 | Active | UNIVERSITY NEW MEXICO HOSPITAL
76795 | 1164343 | B BRAUN MEDICAL INC | INFUSOMAT SPACE | 8713050U | INFUSION PUMPS | 110231 |  | 105674 | 2016-03-25 | 2018-03-15 | 95700 | CLINICAL ENGINEERING | 2010-11-09 | USD | 2286.63 | Reactivated | UNIVERSITY NEW MEXICO HOSPITAL
76794 | 1164335 | B BRAUN MEDICAL INC | INFUSOMAT SPACE | 8713050U | INFUSION PUMPS | 110231 |  | 105623 | 2016-03-26 | 2018-03-15 | 95700 | CLINICAL ENGINEERING | 2010-11-09 | USD | 2286.63 | Active | UNIVERSITY NEW MEXICO HOSPITAL
76793 | 1164342 | B BRAUN MEDICAL INC | INFUSOMAT SPACE | 8713050U | INFUSION PUMPS | 110231 |  | 105651 | 2016-03-31 | 2018-03-15 | 95700 | CLINICAL ENGINEERING | 2010-11-09 | USD | 2286.63 | Active | UNIVERSITY NEW MEXICO HOSPITAL
76664 | 1164264 | B BRAUN MEDICAL INC | INFUSOMAT SPACE | 8713050U | INFUSION PUMPS | 110231 |  | 105798 | 2016-03-29 | 2018-03-15 | 95700 | CLINICAL ENGINEERING | 2010-11-09 | USD | 2286.63 | Active | UNIVERSITY NEW MEXICO HOSPITAL
76907 | 1164340 | B BRAUN MEDICAL INC | INFUSOMAT SPACE | 8713050U | INFUSION PUMPS | 110231 |  | 105323 | 2016-03-28 | 2018-03-15 | 95700 | CLINICAL ENGINEERING | 2010-11-09 | USD | 2286.63 | Active | UNIVERSITY NEW MEXICO HOSPITAL
76677 | 1164216 | B BRAUN MEDICAL INC | INFUSOMAT SPACE | 8713050U | INFUSION PUMPS | 110231 |  | 105833 | 2016-04-07 | 2018-04-15 | 95700 | CLINICAL ENGINEERING | 2010-11-09 | USD | 2286.63 | Active | UNIVERSITY NEW MEXICO HOSPITAL
76678 | 1164217 | B BRAUN MEDICAL INC | INFUSOMAT SPACE | 8713050U | INFUSION PUMPS | 110231 |  | 105794 | 2016-03-31 | 2018-03-15 | 95700 | CLINICAL ENGINEERING | 2010-11-09 | USD | 2286.63 | Active | UNIVERSITY NEW MEXICO HOSPITAL
76904 | 1164337 | B BRAUN MEDICAL INC | INFUSOMAT SPACE | 8713050U | INFUSION PUMPS | 110231 |  | 105320 | 2016-03-31 | 2018-03-15 | 95700 | CLINICAL ENGINEERING | 2010-11-09 | USD | 2286.63 | Active | UNIVERSITY NEW MEXICO HOSPITAL
76797 | 1164316 | B BRAUN MEDICAL INC | INFUSOMAT SPACE | 8713050U | INFUSION PUMPS | 110231 |  | 105386 | 2016-03-25 | 2018-03-15 | 95700 | CLINICAL ENGINEERING | 2010-11-09 | USD | 2286.63 | Active | UNIVERSITY NEW MEXICO HOSPITAL
76803 | 1164349 | B BRAUN MEDICAL INC | INFUSOMAT SPACE | 8713050U | INFUSION PUMPS | 110231 |  | 105348 | 2016-03-23 | 2018-03-15 | 95700 | CLINICAL ENGINEERING | 2010-11-09 | USD | 2286.63 | Active | UNIVERSITY NEW MEXICO HOSPITAL
76669 | 1164270 | B BRAUN MEDICAL INC | INFUSOMAT SPACE | 8713050U | INFUSION PUMPS | 110231 |  | 105973 | 2016-03-31 | 2018-03-15 | 95700 | CLINICAL ENGINEERING | 2010-11-09 | USD | 2286.63 | Active | UNIVERSITY NEW MEXICO HOSPITAL
79112 | 1143694 | B BRAUN MEDICAL INC | INFUSOMAT SPACE | 8713050U | INFUSION PUMPS | 110231 |  | 105608 | 2016-03-17 | 2018-03-15 | 95700 | CLINICAL ENGINEERING | 2010-11-09 | USD | 2286.63 | Active | UNIVERSITY NEW MEXICO HOSPITAL
79110 | 1143696 | B BRAUN MEDICAL INC | INFUSOMAT SPACE | 8713050U | INFUSION PUMPS | 110231 |  | 105439 | 2016-03-28 | 2018-03-15 | 95700 | CLINICAL ENGINEERING | 2010-11-09 | USD | 2286.63 | Active | UNIVERSITY NEW MEXICO HOSPITAL
79113 | 1143720 | B BRAUN MEDICAL INC | INFUSOMAT SPACE | 8713050U | INFUSION PUMPS | 110231 |  | 105406 | 2016-03-01 | 2018-03-15 | 95700 | CLINICAL ENGINEERING | 2010-11-09 | USD | 2286.63 | Active | UNIVERSITY NEW MEXICO HOSPITAL
79104 | 1143702 | B BRAUN MEDICAL INC | INFUSOMAT SPACE | 8713050U | INFUSION PUMPS | 110231 |  | 105520 | 2016-03-31 | 2018-03-15 | 95700 | CLINICAL ENGINEERING | 2010-11-09 | USD | 2286.63 | Active | UNIVERSITY NEW MEXICO HOSPITAL
79618 | 1213733 | B BRAUN MEDICAL INC | INFUSOMAT SPACE | 8713050U | INFUSION PUMPS | 110231 |  | 109755 | 2016-03-29 | 2018-03-15 | 95700 | CLINICAL ENGINEERING | 2010-11-09 | USD | 2286.63 | Active | UNIVERSITY NEW MEXICO HOSPITAL
79494 | 1213588 | B BRAUN MEDICAL INC | INFUSOMAT SPACE | 8713050U | INFUSION PUMPS | 110231 |  | 109552 | 2016-04-04 | 2018-03-15 | 95700 | CLINICAL ENGINEERING | 2010-11-09 | USD | 2286.63 | Active | UNIVERSITY NEW MEXICO HOSPITAL
79496 | 1213599 | B BRAUN MEDICAL INC | INFUSOMAT SPACE | 8713050U | INFUSION PUMPS | 110231 |  | 105750 | 2016-03-24 | 2018-03-15 | 95700 | CLINICAL ENGINEERING | 2010-11-09 | USD | 2286.63 | Active | UNIVERSITY NEW MEXICO HOSPITAL
79510 | 1213602 | B BRAUN MEDICAL INC | INFUSOMAT SPACE | 8713050U | INFUSION PUMPS | 110231 |  | 105620 | 2016-03-30 | 2018-03-15 | 95700 | CLINICAL ENGINEERING | 2010-11-09 | USD | 2286.63 | Active | UNIVERSITY NEW MEXICO HOSPITAL
79538 | 1213637 | B BRAUN MEDICAL INC | INFUSOMAT SPACE | 8713050U | INFUSION PUMPS | 110231 |  | 106009 | 2016-04-11 | 2018-04-15 | 95700 | CLINICAL ENGINEERING | 2010-11-09 | USD | 2286.63 | Active | UNIVERSITY NEW MEXICO HOSPITAL
79539 | 1213638 | B BRAUN MEDICAL INC | INFUSOMAT SPACE | 8713050U | INFUSION PUMPS | 110231 |  | 105815 | 2016-03-23 | 2018-03-15 | 95700 | CLINICAL ENGINEERING | 2010-11-09 | USD | 2286.63 | Active | UNIVERSITY NEW MEXICO HOSPITAL
79537 | 1213636 | B BRAUN MEDICAL INC | INFUSOMAT SPACE | 8713050U | INFUSION PUMPS | 110231 |  | 105940 | 2016-04-05 | 2018-04-15 | 95700 | CLINICAL ENGINEERING | 2010-11-09 | USD | 2286.63 | Active | UNIVERSITY NEW MEXICO HOSPITAL
79498 | 1213601 | B BRAUN MEDICAL INC | INFUSOMAT SPACE | 8713050U | INFUSION PUMPS | 110231 |  | 105756 | 2016-03-30 | 2018-03-15 | 95700 | CLINICAL ENGINEERING | 2010-11-09 | USD | 2286.63 | Active | UNIVERSITY NEW MEXICO HOSPITAL
79495 | 1213598 | B BRAUN MEDICAL INC | INFUSOMAT SPACE | 8713050U | INFUSION PUMPS | 110231 |  | 109424 | 2016-03-19 | 2018-03-15 | 95700 | CLINICAL ENGINEERING | 2010-11-09 | USD | 2286.63 | Reactivated | UNIVERSITY NEW MEXICO HOSPITAL
79514 | 1213606 | B BRAUN MEDICAL INC | INFUSOMAT SPACE | 8713050U | INFUSION PUMPS | 110231 |  | 105906 | 2016-03-18 | 2018-03-15 | 95700 | CLINICAL ENGINEERING | 2010-11-09 | USD | 2286.63 | Active | UNIVERSITY NEW MEXICO HOSPITAL
79511 | 1213603 | B BRAUN MEDICAL INC | INFUSOMAT SPACE | 8713050U | INFUSION PUMPS | 110231 |  | 105782 | 2016-03-25 | 2018-03-15 | 95700 | CLINICAL ENGINEERING | 2010-11-09 | USD | 2286.63 | Active | UNIVERSITY NEW MEXICO HOSPITAL
79513 | 1213605 | B BRAUN MEDICAL INC | INFUSOMAT SPACE | 8713050U | INFUSION PUMPS | 110231 |  | 105568 | 2016-03-17 | 2018-03-15 | 95700 | CLINICAL ENGINEERING | 2010-11-09 | USD | 2286.63 | Active | UNIVERSITY NEW MEXICO HOSPITAL
79512 | 1213604 | B BRAUN MEDICAL INC | INFUSOMAT SPACE | 8713050U | INFUSION PUMPS | 110231 |  | 105548 | 2016-03-30 | 2018-03-15 | 95700 | CLINICAL ENGINEERING | 2010-11-09 | USD | 2286.63 | Active | UNIVERSITY NEW MEXICO HOSPITAL
79515 | 1213616 | B BRAUN MEDICAL INC | INFUSOMAT SPACE | 8713050U | INFUSION PUMPS | 110231 |  | 105700 | 2016-03-31 | 2018-03-15 | 95700 | CLINICAL ENGINEERING | 2010-11-09 | USD | 2286.63 | Active | UNIVERSITY NEW MEXICO HOSPITAL
79518 | 1213619 | B BRAUN MEDICAL INC | INFUSOMAT SPACE | 8713050U | INFUSION PUMPS | 110231 |  | 108301 | 2016-04-04 | 2018-03-15 | 95700 | CLINICAL ENGINEERING | 2010-11-09 | USD | 2286.63 | Active | UNIVERSITY NEW MEXICO HOSPITAL
79520 | 1213621 | B BRAUN MEDICAL INC | INFUSOMAT SPACE | 8713050U | INFUSION PUMPS | 110231 |  | 109511 | 2016-03-28 | 2018-03-15 | 95700 | CLINICAL ENGINEERING | 2010-11-09 | USD | 2286.63 | Active | UNIVERSITY NEW MEXICO HOSPITAL
79519 | 1213620 | B BRAUN MEDICAL INC | INFUSOMAT SPACE | 8713050U | INFUSION PUMPS | 110231 |  | 105882 | 2017-03-01 | 2018-03-15 | 95700 | CLINICAL ENGINEERING | 2010-11-09 | USD | 2286.63 | Active | UNIVERSITY NEW MEXICO HOSPITAL
79516 | 1213617 | B BRAUN MEDICAL INC | INFUSOMAT SPACE | 8713050U | INFUSION PUMPS | 110231 |  | 109455 | 2016-03-31 | 2018-03-15 | 95700 | CLINICAL ENGINEERING | 2010-11-09 | USD | 2286.63 | Active | UNIVERSITY NEW MEXICO HOSPITAL
79517 | 1213618 | B BRAUN MEDICAL INC | INFUSOMAT SPACE | 8713050U | INFUSION PUMPS | 110231 |  | 105887 | 2016-03-31 | 2018-03-15 | 95700 | CLINICAL ENGINEERING | 2010-11-09 | USD | 2286.63 | Active | UNIVERSITY NEW MEXICO HOSPITAL
79799 | 1213930 | B BRAUN MEDICAL INC | INFUSOMAT SPACE | 8713050U | INFUSION PUMPS | 110231 |  | 109690 | 2016-04-04 | 2018-03-15 | 95700 | CLINICAL ENGINEERING | 2010-11-09 | USD | 2286.63 | Active | UNIVERSITY NEW MEXICO HOSPITAL
79675 | 1213833 | B BRAUN MEDICAL INC | INFUSOMAT SPACE | 8713050U | INFUSION PUMPS | 110231 |  | 109922 | 2016-03-29 | 2018-03-15 | 95700 | CLINICAL ENGINEERING | 2010-11-09 | USD | 2286.63 | Active | UNIVERSITY NEW MEXICO HOSPITAL
79616 | 1213730 | B BRAUN MEDICAL INC | INFUSOMAT SPACE | 8713050U | INFUSION PUMPS | 110231 |  | 109697 | 2016-03-31 | 2018-03-15 | 95700 | CLINICAL ENGINEERING | 2010-11-09 | USD | 2286.63 | Active | UNIVERSITY NEW MEXICO HOSPITAL
79617 | 1213731 | B BRAUN MEDICAL INC | INFUSOMAT SPACE | 8713050U | INFUSION PUMPS | 110231 |  | 109691 | 2016-03-28 | 2018-03-15 | 95700 | CLINICAL ENGINEERING | 2010-11-09 | USD | 2286.63 | Active | UNIVERSITY NEW MEXICO HOSPITAL
79797 | 1213928 | B BRAUN MEDICAL INC | INFUSOMAT SPACE | 8713050U | INFUSION PUMPS | 110231 |  | 110047 | 2016-03-22 | 2018-03-15 | 95700 | CLINICAL ENGINEERING | 2010-11-09 | USD | 2286.63 | Active | UNIVERSITY NEW MEXICO HOSPITAL
79798 | 1213929 | B BRAUN MEDICAL INC | INFUSOMAT SPACE | 8713050U | INFUSION PUMPS | 110231 |  | 109887 | 2016-03-30 | 2018-03-15 | 95700 | CLINICAL ENGINEERING | 2010-11-09 | USD | 2286.63 | Active | UNIVERSITY NEW MEXICO HOSPITAL
79615 | 1213729 | B BRAUN MEDICAL INC | INFUSOMAT SPACE | 8713050U | INFUSION PUMPS | 110231 |  | 109696 | 2016-03-01 | 2018-03-15 | 95700 | CLINICAL ENGINEERING | 2010-11-09 | USD | 2286.63 | Active | UNIVERSITY NEW MEXICO HOSPITAL
79692 | 1213738 | B BRAUN MEDICAL INC | INFUSOMAT SPACE | 8713050U | INFUSION PUMPS | 110231 |  | 110037 | 2016-03-25 | 2018-03-15 | 95700 | CLINICAL ENGINEERING | 2010-11-09 | USD | 2286.63 | Active | UNIVERSITY NEW MEXICO HOSPITAL
79705 | 1213914 | B BRAUN MEDICAL INC | INFUSOMAT SPACE | 8713050U | INFUSION PUMPS | 110231 |  | 110056 | 2016-03-01 | 2018-03-15 | 95700 | CLINICAL ENGINEERING | 2010-11-09 | USD | 2286.63 | Active | UNIVERSITY NEW MEXICO HOSPITAL
79704 | 1213920 | B BRAUN MEDICAL INC | INFUSOMAT SPACE | 8713050U | INFUSION PUMPS | 110231 |  | 110028 | 2016-03-28 | 2018-03-15 | 95700 | CLINICAL ENGINEERING | 2010-11-09 | USD | 2286.63 | Active | UNIVERSITY NEW MEXICO HOSPITAL
79688 | 1213732 | B BRAUN MEDICAL INC | INFUSOMAT SPACE | 8713050U | INFUSION PUMPS | 110231 |  | 110087 | 2016-03-31 | 2018-03-15 | 95700 | CLINICAL ENGINEERING | 2010-11-09 | USD | 2286.63 | Active | UNIVERSITY NEW MEXICO HOSPITAL
76481 | 1163961 | B BRAUN MEDICAL INC | INFUSOMAT SPACE | 8713050U | INFUSION PUMPS | 110231 |  | 109906 | 2016-03-19 | 2018-03-15 | 95700 | CLINICAL ENGINEERING | 2010-11-09 | USD | 2286.63 | Active | UNIVERSITY NEW MEXICO HOSPITAL
76713 | 1164163 | B BRAUN MEDICAL INC | INFUSOMAT SPACE | 8713050U | INFUSION PUMPS | 110231 |  | 105312 | 2016-04-04 | 2018-03-15 | 95700 | CLINICAL ENGINEERING | 2010-11-09 | USD | 2286.63 | Active | UNIVERSITY NEW MEXICO HOSPITAL
79296 | 1143868 | B BRAUN MEDICAL INC | INFUSOMAT SPACE | 8713050U | INFUSION PUMPS | 110231 |  | 108507 | 2016-03-28 | 2018-03-15 | 95700 | CLINICAL ENGINEERING | 2010-11-09 | USD | 2286.63 | Active | UNIVERSITY NEW MEXICO HOSPITAL
79295 | 1143869 | B BRAUN MEDICAL INC | INFUSOMAT SPACE | 8713050U | INFUSION PUMPS | 110231 |  | 108681 | 2016-03-31 | 2018-03-15 | 95700 | CLINICAL ENGINEERING | 2010-11-09 | USD | 2286.63 | Active | UNIVERSITY NEW MEXICO HOSPITAL
76689 | 1164273 | B BRAUN MEDICAL INC | INFUSOMAT SPACE | 8713050U | INFUSION PUMPS | 110231 |  | 105762 | 2016-03-25 | 2018-03-15 | 95700 | CLINICAL ENGINEERING | 2010-11-09 | USD | 2286.63 | Active | UNIVERSITY NEW MEXICO HOSPITAL
76851 | 1164288 | B BRAUN MEDICAL INC | INFUSOMAT SPACE | 8713050U | INFUSION PUMPS | 110231 |  | 106038 | 2016-04-04 | 2018-04-15 | 95700 | CLINICAL ENGINEERING | 2010-11-09 | USD | 2286.63 | Active | UNIVERSITY NEW MEXICO HOSPITAL
79299 | 1143865 | B BRAUN MEDICAL INC | INFUSOMAT SPACE | 8713050U | INFUSION PUMPS | 110231 |  | 108639 | 2016-03-17 | 2018-03-15 | 95700 | CLINICAL ENGINEERING | 2010-11-09 | USD | 2286.63 | Active | UNIVERSITY NEW MEXICO HOSPITAL
76692 | 1164276 | B BRAUN MEDICAL INC | INFUSOMAT SPACE | 8713050U | INFUSION PUMPS | 110231 |  | 105841 | 2016-03-24 | 2018-03-15 | 95700 | CLINICAL ENGINEERING | 2010-11-09 | USD | 2286.63 | Active | UNIVERSITY NEW MEXICO HOSPITAL
79308 | 1143874 | B BRAUN MEDICAL INC | INFUSOMAT SPACE | 8713050U | INFUSION PUMPS | 110231 |  | 105370 | 2016-03-22 | 2018-03-15 | 95700 | CLINICAL ENGINEERING | 2010-11-09 | USD | 2286.63 | Active | UNIVERSITY NEW MEXICO HOSPITAL
76712 | 1164162 | B BRAUN MEDICAL INC | INFUSOMAT SPACE | 8713050U | INFUSION PUMPS | 110231 |  | 105251 | 2016-03-28 | 2018-03-15 | 95700 | CLINICAL ENGINEERING | 2010-11-09 | USD | 2286.63 | Active | UNIVERSITY NEW MEXICO HOSPITAL
76513 | 1164022 | B BRAUN MEDICAL INC | INFUSOMAT SPACE | 8713050U | INFUSION PUMPS | 110231 |  | 109217 | 2016-03-31 | 2018-03-15 | 95700 | CLINICAL ENGINEERING | 2010-11-09 | USD | 2286.63 | Active | UNIVERSITY NEW MEXICO HOSPITAL
79455 | 1213556 | B BRAUN MEDICAL INC | INFUSOMAT SPACE | 8713050U | INFUSION PUMPS | 110231 |  | 109450 | 2016-03-31 | 2018-03-15 | 95700 | CLINICAL ENGINEERING | 2010-11-09 | USD | 2286.63 | Active | UNIVERSITY NEW MEXICO HOSPITAL
76484 | 1163959 | B BRAUN MEDICAL INC | INFUSOMAT SPACE | 8713050U | INFUSION PUMPS | 110231 |  | 109192 | 2016-03-25 | 2018-03-15 | 95700 | CLINICAL ENGINEERING | 2010-11-09 | USD | 2286.63 | Active | UNIVERSITY NEW MEXICO HOSPITAL
76760 | 1164169 | B BRAUN MEDICAL INC | INFUSOMAT SPACE | 8713050U | INFUSION PUMPS | 110231 |  | 105569 | 2016-03-31 | 2018-03-15 | 95700 | CLINICAL ENGINEERING | 2010-11-09 | USD | 2286.63 | Active | UNIVERSITY NEW MEXICO HOSPITAL
76771 | 1164222 | B BRAUN MEDICAL INC | INFUSOMAT SPACE | 8713050U | INFUSION PUMPS | 110231 |  | 105876 | 2016-03-25 | 2018-03-15 | 95700 | CLINICAL ENGINEERING | 2010-11-09 | USD | 2286.63 | Active | UNIVERSITY NEW MEXICO HOSPITAL
76470 | 1163969 | B BRAUN MEDICAL INC | INFUSOMAT SPACE | 8713050U | INFUSION PUMPS | 110231 |  | 109241 | 2016-03-30 | 2018-03-15 | 95700 | CLINICAL ENGINEERING | 2010-11-09 | USD | 2286.63 | Active | UNIVERSITY NEW MEXICO HOSPITAL
76472 | 1163967 | B BRAUN MEDICAL INC | INFUSOMAT SPACE | 8713050U | INFUSION PUMPS | 110231 |  | 109191 | 2016-03-28 | 2018-03-15 | 95700 | CLINICAL ENGINEERING | 2010-11-09 | USD | 2286.63 | Active | UNIVERSITY NEW MEXICO HOSPITAL
79599 | 1213701 | B BRAUN MEDICAL INC | INFUSOMAT SPACE | 8713050U | INFUSION PUMPS | 110231 |  | 105408 | 2016-03-01 | 2018-03-15 | 95700 | CLINICAL ENGINEERING | 2010-11-09 | USD | 2286.63 | Active | UNIVERSITY NEW MEXICO HOSPITAL
76469 | 1163970 | B BRAUN MEDICAL INC | INFUSOMAT SPACE | 8713050U | INFUSION PUMPS | 110231 |  | 109232 | 2016-03-24 | 2018-03-15 | 95700 | CLINICAL ENGINEERING | 2010-11-09 | USD | 2286.63 | Active | UNIVERSITY NEW MEXICO HOSPITAL
76476 | 1163947 | B BRAUN MEDICAL INC | INFUSOMAT SPACE | 8713050U | INFUSION PUMPS | 110231 |  | 109704 | 2016-03-31 | 2018-03-15 | 95700 | CLINICAL ENGINEERING | 2010-11-09 | USD | 2286.63 | Active | UNIVERSITY NEW MEXICO HOSPITAL
76471 | 1163968 | B BRAUN MEDICAL INC | INFUSOMAT SPACE | 8713050U | INFUSION PUMPS | 110231 |  | 109273 | 2016-04-04 | 2018-03-15 | 95700 | CLINICAL ENGINEERING | 2010-11-09 | USD | 2286.63 | Active | UNIVERSITY NEW MEXICO HOSPITAL
76482 | 1163953 | B BRAUN MEDICAL INC | INFUSOMAT SPACE | 8713050U | INFUSION PUMPS | 110231 |  | 109242 | 2016-03-25 | 2018-03-15 | 95700 | CLINICAL ENGINEERING | 2010-11-09 | USD | 2286.63 | Active | UNIVERSITY NEW MEXICO HOSPITAL
79905 | 1161825 | B BRAUN MEDICAL INC | INFUSOMAT SPACE | 8713050U | INFUSION PUMPS | 110231 |  | 110008 | 2016-03-28 | 2018-03-15 | 95700 | CLINICAL ENGINEERING | 2010-11-09 | USD | 2286.63 | Active | UNIVERSITY NEW MEXICO HOSPITAL
79600 | 1213702 | B BRAUN MEDICAL INC | INFUSOMAT SPACE | 8713050U | INFUSION PUMPS | 110231 |  | 105328 | 2016-03-28 | 2018-03-15 | 95700 | CLINICAL ENGINEERING | 2010-11-09 | USD | 2286.63 | Active | UNIVERSITY NEW MEXICO HOSPITAL
79636 | 1213772 | B BRAUN MEDICAL INC | INFUSOMAT SPACE | 8713050U | INFUSION PUMPS | 110231 |  | 105356 | 2016-04-07 | 2018-04-15 | 95700 | CLINICAL ENGINEERING | 2010-11-09 | USD | 2286.63 | Active | UNIVERSITY NEW MEXICO HOSPITAL
79601 | 1213703 | B BRAUN MEDICAL INC | INFUSOMAT SPACE | 8713050U | INFUSION PUMPS | 110231 |  | 105595 | 2016-04-05 | 2018-04-15 | 95700 | CLINICAL ENGINEERING | 2010-11-09 | USD | 2286.63 | Active | UNIVERSITY NEW MEXICO HOSPITAL
79369 | 1143945 | B BRAUN MEDICAL INC | INFUSOMAT SPACE | 8713050U | INFUSION PUMPS | 110231 |  | 109203 | 2016-04-08 | 2018-04-15 | 95700 | CLINICAL ENGINEERING | 2010-11-09 | USD | 2286.63 | Active | UNIVERSITY NEW MEXICO HOSPITAL
79586 | 1213699 | B BRAUN MEDICAL INC | INFUSOMAT SPACE | 8713050U | INFUSION PUMPS | 110231 |  | 105452 | 2016-03-29 | 2018-03-15 | 95700 | CLINICAL ENGINEERING | 2010-11-09 | USD | 2286.63 | Active | UNIVERSITY NEW MEXICO HOSPITAL
76704 | 1164255 | B BRAUN MEDICAL INC | INFUSOMAT SPACE | 8713050U | INFUSION PUMPS | 110231 |  | 105942 | 2016-03-30 | 2018-03-15 | 95700 | CLINICAL ENGINEERING | 2010-11-09 | USD | 2286.63 | Active | UNIVERSITY NEW MEXICO HOSPITAL
79598 | 1213700 | B BRAUN MEDICAL INC | INFUSOMAT SPACE | 8713050U | INFUSION PUMPS | 110231 |  | 105350 | 2016-03-30 | 2018-03-15 | 95700 | CLINICAL ENGINEERING | 2010-11-09 | USD | 2286.63 | Active | UNIVERSITY NEW MEXICO HOSPITAL
76478 | 1163962 | B BRAUN MEDICAL INC | INFUSOMAT SPACE | 8713050U | INFUSION PUMPS | 110231 |  | 109726 | 2016-03-25 | 2018-03-15 | 95700 | CLINICAL ENGINEERING | 2010-11-09 | USD | 2286.63 | Active | UNIVERSITY NEW MEXICO HOSPITAL
79637 | 1213773 | B BRAUN MEDICAL INC | INFUSOMAT SPACE | 8713050U | INFUSION PUMPS | 110231 |  | 105486 | 2016-03-31 | 2018-03-15 | 95700 | CLINICAL ENGINEERING | 2010-11-09 | USD | 2286.63 | Active | UNIVERSITY NEW MEXICO HOSPITAL
79602 | 1213704 | B BRAUN MEDICAL INC | INFUSOMAT SPACE | 8713050U | INFUSION PUMPS | 110231 |  | 105357 | 2016-03-25 | 2018-03-15 | 95700 | CLINICAL ENGINEERING | 2010-11-09 | USD | 2286.63 | Active | UNIVERSITY NEW MEXICO HOSPITAL
79638 | 1213774 | B BRAUN MEDICAL INC | INFUSOMAT SPACE | 8713050U | INFUSION PUMPS | 110231 |  | 105493 | 2016-03-31 | 2018-03-15 | 95700 | CLINICAL ENGINEERING | 2010-11-09 | USD | 2286.63 | Active | UNIVERSITY NEW MEXICO HOSPITAL
79635 | 1213771 | B BRAUN MEDICAL INC | INFUSOMAT SPACE | 8713050U | INFUSION PUMPS | 110231 |  | 105355 | 2016-03-31 | 2018-03-15 | 95700 | CLINICAL ENGINEERING | 2010-11-09 | USD | 2286.63 | Active | UNIVERSITY NEW MEXICO HOSPITAL
79784 | 1213877 | B BRAUN MEDICAL INC | INFUSOMAT SPACE | 8713050U | INFUSION PUMPS | 110231 |  | 109216 | 2017-03-16 | 2018-03-15 | 95700 | CLINICAL ENGINEERING | 2010-11-09 | USD | 2286.63 | Active | UNIVERSITY NEW MEXICO HOSPITAL
76741 | 1164182 | B BRAUN MEDICAL INC | INFUSOMAT SPACE | 8713050U | INFUSION PUMPS | 110231 |  | 105662 | 2016-03-30 | 2018-03-15 | 95700 | CLINICAL ENGINEERING | 2010-11-09 | USD | 2286.63 | Reactivated | UNIVERSITY NEW MEXICO HOSPITAL
76740 | 1164181 | B BRAUN MEDICAL INC | INFUSOMAT SPACE | 8713050U | INFUSION PUMPS | 110231 |  | 105538 | 2016-03-01 | 2018-03-15 | 95700 | CLINICAL ENGINEERING | 2010-11-09 | USD | 2286.63 | Active | UNIVERSITY NEW MEXICO HOSPITAL
76739 | 1164180 | B BRAUN MEDICAL INC | INFUSOMAT SPACE | 8713050U | INFUSION PUMPS | 110231 |  | 105632 | 2016-03-31 | 2018-03-15 | 95700 | CLINICAL ENGINEERING | 2010-11-09 | USD | 2286.63 | Active | UNIVERSITY NEW MEXICO HOSPITAL
76698 | 1164248 | B BRAUN MEDICAL INC | INFUSOMAT SPACE | 8713050U | INFUSION PUMPS | 110231 |  | 105268 | 2016-03-31 | 2018-03-15 | 95700 | CLINICAL ENGINEERING | 2010-11-09 | USD | 2286.63 | Active | UNIVERSITY NEW MEXICO HOSPITAL
76697 | 1164247 | B BRAUN MEDICAL INC | INFUSOMAT SPACE | 8713050U | INFUSION PUMPS | 110231 |  | 105267 | 2016-03-24 | 2018-03-15 | 95700 | CLINICAL ENGINEERING | 2010-11-09 | USD | 2286.63 | Active | UNIVERSITY NEW MEXICO HOSPITAL
76696 | 1164246 | B BRAUN MEDICAL INC | INFUSOMAT SPACE | 8713050U | INFUSION PUMPS | 110231 |  | 105621 | 2016-03-22 | 2018-03-15 | 95700 | CLINICAL ENGINEERING | 2010-11-09 | USD | 2286.63 | Active | UNIVERSITY NEW MEXICO HOSPITAL
76695 | 1164245 | B BRAUN MEDICAL INC | INFUSOMAT SPACE | 8713050U | INFUSION PUMPS | 110231 |  | 105516 | 2016-03-29 | 2018-03-15 | 95700 | CLINICAL ENGINEERING | 2010-11-09 | USD | 2286.63 | Active | UNIVERSITY NEW MEXICO HOSPITAL
76694 | 1164244 | B BRAUN MEDICAL INC | INFUSOMAT SPACE | 8713050U | INFUSION PUMPS | 110231 |  | 105763 | 2016-03-22 | 2018-03-15 | 95700 | CLINICAL ENGINEERING | 2010-11-09 | USD | 2286.63 | Active | UNIVERSITY NEW MEXICO HOSPITAL
76659 | 1164133 | B BRAUN MEDICAL INC | INFUSOMAT SPACE | 8713050U | INFUSION PUMPS | 110231 |  | 105772 | 2016-03-30 | 2018-03-15 | 95700 | CLINICAL ENGINEERING | 2010-11-09 | USD | 2286.63 | Active | UNIVERSITY NEW MEXICO HOSPITAL
76658 | 1164132 | B BRAUN MEDICAL INC | INFUSOMAT SPACE | 8713050U | INFUSION PUMPS | 110231 |  | 105664 | 2016-03-24 | 2018-03-15 | 95700 | CLINICAL ENGINEERING | 2010-11-09 | USD | 2286.63 | Active | UNIVERSITY NEW MEXICO HOSPITAL
76657 | 1164131 | B BRAUN MEDICAL INC | INFUSOMAT SPACE | 8713050U | INFUSION PUMPS | 110231 |  | 105741 | 2016-03-25 | 2018-03-15 | 95700 | CLINICAL ENGINEERING | 2010-11-09 | USD | 2286.63 | Active | UNIVERSITY NEW MEXICO HOSPITAL
76656 | 1164130 | B BRAUN MEDICAL INC | INFUSOMAT SPACE | 8713050U | INFUSION PUMPS | 110231 |  | 105514 | 2016-03-25 | 2018-03-15 | 95700 | CLINICAL ENGINEERING | 2010-11-09 | USD | 2286.63 | Active | UNIVERSITY NEW MEXICO HOSPITAL
76643 | 1164204 | B BRAUN MEDICAL INC | INFUSOMAT SPACE | 8713050U | INFUSION PUMPS | 110231 |  | 105702 | 2016-03-01 | 2018-03-15 | 95700 | CLINICAL ENGINEERING | 2010-11-09 | USD | 2286.63 | Active | UNIVERSITY NEW MEXICO HOSPITAL
76642 | 1164203 | B BRAUN MEDICAL INC | INFUSOMAT SPACE | 8713050U | INFUSION PUMPS | 110231 |  | 105716 | 2016-03-29 | 2018-03-15 | 95700 | CLINICAL ENGINEERING | 2010-11-09 | USD | 2286.63 | Active | UNIVERSITY NEW MEXICO HOSPITAL
76641 | 1164202 | B BRAUN MEDICAL INC | INFUSOMAT SPACE | 8713050U | INFUSION PUMPS | 110231 |  | 105542 | 2016-03-01 | 2018-03-15 | 95700 | CLINICAL ENGINEERING | 2010-11-09 | USD | 2286.63 | Active | UNIVERSITY NEW MEXICO HOSPITAL
76640 | 1164201 | B BRAUN MEDICAL INC | INFUSOMAT SPACE | 8713050U | INFUSION PUMPS | 110231 |  | 105723 | 2016-03-31 | 2018-03-15 | 95700 | CLINICAL ENGINEERING | 2010-11-09 | USD | 2286.63 | Active | UNIVERSITY NEW MEXICO HOSPITAL
76639 | 1164200 | B BRAUN MEDICAL INC | INFUSOMAT SPACE | 8713050U | INFUSION PUMPS | 110231 |  | 105229 | 2016-03-24 | 2018-03-15 | 95700 | CLINICAL ENGINEERING | 2010-11-09 | USD | 2286.63 | Active | UNIVERSITY NEW MEXICO HOSPITAL
76638 | 1164199 | B BRAUN MEDICAL INC | INFUSOMAT SPACE | 8713050U | INFUSION PUMPS | 110231 |  | 105266 | 2016-03-21 | 2018-03-15 | 95700 | CLINICAL ENGINEERING | 2010-11-09 | USD | 2286.63 | Active | UNIVERSITY NEW MEXICO HOSPITAL
76630 | 1164190 | B BRAUN MEDICAL INC | INFUSOMAT SPACE | 8713050U | INFUSION PUMPS | 110231 |  | 105410 | 2016-03-26 | 2018-03-15 | 95700 | CLINICAL ENGINEERING | 2010-11-09 | USD | 2286.63 | Active | UNIVERSITY NEW MEXICO HOSPITAL
76629 | 1164189 | B BRAUN MEDICAL INC | INFUSOMAT SPACE | 8713050U | INFUSION PUMPS | 110231 |  | 105602 | 2016-04-11 | 2018-04-15 | 95700 | CLINICAL ENGINEERING | 2010-11-09 | USD | 2286.63 | Active | UNIVERSITY NEW MEXICO HOSPITAL
76732 | 1164174 | B BRAUN MEDICAL INC | INFUSOMAT SPACE | 8713050U | INFUSION PUMPS | 110231 |  | 105295 | 2016-07-08 | 2018-04-15 | 95700 | CLINICAL ENGINEERING | 2010-11-09 | USD | 2286.63 | Active | UNIVERSITY NEW MEXICO HOSPITAL
76913 | 1164406 | B BRAUN MEDICAL INC | INFUSOMAT SPACE | 8713050U | INFUSION PUMPS | 110231 |  | 105107 | 2016-03-23 | 2018-03-15 | 95700 | CLINICAL ENGINEERING | 2010-11-09 | USD | 2286.63 | Active | UNIVERSITY NEW MEXICO HOSPITAL
76918 | 1164411 | B BRAUN MEDICAL INC | INFUSOMAT SPACE | 8713050U | INFUSION PUMPS | 110231 |  | 105427 | 2016-03-01 | 2018-03-15 | 95700 | CLINICAL ENGINEERING | 2010-11-09 | USD | 2286.63 | Active | UNIVERSITY NEW MEXICO HOSPITAL
76912 | 1164405 | B BRAUN MEDICAL INC | INFUSOMAT SPACE | 8713050U | INFUSION PUMPS | 110231 |  | 105503 | 2016-03-21 | 2018-03-15 | 95700 | CLINICAL ENGINEERING | 2010-11-09 | USD | 2286.63 | Reactivated | UNIVERSITY NEW MEXICO HOSPITAL
76917 | 1164410 | B BRAUN MEDICAL INC | INFUSOMAT SPACE | 8713050U | INFUSION PUMPS | 110231 |  | 105788 | 2016-03-19 | 2018-03-15 | 95700 | CLINICAL ENGINEERING | 2010-11-09 | USD | 2286.63 | Active | UNIVERSITY NEW MEXICO HOSPITAL
76916 | 1164409 | B BRAUN MEDICAL INC | INFUSOMAT SPACE | 8713050U | INFUSION PUMPS | 110231 |  | 105797 | 2016-03-25 | 2018-03-15 | 95700 | CLINICAL ENGINEERING | 2010-11-09 | USD | 2286.63 | Active | UNIVERSITY NEW MEXICO HOSPITAL
76919 | 1164412 | B BRAUN MEDICAL INC | INFUSOMAT SPACE | 8713050U | INFUSION PUMPS | 110231 |  | 105692 | 2016-03-25 | 2018-03-15 | 95700 | CLINICAL ENGINEERING | 2010-11-09 | USD | 2286.63 | Active | UNIVERSITY NEW MEXICO HOSPITAL
76920 | 1164413 | B BRAUN MEDICAL INC | INFUSOMAT SPACE | 8713050U | INFUSION PUMPS | 110231 |  | 105666 | 2016-03-01 | 2018-03-15 | 95700 | CLINICAL ENGINEERING | 2010-11-09 | USD | 2286.63 | Active | UNIVERSITY NEW MEXICO HOSPITAL
79114 | 1143686 | B BRAUN MEDICAL INC | INFUSOMAT SPACE | 8713050U | INFUSION PUMPS | 110231 |  | 105570 | 2016-03-24 | 2018-03-15 | 95700 | CLINICAL ENGINEERING | 2010-11-09 | USD | 2286.63 | Active | UNIVERSITY NEW MEXICO HOSPITAL
79099 | 1143690 | B BRAUN MEDICAL INC | INFUSOMAT SPACE | 8713050U | INFUSION PUMPS | 110231 |  | 105287 | 2016-03-31 | 2018-03-15 | 95700 | CLINICAL ENGINEERING | 2010-11-09 | USD | 2286.63 | Active | UNIVERSITY NEW MEXICO HOSPITAL
79115 | 1143685 | B BRAUN MEDICAL INC | INFUSOMAT SPACE | 8713050U | INFUSION PUMPS | 110231 |  | 105525 | 2016-03-30 | 2018-03-15 | 95700 | CLINICAL ENGINEERING | 2010-11-09 | USD | 2286.63 | Active | UNIVERSITY NEW MEXICO HOSPITAL
79116 | 1143711 | B BRAUN MEDICAL INC | INFUSOMAT SPACE | 8713050U | INFUSION PUMPS | 110231 |  | 105615 | 2016-03-31 | 2018-03-15 | 95700 | CLINICAL ENGINEERING | 2010-11-09 | USD | 2286.63 | Active | UNIVERSITY NEW MEXICO HOSPITAL
79117 | 1143710 | B BRAUN MEDICAL INC | INFUSOMAT SPACE | 8713050U | INFUSION PUMPS | 110231 |  | 105561 | 2016-03-25 | 2018-03-15 | 95700 | CLINICAL ENGINEERING | 2010-11-09 | USD | 2286.63 | Active | UNIVERSITY NEW MEXICO HOSPITAL
79118 | 1143709 | B BRAUN MEDICAL INC | INFUSOMAT SPACE | 8713050U | INFUSION PUMPS | 110231 |  | 105560 | 2016-03-30 | 2018-03-15 | 95700 | CLINICAL ENGINEERING | 2010-11-09 | USD | 2286.63 | Active | UNIVERSITY NEW MEXICO HOSPITAL
79119 | 1143708 | B BRAUN MEDICAL INC | INFUSOMAT SPACE | 8713050U | INFUSION PUMPS | 110231 |  | 105442 | 2016-03-30 | 2018-03-15 | 95700 | CLINICAL ENGINEERING | 2010-11-09 | USD | 2286.63 | Active | UNIVERSITY NEW MEXICO HOSPITAL
79121 | 1143706 | B BRAUN MEDICAL INC | INFUSOMAT SPACE | 8713050U | INFUSION PUMPS | 110231 |  | 108460 | 2016-03-19 | 2018-03-15 | 95700 | CLINICAL ENGINEERING | 2010-11-09 | USD | 2286.63 | Active | UNIVERSITY NEW MEXICO HOSPITAL
79120 | 1143707 | B BRAUN MEDICAL INC | INFUSOMAT SPACE | 8713050U | INFUSION PUMPS | 110231 |  | 105509 | 2016-04-04 | 2018-04-15 | 95700 | CLINICAL ENGINEERING | 2010-11-09 | USD | 2286.63 | Active | UNIVERSITY NEW MEXICO HOSPITAL
79291 | 1143873 | B BRAUN MEDICAL INC | INFUSOMAT SPACE | 8713050U | INFUSION PUMPS | 110231 |  | 108621 | 2016-03-19 | 2018-03-15 | 95700 | CLINICAL ENGINEERING | 2010-11-09 | USD | 2286.63 | Active | UNIVERSITY NEW MEXICO HOSPITAL
79298 | 1143866 | B BRAUN MEDICAL INC | INFUSOMAT SPACE | 8713050U | INFUSION PUMPS | 110231 |  | 108440 | 2016-03-25 | 2018-03-15 | 95700 | CLINICAL ENGINEERING | 2010-11-09 | USD | 2286.63 | Active | UNIVERSITY NEW MEXICO HOSPITAL
79313 | 1143889 | B BRAUN MEDICAL INC | INFUSOMAT SPACE | 8713050U | INFUSION PUMPS | 110231 |  | 108434 | 2016-03-25 | 2018-03-15 | 95700 | CLINICAL ENGINEERING | 2010-11-09 | USD | 2286.63 | Active | UNIVERSITY NEW MEXICO HOSPITAL
79307 | 1143875 | B BRAUN MEDICAL INC | INFUSOMAT SPACE | 8713050U | INFUSION PUMPS | 110231 |  | 108487 | 2016-03-26 | 2018-03-15 | 95700 | CLINICAL ENGINEERING | 2010-11-09 | USD | 2286.63 | Active | UNIVERSITY NEW MEXICO HOSPITAL
79312 | 1143890 | B BRAUN MEDICAL INC | INFUSOMAT SPACE | 8713050U | INFUSION PUMPS | 110231 |  | 108675 | 2016-03-21 | 2018-03-15 | 95700 | CLINICAL ENGINEERING | 2010-11-09 | USD | 2286.63 | Active | UNIVERSITY NEW MEXICO HOSPITAL
79309 | 1143900 | B BRAUN MEDICAL INC | INFUSOMAT SPACE | 8713050U | INFUSION PUMPS | 110231 |  | 108579 | 2016-03-01 | 2018-03-15 | 95700 | CLINICAL ENGINEERING | 2010-11-09 | USD | 2286.63 | Active | UNIVERSITY NEW MEXICO HOSPITAL
79678 | 1213821 | B BRAUN MEDICAL INC | INFUSOMAT SPACE | 8713050U | INFUSION PUMPS | 110231 |  | 110076 | 2016-03-26 | 2018-03-15 | 95700 | CLINICAL ENGINEERING | 2010-11-09 | USD | 2286.63 | Active | UNIVERSITY NEW MEXICO HOSPITAL
76974 | 1164462 | B BRAUN MEDICAL INC | INFUSOMAT SPACE | 8713050U | INFUSION PUMPS | 110231 |  | 105858 | 2016-03-31 | 2018-03-15 | 95700 | CLINICAL ENGINEERING | 2010-11-09 | USD | 2286.63 | Active | UNIVERSITY NEW MEXICO HOSPITAL
79856 | 1161530 | B BRAUN MEDICAL INC | INFUSOMAT SPACE | 8713050U | INFUSION PUMPS | 110231 |  | 106157 | 2016-03-28 | 2018-03-15 | 95700 | CLINICAL ENGINEERING | 2010-11-09 | USD | 2286.63 | Active | UNIVERSITY NEW MEXICO HOSPITAL
79885 | 1161559 | B BRAUN MEDICAL INC | INFUSOMAT SPACE | 8713050U | INFUSION PUMPS | 110231 |  | 105937 | 2016-03-29 | 2018-03-15 | 95700 | CLINICAL ENGINEERING | 2010-11-09 | USD | 2286.63 | Active | UNIVERSITY NEW MEXICO HOSPITAL
79886 | 1161560 | B BRAUN MEDICAL INC | INFUSOMAT SPACE | 8713050U | INFUSION PUMPS | 110231 |  | 105919 | 2016-03-28 | 2018-03-15 | 95700 | CLINICAL ENGINEERING | 2010-11-09 | USD | 2286.63 | Active | UNIVERSITY NEW MEXICO HOSPITAL
79884 | 1161558 | B BRAUN MEDICAL INC | INFUSOMAT SPACE | 8713050U | INFUSION PUMPS | 110231 |  | 105923 | 2017-03-16 | 2018-03-15 | 95700 | CLINICAL ENGINEERING | 2010-11-09 | USD | 2286.63 | Active | UNIVERSITY NEW MEXICO HOSPITAL
79850 | 1161524 | B BRAUN MEDICAL INC | INFUSOMAT SPACE | 8713050U | INFUSION PUMPS | 110231 |  | 105986 | 2016-04-04 | 2018-03-15 | 95700 | CLINICAL ENGINEERING | 2010-11-09 | USD | 2286.63 | Active | UNIVERSITY NEW MEXICO HOSPITAL
79920 | 1161626 | B BRAUN MEDICAL INC | INFUSOMAT SPACE | 8713050U | INFUSION PUMPS | 110231 |  | 109767 | 2016-03-01 | 2018-03-15 | 95700 | CLINICAL ENGINEERING | 2010-11-09 | USD | 2286.63 | Active | UNIVERSITY NEW MEXICO HOSPITAL
79901 | 1161620 | B BRAUN MEDICAL INC | INFUSOMAT SPACE | 8713050U | INFUSION PUMPS | 110231 |  | 106061 | 2016-03-28 | 2018-03-15 | 95700 | CLINICAL ENGINEERING | 2010-11-09 | USD | 2286.63 | Active | UNIVERSITY NEW MEXICO HOSPITAL
79927 | 1161623 | B BRAUN MEDICAL INC | INFUSOMAT SPACE | 8713050U | INFUSION PUMPS | 110231 |  | 110016 | 2016-03-01 | 2018-03-15 | 95700 | CLINICAL ENGINEERING | 2010-11-09 | USD | 2286.63 | Active | UNIVERSITY NEW MEXICO HOSPITAL
79917 | 1161632 | B BRAUN MEDICAL INC | INFUSOMAT SPACE | 8713050U | INFUSION PUMPS | 110231 |  | 109783 | 2016-03-17 | 2018-03-15 | 95700 | CLINICAL ENGINEERING | 2010-11-09 | USD | 2286.63 | Active | UNIVERSITY NEW MEXICO HOSPITAL
79918 | 1161624 | B BRAUN MEDICAL INC | INFUSOMAT SPACE | 8713050U | INFUSION PUMPS | 110231 |  | 109898 | 2016-03-31 | 2018-03-15 | 95700 | CLINICAL ENGINEERING | 2010-11-09 | USD | 2286.63 | Active | UNIVERSITY NEW MEXICO HOSPITAL
79925 | 1161634 | B BRAUN MEDICAL INC | INFUSOMAT SPACE | 8713050U | INFUSION PUMPS | 110231 |  | 109862 | 2016-03-29 | 2018-03-15 | 95700 | CLINICAL ENGINEERING | 2010-11-09 | USD | 2286.63 | Active | UNIVERSITY NEW MEXICO HOSPITAL
79902 | 1161621 | B BRAUN MEDICAL INC | INFUSOMAT SPACE | 8713050U | INFUSION PUMPS | 110231 |  | 106224 | 2016-03-01 | 2018-03-15 | 95700 | CLINICAL ENGINEERING | 2010-11-09 | USD | 2286.63 | Active | UNIVERSITY NEW MEXICO HOSPITAL
79922 | 1161627 | B BRAUN MEDICAL INC | INFUSOMAT SPACE | 8713050U | INFUSION PUMPS | 110231 |  | 109806 | 2016-03-30 | 2018-03-15 | 95700 | CLINICAL ENGINEERING | 2010-11-09 | USD | 2286.63 | Active | UNIVERSITY NEW MEXICO HOSPITAL
79930 | 1161635 | B BRAUN MEDICAL INC | INFUSOMAT SPACE | 8713050U | INFUSION PUMPS | 110231 |  | 109883 | 2016-03-19 | 2018-03-15 | 95700 | CLINICAL ENGINEERING | 2010-11-09 | USD | 2286.63 | Active | UNIVERSITY NEW MEXICO HOSPITAL
79952 | 1161842 | B BRAUN MEDICAL INC | INFUSOMAT SPACE | 8713050U | INFUSION PUMPS | 110231 |  | 109786 | 2016-03-25 | 2018-03-15 | 95700 | CLINICAL ENGINEERING | 2010-11-09 | USD | 2286.63 | Active | UNIVERSITY NEW MEXICO HOSPITAL
79981 | 1161607 | B BRAUN MEDICAL INC | INFUSOMAT SPACE | 8713050U | INFUSION PUMPS | 110231 |  | 105366 | 2016-04-12 | 2018-04-15 | 95700 | CLINICAL ENGINEERING | 2010-11-09 | USD | 2286.63 | Active | UNIVERSITY NEW MEXICO HOSPITAL
79959 | 1161650 | B BRAUN MEDICAL INC | INFUSOMAT SPACE | 8713050U | INFUSION PUMPS | 110231 |  | 109904 | 2016-03-23 | 2018-03-15 | 95700 | CLINICAL ENGINEERING | 2010-11-09 | USD | 2286.63 | Active | UNIVERSITY NEW MEXICO HOSPITAL
79903 | 1161622 | B BRAUN MEDICAL INC | INFUSOMAT SPACE | 8713050U | INFUSION PUMPS | 110231 |  | 106190 | 2016-03-30 | 2018-03-15 | 95700 | CLINICAL ENGINEERING | 2010-11-09 | USD | 2286.63 | Active | UNIVERSITY NEW MEXICO HOSPITAL
79909 | 1161612 | B BRAUN MEDICAL INC | INFUSOMAT SPACE | 8713050U | INFUSION PUMPS | 110231 |  | 106122 | 2016-03-30 | 2018-03-15 | 95700 | CLINICAL ENGINEERING | 2010-11-09 | USD | 2286.63 | Active | UNIVERSITY NEW MEXICO HOSPITAL
79982 | 1161608 | B BRAUN MEDICAL INC | INFUSOMAT SPACE | 8713050U | INFUSION PUMPS | 110231 |  | 106253 | 2016-03-24 | 2018-03-15 | 95700 | CLINICAL ENGINEERING | 2010-11-09 | USD | 2286.63 | Active | UNIVERSITY NEW MEXICO HOSPITAL
79960 | 1161845 | B BRAUN MEDICAL INC | INFUSOMAT SPACE | 8713050U | INFUSION PUMPS | 110231 |  | 109800 | 2016-03-30 | 2018-03-15 | 95700 | CLINICAL ENGINEERING | 2010-11-09 | USD | 2286.63 | Active | UNIVERSITY NEW MEXICO HOSPITAL
79858 | 1161532 | B BRAUN MEDICAL INC | INFUSOMAT SPACE | 8713050U | INFUSION PUMPS | 110231 |  | 106008 | 2016-03-18 | 2018-03-15 | 95700 | CLINICAL ENGINEERING | 2010-11-09 | USD | 2286.63 | Active | UNIVERSITY NEW MEXICO HOSPITAL
79859 | 1161533 | B BRAUN MEDICAL INC | INFUSOMAT SPACE | 8713050U | INFUSION PUMPS | 110231 |  | 106025 | 2016-03-24 | 2018-03-15 | 95700 | CLINICAL ENGINEERING | 2010-11-09 | USD | 2286.63 | Active | UNIVERSITY NEW MEXICO HOSPITAL
79860 | 1161534 | B BRAUN MEDICAL INC | INFUSOMAT SPACE | 8713050U | INFUSION PUMPS | 110231 |  | 106079 | 2016-03-01 | 2018-04-15 | 95700 | CLINICAL ENGINEERING | 2010-11-09 | USD | 2286.63 | Active | UNIVERSITY NEW MEXICO HOSPITAL
79949 | 1161841 | B BRAUN MEDICAL INC | INFUSOMAT SPACE | 8713050U | INFUSION PUMPS | 110231 |  | 109896 | 2016-03-17 | 2018-03-15 | 95700 | CLINICAL ENGINEERING | 2010-11-09 | USD | 2286.63 | Active | UNIVERSITY NEW MEXICO HOSPITAL
79951 | 1161645 | B BRAUN MEDICAL INC | INFUSOMAT SPACE | 8713050U | INFUSION PUMPS | 110231 |  | 109710 | 2016-03-01 | 2018-03-15 | 95700 | CLINICAL ENGINEERING | 2010-11-09 | USD | 2286.63 | Active | UNIVERSITY NEW MEXICO HOSPITAL
79962 | 1161563 | B BRAUN MEDICAL INC | INFUSOMAT SPACE | 8713050U | INFUSION PUMPS | 110231 |  | 109947 | 2016-03-01 | 2018-03-15 | 95700 | CLINICAL ENGINEERING | 2010-11-09 | USD | 2286.63 | Active | UNIVERSITY NEW MEXICO HOSPITAL
76616 | 1164082 | B BRAUN MEDICAL INC | INFUSOMAT SPACE | 8713050U | INFUSION PUMPS | 110231 |  | 109410 | 2016-04-08 | 2018-04-15 | 95700 | CLINICAL ENGINEERING | 2010-11-09 | USD | 2286.63 | Active | UNIVERSITY NEW MEXICO HOSPITAL
76563 | 1164062 | B BRAUN MEDICAL INC | INFUSOMAT SPACE | 8713050U | INFUSION PUMPS | 110231 |  | 109498 | 2016-04-04 | 2018-03-15 | 95700 | CLINICAL ENGINEERING | 2010-11-09 | USD | 2286.63 | Active | UNIVERSITY NEW MEXICO HOSPITAL
79208 | 1143981 | B BRAUN MEDICAL INC | INFUSOMAT SPACE | 8713050U | INFUSION PUMPS | 110231 |  | 109296 | 2016-03-31 | 2018-03-15 | 95700 | CLINICAL ENGINEERING | 2010-11-09 | USD | 2286.63 | Active | UNIVERSITY NEW MEXICO HOSPITAL
79338 | 1143902 | B BRAUN MEDICAL INC | INFUSOMAT SPACE | 8713050U | INFUSION PUMPS | 110231 |  | 108491 | 2016-03-24 | 2018-03-15 | 95700 | CLINICAL ENGINEERING | 2010-11-09 | USD | 2286.63 | Active | UNIVERSITY NEW MEXICO HOSPITAL
79335 | 1143905 | B BRAUN MEDICAL INC | INFUSOMAT SPACE | 8713050U | INFUSION PUMPS | 110231 |  | 108396 | 2016-03-01 | 2018-03-15 | 95700 | CLINICAL ENGINEERING | 2010-11-09 | USD | 2286.63 | Active | UNIVERSITY NEW MEXICO HOSPITAL
79632 | 1213786 | B BRAUN MEDICAL INC | INFUSOMAT SPACE | 8713050U | INFUSION PUMPS | 110231 |  | 105140 | 2016-03-01 | 2018-03-15 | 95700 | CLINICAL ENGINEERING | 2010-11-09 | USD | 2286.63 | Reactivated | UNIVERSITY NEW MEXICO HOSPITAL
79322 | 1143907 | B BRAUN MEDICAL INC | INFUSOMAT SPACE | 8713050U | INFUSION PUMPS | 110231 |  | 109376 | 2016-03-31 | 2018-03-15 | 95700 | CLINICAL ENGINEERING | 2010-11-09 | USD | 2286.63 | Active | UNIVERSITY NEW MEXICO HOSPITAL
79604 | 1213706 | B BRAUN MEDICAL INC | INFUSOMAT SPACE | 8713050U | INFUSION PUMPS | 110231 |  | 105466 | 2016-03-01 | 2018-03-15 | 95700 | CLINICAL ENGINEERING | 2010-11-09 | USD | 2286.63 | Active | UNIVERSITY NEW MEXICO HOSPITAL
79746 | 1213845 | B BRAUN MEDICAL INC | INFUSOMAT SPACE | 8713050U | INFUSION PUMPS | 110231 |  | 109689 | 2016-03-26 | 2018-03-15 | 95700 | CLINICAL ENGINEERING | 2010-11-09 | USD | 2286.63 | Active | UNIVERSITY NEW MEXICO HOSPITAL
79691 | 1213737 | B BRAUN MEDICAL INC | INFUSOMAT SPACE | 8713050U | INFUSION PUMPS | 110231 |  | 110074 | 2016-03-18 | 2018-03-15 | 95700 | CLINICAL ENGINEERING | 2010-11-09 | USD | 2286.63 | Active | UNIVERSITY NEW MEXICO HOSPITAL
79391 | 1143970 | B BRAUN MEDICAL INC | INFUSOMAT SPACE | 8713050U | INFUSION PUMPS | 110231 |  | 109357 | 2016-03-31 | 2018-03-15 | 95700 | CLINICAL ENGINEERING | 2010-11-09 | USD | 2286.63 | Active | UNIVERSITY NEW MEXICO HOSPITAL
79662 | 1213747 | B BRAUN MEDICAL INC | INFUSOMAT SPACE | 8713050U | INFUSION PUMPS | 110231 |  | 109749 | 2016-03-28 | 2018-03-15 | 95700 | CLINICAL ENGINEERING | 2010-11-09 | USD | 2286.63 | Active | UNIVERSITY NEW MEXICO HOSPITAL
79394 | 1143967 | B BRAUN MEDICAL INC | INFUSOMAT SPACE | 8713050U | INFUSION PUMPS | 110231 |  | 109391 | 2016-03-31 | 2018-03-15 | 95700 | CLINICAL ENGINEERING | 2010-11-09 | USD | 2286.63 | Active | UNIVERSITY NEW MEXICO HOSPITAL
79390 | 1143971 | B BRAUN MEDICAL INC | INFUSOMAT SPACE | 8713050U | INFUSION PUMPS | 110231 |  | 109518 | 2016-04-27 | 2018-03-15 | 95700 | CLINICAL ENGINEERING | 2010-11-09 | USD | 2286.63 | Active | UNIVERSITY NEW MEXICO HOSPITAL
79729 | 1213844 | B BRAUN MEDICAL INC | INFUSOMAT SPACE | 8713050U | INFUSION PUMPS | 110231 |  | 109406 | 2016-03-29 | 2018-03-15 | 95700 | CLINICAL ENGINEERING | 2010-11-09 | USD | 2286.63 | Active | UNIVERSITY NEW MEXICO HOSPITAL
79690 | 1213736 | B BRAUN MEDICAL INC | INFUSOMAT SPACE | 8713050U | INFUSION PUMPS | 110231 |  | 109985 | 2016-03-18 | 2018-03-15 | 95700 | CLINICAL ENGINEERING | 2010-11-09 | USD | 2286.63 | Active | UNIVERSITY NEW MEXICO HOSPITAL
79661 | 1213752 | B BRAUN MEDICAL INC | INFUSOMAT SPACE | 8713050U | INFUSION PUMPS | 110231 |  | 109475 | 2016-03-31 | 2018-03-15 | 95700 | CLINICAL ENGINEERING | 2010-11-09 | USD | 2286.63 | Active | UNIVERSITY NEW MEXICO HOSPITAL
79703 | 1213913 | B BRAUN MEDICAL INC | INFUSOMAT SPACE | 8713050U | INFUSION PUMPS | 110231 |  | 110050 | 2016-03-25 | 2018-03-15 | 95700 | CLINICAL ENGINEERING | 2010-11-09 | USD | 2286.63 | Active | UNIVERSITY NEW MEXICO HOSPITAL
79660 | 1213751 | B BRAUN MEDICAL INC | INFUSOMAT SPACE | 8713050U | INFUSION PUMPS | 110231 |  | 109559 | 2016-03-18 | 2018-03-15 | 95700 | CLINICAL ENGINEERING | 2010-11-09 | USD | 2286.63 | Active | UNIVERSITY NEW MEXICO HOSPITAL
79689 | 1213735 | B BRAUN MEDICAL INC | INFUSOMAT SPACE | 8713050U | INFUSION PUMPS | 110231 |  | 109936 | 2016-04-11 | 2018-04-15 | 95700 | CLINICAL ENGINEERING | 2010-11-09 | USD | 2286.63 | Active | UNIVERSITY NEW MEXICO HOSPITAL
79659 | 1213746 | B BRAUN MEDICAL INC | INFUSOMAT SPACE | 8713050U | INFUSION PUMPS | 110231 |  | 109571 | 2016-03-25 | 2018-03-15 | 95700 | CLINICAL ENGINEERING | 2010-11-09 | USD | 2286.63 | Reactivated | UNIVERSITY NEW MEXICO HOSPITAL
79699 | 1213832 | B BRAUN MEDICAL INC | INFUSOMAT SPACE | 8713050U | INFUSION PUMPS | 110231 |  | 110078 | 2016-03-31 | 2018-03-15 | 95700 | CLINICAL ENGINEERING | 2010-11-09 | USD | 2286.63 | Active | UNIVERSITY NEW MEXICO HOSPITAL
79700 | 1213922 | B BRAUN MEDICAL INC | INFUSOMAT SPACE | 8713050U | INFUSION PUMPS | 110231 |  | 109926 | 2016-03-01 | 2018-03-15 | 95700 | CLINICAL ENGINEERING | 2010-11-09 | USD | 2286.63 | Active | UNIVERSITY NEW MEXICO HOSPITAL
79698 | 1213925 | B BRAUN MEDICAL INC | INFUSOMAT SPACE | 8713050U | INFUSION PUMPS | 110231 |  | 109842 | 2016-03-30 | 2018-03-15 | 95700 | CLINICAL ENGINEERING | 2010-11-09 | USD | 2286.63 | Active | UNIVERSITY NEW MEXICO HOSPITAL
79796 | 1213927 | B BRAUN MEDICAL INC | INFUSOMAT SPACE | 8713050U | INFUSION PUMPS | 110231 |  | 109954 | 2016-03-29 | 2018-03-15 | 95700 | CLINICAL ENGINEERING | 2010-11-09 | USD | 2286.63 | Active | UNIVERSITY NEW MEXICO HOSPITAL
79619 | 1213734 | B BRAUN MEDICAL INC | INFUSOMAT SPACE | 8713050U | INFUSION PUMPS | 110231 |  | 109699 | 2016-03-29 | 2018-03-15 | 95700 | CLINICAL ENGINEERING | 2010-11-09 | USD | 2286.63 | Active | UNIVERSITY NEW MEXICO HOSPITAL
79697 | 1213926 | B BRAUN MEDICAL INC | INFUSOMAT SPACE | 8713050U | INFUSION PUMPS | 110231 |  | 109674 | 2016-03-21 | 2018-03-15 | 95700 | CLINICAL ENGINEERING | 2010-11-09 | USD | 2286.63 | Reactivated | UNIVERSITY NEW MEXICO HOSPITAL
79389 | 1143972 | B BRAUN MEDICAL INC | INFUSOMAT SPACE | 8713050U | INFUSION PUMPS | 110231 |  | 109348 | 2016-03-25 | 2018-03-15 | 95700 | CLINICAL ENGINEERING | 2010-11-09 | USD | 2286.63 | Reactivated | UNIVERSITY NEW MEXICO HOSPITAL
79596 | 1213688 | B BRAUN MEDICAL INC | INFUSOMAT SPACE | 8713050U | INFUSION PUMPS | 110231 |  | 105526 | 2016-03-26 | 2018-03-15 | 95700 | CLINICAL ENGINEERING | 2010-11-09 | USD | 2286.63 | Active | UNIVERSITY NEW MEXICO HOSPITAL
79126 | 1143718 | B BRAUN MEDICAL INC | INFUSOMAT SPACE | 8713050U | INFUSION PUMPS | 110231 |  | 105428 | 2016-03-26 | 2018-03-15 | 95700 | CLINICAL ENGINEERING | 2010-11-09 | USD | 2286.63 | Active | UNIVERSITY NEW MEXICO HOSPITAL
79377 | 1143937 | B BRAUN MEDICAL INC | INFUSOMAT SPACE | 8713050U | INFUSION PUMPS | 110231 |  | 109564 | 2016-03-30 | 2018-03-15 | 95700 | CLINICAL ENGINEERING | 2010-11-09 | USD | 2286.63 | Active | UNIVERSITY NEW MEXICO HOSPITAL
79374 | 1143940 | B BRAUN MEDICAL INC | INFUSOMAT SPACE | 8713050U | INFUSION PUMPS | 110231 |  | 109352 | 2016-03-29 | 2018-03-15 | 95700 | CLINICAL ENGINEERING | 2010-11-09 | USD | 2286.63 | Active | UNIVERSITY NEW MEXICO HOSPITAL
79127 | 1143717 | B BRAUN MEDICAL INC | INFUSOMAT SPACE | 8713050U | INFUSION PUMPS | 110231 |  | 105317 | 2016-03-01 | 2018-03-15 | 95700 | CLINICAL ENGINEERING | 2010-11-09 | USD | 2286.63 | Active | UNIVERSITY NEW MEXICO HOSPITAL
79370 | 1143944 | B BRAUN MEDICAL INC | INFUSOMAT SPACE | 8713050U | INFUSION PUMPS | 110231 |  | 109244 | 2016-03-30 | 2018-03-15 | 95700 | CLINICAL ENGINEERING | 2010-11-09 | USD | 2286.63 | Active | UNIVERSITY NEW MEXICO HOSPITAL
79372 | 1143942 | B BRAUN MEDICAL INC | INFUSOMAT SPACE | 8713050U | INFUSION PUMPS | 110231 |  | 109372 | 2016-03-25 | 2018-03-15 | 95700 | CLINICAL ENGINEERING | 2010-11-09 | USD | 2286.63 | Active | UNIVERSITY NEW MEXICO HOSPITAL
79367 | 1143929 | B BRAUN MEDICAL INC | INFUSOMAT SPACE | 8713050U | INFUSION PUMPS | 110231 |  | 109199 | 2016-03-25 | 2018-03-15 | 95700 | CLINICAL ENGINEERING | 2010-11-09 | USD | 2286.63 | Active | UNIVERSITY NEW MEXICO HOSPITAL
76888 | 1164312 | B BRAUN MEDICAL INC | INFUSOMAT SPACE | 8713050U | INFUSION PUMPS | 110231 |  | 105663 | 2016-03-01 | 2018-03-15 | 95700 | CLINICAL ENGINEERING | 2010-11-09 | USD | 2286.63 | Active | UNIVERSITY NEW MEXICO HOSPITAL
79747 | 1213843 | B BRAUN MEDICAL INC | INFUSOMAT SPACE | 8713050U | INFUSION PUMPS | 110231 |  | 110025 | 2016-03-31 | 2018-03-15 | 95700 | CLINICAL ENGINEERING | 2010-11-09 | USD | 2286.63 | Active | UNIVERSITY NEW MEXICO HOSPITAL
79687 | 1213803 | B BRAUN MEDICAL INC | INFUSOMAT SPACE | 8713050U | INFUSION PUMPS | 110231 |  | 105819 | 2016-03-22 | 2018-03-15 | 95700 | CLINICAL ENGINEERING | 2010-11-09 | USD | 2286.63 | Active | UNIVERSITY NEW MEXICO HOSPITAL
79212 | 1143980 | B BRAUN MEDICAL INC | INFUSOMAT SPACE | 8713050U | INFUSION PUMPS | 110231 |  | 109583 | 2016-03-18 | 2018-03-15 | 95700 | CLINICAL ENGINEERING | 2010-11-09 | USD | 2286.63 | Active | UNIVERSITY NEW MEXICO HOSPITAL
79214 | 1143978 | B BRAUN MEDICAL INC | INFUSOMAT SPACE | 8713050U | INFUSION PUMPS | 110231 |  | 109654 | 2017-03-16 | 2018-03-15 | 95700 | CLINICAL ENGINEERING | 2010-11-09 | USD | 2286.63 | Active | UNIVERSITY NEW MEXICO HOSPITAL
79213 | 1143979 | B BRAUN MEDICAL INC | INFUSOMAT SPACE | 8713050U | INFUSION PUMPS | 110231 |  | 109480 | 2016-03-26 | 2018-03-15 | 95700 | CLINICAL ENGINEERING | 2010-11-09 | USD | 2286.63 | Active | UNIVERSITY NEW MEXICO HOSPITAL
79210 | 1143785 | B BRAUN MEDICAL INC | INFUSOMAT SPACE | 8713050U | INFUSION PUMPS | 110231 |  | 109575 | 2016-03-01 | 2018-03-15 | 95700 | CLINICAL ENGINEERING | 2010-11-09 | USD | 2286.63 | Reactivated | UNIVERSITY NEW MEXICO HOSPITAL
76764 | 1164156 | B BRAUN MEDICAL INC | INFUSOMAT SPACE | 8713050U | INFUSION PUMPS | 110231 |  | 109807 | 2016-03-31 | 2018-03-15 | 95700 | CLINICAL ENGINEERING | 2010-11-09 | USD | 2286.63 | Active | UNIVERSITY NEW MEXICO HOSPITAL
76628 | 1164197 | B BRAUN MEDICAL INC | INFUSOMAT SPACE | 8713050U | INFUSION PUMPS | 110231 |  | 105612 | 2016-03-28 | 2018-03-15 | 95700 | CLINICAL ENGINEERING | 2010-11-09 | USD | 2286.63 | Active | UNIVERSITY NEW MEXICO HOSPITAL
76625 | 1164123 | B BRAUN MEDICAL INC | INFUSOMAT SPACE | 8713050U | INFUSION PUMPS | 110231 |  | 105571 | 2016-03-30 | 2018-03-15 | 95700 | CLINICAL ENGINEERING | 2010-11-09 | USD | 2286.63 | Active | UNIVERSITY NEW MEXICO HOSPITAL
76624 | 1164122 | B BRAUN MEDICAL INC | INFUSOMAT SPACE | 8713050U | INFUSION PUMPS | 110231 |  | 105208 | 2016-03-29 | 2018-03-15 | 95700 | CLINICAL ENGINEERING | 2010-11-09 | USD | 2286.63 | Active | UNIVERSITY NEW MEXICO HOSPITAL
76475 | 1163946 | B BRAUN MEDICAL INC | INFUSOMAT SPACE | 8713050U | INFUSION PUMPS | 110231 |  | 109733 | 2016-03-26 | 2018-03-15 | 95700 | CLINICAL ENGINEERING | 2010-11-09 | USD | 2286.63 | Active | UNIVERSITY NEW MEXICO HOSPITAL
76474 | 1163943 | B BRAUN MEDICAL INC | INFUSOMAT SPACE | 8713050U | INFUSION PUMPS | 110231 |  | 109799 | 2016-03-01 | 2018-03-15 | 95700 | CLINICAL ENGINEERING | 2010-11-09 | USD | 2286.63 | Active | UNIVERSITY NEW MEXICO HOSPITAL
76465 | 1163944 | B BRAUN MEDICAL INC | INFUSOMAT SPACE | 8713050U | INFUSION PUMPS | 110231 |  | 109711 | 2016-03-28 | 2018-03-15 | 95700 | CLINICAL ENGINEERING | 2010-11-09 | USD | 2286.63 | Active | UNIVERSITY NEW MEXICO HOSPITAL
76464 | 1163942 | B BRAUN MEDICAL INC | INFUSOMAT SPACE | 8713050U | INFUSION PUMPS | 110231 |  | 109687 | 2016-03-29 | 2018-03-15 | 95700 | CLINICAL ENGINEERING | 2010-11-09 | USD | 2286.63 | Active | UNIVERSITY NEW MEXICO HOSPITAL
76463 | 1163941 | B BRAUN MEDICAL INC | INFUSOMAT SPACE | 8713050U | INFUSION PUMPS | 110231 |  | 109803 | 2016-03-18 | 2018-03-15 | 95700 | CLINICAL ENGINEERING | 2010-11-09 | USD | 2286.63 | Active | UNIVERSITY NEW MEXICO HOSPITAL
76456 | 1163940 | B BRAUN MEDICAL INC | INFUSOMAT SPACE | 8713050U | INFUSION PUMPS | 110231 |  | 109832 | 2016-03-18 | 2018-03-15 | 95700 | CLINICAL ENGINEERING | 2010-11-09 | USD | 2286.63 | Active | UNIVERSITY NEW MEXICO HOSPITAL
76457 | 1163945 | B BRAUN MEDICAL INC | INFUSOMAT SPACE | 8713050U | INFUSION PUMPS | 110231 |  | 109856 | 2016-03-30 | 2018-03-15 | 95700 | CLINICAL ENGINEERING | 2010-11-09 | USD | 2286.63 | Active | UNIVERSITY NEW MEXICO HOSPITAL
76455 | 1163939 | B BRAUN MEDICAL INC | INFUSOMAT SPACE | 8713050U | INFUSION PUMPS | 110231 |  | 109712 | 2016-03-28 | 2018-03-15 | 95700 | CLINICAL ENGINEERING | 2010-11-09 | USD | 2286.63 | Active | UNIVERSITY NEW MEXICO HOSPITAL
76454 | 1163938 | B BRAUN MEDICAL INC | INFUSOMAT SPACE | 8713050U | INFUSION PUMPS | 110231 |  | 109865 | 2016-03-18 | 2018-03-15 | 95700 | CLINICAL ENGINEERING | 2010-11-09 | USD | 2286.63 | Active | UNIVERSITY NEW MEXICO HOSPITAL
76889 | 1164313 | B BRAUN MEDICAL INC | INFUSOMAT SPACE | 8713050U | INFUSION PUMPS | 110231 |  | 105719 | 2016-03-22 | 2018-03-15 | 95700 | CLINICAL ENGINEERING | 2010-11-09 | USD | 2286.63 | Active | UNIVERSITY NEW MEXICO HOSPITAL
76452 | 1163980 | B BRAUN MEDICAL INC | INFUSOMAT SPACE | 8713050U | INFUSION PUMPS | 110231 |  | 109873 | 2016-03-21 | 2018-03-15 | 95700 | CLINICAL ENGINEERING | 2010-11-09 | USD | 2286.63 | Active | UNIVERSITY NEW MEXICO HOSPITAL
76451 | 1163979 | B BRAUN MEDICAL INC | INFUSOMAT SPACE | 8713050U | INFUSION PUMPS | 110231 |  | 109828 | 2017-03-15 | 2018-03-15 | 95700 | CLINICAL ENGINEERING | 2010-11-09 | USD | 2286.63 | Active | UNIVERSITY NEW MEXICO HOSPITAL
76450 | 1163978 | B BRAUN MEDICAL INC | INFUSOMAT SPACE | 8713050U | INFUSION PUMPS | 110231 |  | 109675 | 2016-04-12 | 2018-04-15 | 95700 | CLINICAL ENGINEERING | 2010-11-09 | USD | 2286.63 | Active | UNIVERSITY NEW MEXICO HOSPITAL
76449 | 1163977 | B BRAUN MEDICAL INC | INFUSOMAT SPACE | 8713050U | INFUSION PUMPS | 110231 |  | 109746 | 2016-03-30 | 2018-03-15 | 95700 | CLINICAL ENGINEERING | 2010-11-09 | USD | 2286.63 | Active | UNIVERSITY NEW MEXICO HOSPITAL
76798 | 1164317 | B BRAUN MEDICAL INC | INFUSOMAT SPACE | 8713050U | INFUSION PUMPS | 110231 |  | 105390 | 2016-03-31 | 2018-03-15 | 95700 | CLINICAL ENGINEERING | 2010-11-09 | USD | 2286.63 | Active | UNIVERSITY NEW MEXICO HOSPITAL
76802 | 1164321 | B BRAUN MEDICAL INC | INFUSOMAT SPACE | 8713050U | INFUSION PUMPS | 110231 |  | 105387 | 2016-03-17 | 2018-03-15 | 95700 | CLINICAL ENGINEERING | 2010-11-09 | USD | 2286.63 | Active | UNIVERSITY NEW MEXICO HOSPITAL
76800 | 1164319 | B BRAUN MEDICAL INC | INFUSOMAT SPACE | 8713050U | INFUSION PUMPS | 110231 |  | 105162 | 2016-03-25 | 2018-03-15 | 95700 | CLINICAL ENGINEERING | 2010-11-09 | USD | 2286.63 | Active | UNIVERSITY NEW MEXICO HOSPITAL
76562 | 1164027 | B BRAUN MEDICAL INC | INFUSOMAT SPACE | 8713050U | INFUSION PUMPS | 110231 |  | 109651 | 2016-03-29 | 2018-03-15 | 95700 | CLINICAL ENGINEERING | 2010-11-09 | USD | 2286.63 | Active | UNIVERSITY NEW MEXICO HOSPITAL
79215 | 1143977 | B BRAUN MEDICAL INC | INFUSOMAT SPACE | 8713050U | INFUSION PUMPS | 110231 |  | 109581 | 2016-03-19 | 2018-03-15 | 95700 | CLINICAL ENGINEERING | 2010-11-09 | USD | 2286.63 | Active | UNIVERSITY NEW MEXICO HOSPITAL
79342 | 1143925 | B BRAUN MEDICAL INC | INFUSOMAT SPACE | 8713050U | INFUSION PUMPS | 110231 |  | 108509 | 2016-03-30 | 2018-03-15 | 95700 | CLINICAL ENGINEERING | 2010-11-09 | USD | 2286.63 | Active | UNIVERSITY NEW MEXICO HOSPITAL
79343 | 1143924 | B BRAUN MEDICAL INC | INFUSOMAT SPACE | 8713050U | INFUSION PUMPS | 110231 |  | 108472 | 2016-03-01 | 2018-03-15 | 95700 | CLINICAL ENGINEERING | 2010-11-09 | USD | 2286.63 | Active | UNIVERSITY NEW MEXICO HOSPITAL
79344 | 1143923 | B BRAUN MEDICAL INC | INFUSOMAT SPACE | 8713050U | INFUSION PUMPS | 110231 |  | 108503 | 2016-03-25 | 2018-03-15 | 95700 | CLINICAL ENGINEERING | 2010-11-09 | USD | 2286.63 | Active | UNIVERSITY NEW MEXICO HOSPITAL
79357 | 1143921 | B BRAUN MEDICAL INC | INFUSOMAT SPACE | 8713050U | INFUSION PUMPS | 110231 |  | 109362 | 2017-03-16 | 2018-03-15 | 95700 | CLINICAL ENGINEERING | 2010-11-09 | USD | 2286.63 | Active | UNIVERSITY NEW MEXICO HOSPITAL
79358 | 1143920 | B BRAUN MEDICAL INC | INFUSOMAT SPACE | 8713050U | INFUSION PUMPS | 110231 |  | 109312 | 2016-03-28 | 2018-03-15 | 95700 | CLINICAL ENGINEERING | 2010-11-09 | USD | 2286.63 | Active | UNIVERSITY NEW MEXICO HOSPITAL
79359 | 1143919 | B BRAUN MEDICAL INC | INFUSOMAT SPACE | 8713050U | INFUSION PUMPS | 110231 |  | 109287 | 2016-04-12 | 2018-04-15 | 95700 | CLINICAL ENGINEERING | 2010-11-09 | USD | 2286.63 | Active | UNIVERSITY NEW MEXICO HOSPITAL
79314 | 1143888 | B BRAUN MEDICAL INC | INFUSOMAT SPACE | 8713050U | INFUSION PUMPS | 110231 |  | 105228 | 2016-03-19 | 2018-03-15 | 95700 | CLINICAL ENGINEERING | 2010-11-09 | USD | 2286.63 | Active | UNIVERSITY NEW MEXICO HOSPITAL
79316 | 1143886 | B BRAUN MEDICAL INC | INFUSOMAT SPACE | 8713050U | INFUSION PUMPS | 110231 |  | 108480 | 2016-03-31 | 2018-03-15 | 95700 | CLINICAL ENGINEERING | 2010-11-09 | USD | 2286.63 | Active | UNIVERSITY NEW MEXICO HOSPITAL
79318 | 1143884 | B BRAUN MEDICAL INC | INFUSOMAT SPACE | 8713050U | INFUSION PUMPS | 110231 |  | 108736 | 2016-03-29 | 2018-03-15 | 95700 | CLINICAL ENGINEERING | 2010-11-09 | USD | 2286.63 | Active | UNIVERSITY NEW MEXICO HOSPITAL
79320 | 1143909 | B BRAUN MEDICAL INC | INFUSOMAT SPACE | 8713050U | INFUSION PUMPS | 110231 |  | 108463 | 2016-04-11 | 2018-04-15 | 95700 | CLINICAL ENGINEERING | 2010-11-09 | USD | 2286.63 | Active | UNIVERSITY NEW MEXICO HOSPITAL
79398 | 1213500 | B BRAUN MEDICAL INC | INFUSOMAT SPACE | 8713050U | INFUSION PUMPS | 110231 |  | 109429 | 2016-03-01 | 2018-03-15 | 95700 | CLINICAL ENGINEERING | 2010-11-09 | USD | 2286.63 | Active | UNIVERSITY NEW MEXICO HOSPITAL
79399 | 1213501 | B BRAUN MEDICAL INC | INFUSOMAT SPACE | 8713050U | INFUSION PUMPS | 110231 |  | 109346 | 2016-03-19 | 2018-03-15 | 95700 | CLINICAL ENGINEERING | 2010-11-09 | USD | 2286.63 | Active | UNIVERSITY NEW MEXICO HOSPITAL
79400 | 1213502 | B BRAUN MEDICAL INC | INFUSOMAT SPACE | 8713050U | INFUSION PUMPS | 110231 |  | 109546 | 2016-03-18 | 2018-03-15 | 95700 | CLINICAL ENGINEERING | 2010-11-09 | USD | 2286.63 | Active | UNIVERSITY NEW MEXICO HOSPITAL
79401 | 1213503 | B BRAUN MEDICAL INC | INFUSOMAT SPACE | 8713050U | INFUSION PUMPS | 110231 |  | 109451 | 2016-03-29 | 2018-03-15 | 95700 | CLINICAL ENGINEERING | 2010-11-09 | USD | 2286.63 | Active | UNIVERSITY NEW MEXICO HOSPITAL
79749 | 1213841 | B BRAUN MEDICAL INC | INFUSOMAT SPACE | 8713050U | INFUSION PUMPS | 110231 |  | 110053 | 2016-03-21 | 2018-03-15 | 95700 | CLINICAL ENGINEERING | 2010-11-09 | USD | 2286.63 | Active | UNIVERSITY NEW MEXICO HOSPITAL
79748 | 1213842 | B BRAUN MEDICAL INC | INFUSOMAT SPACE | 8713050U | INFUSION PUMPS | 110231 |  | 109950 | 2016-03-24 | 2018-03-15 | 95700 | CLINICAL ENGINEERING | 2010-11-09 | USD | 2286.63 | Active | UNIVERSITY NEW MEXICO HOSPITAL
79751 | 1213911 | B BRAUN MEDICAL INC | INFUSOMAT SPACE | 8713050U | INFUSION PUMPS | 110231 |  | 109977 | 2016-03-29 | 2018-03-15 | 95700 | CLINICAL ENGINEERING | 2010-11-09 | USD | 2286.63 | Active | UNIVERSITY NEW MEXICO HOSPITAL
79708 | 1213910 | B BRAUN MEDICAL INC | INFUSOMAT SPACE | 8713050U | INFUSION PUMPS | 110231 |  | 110042 | 2016-04-11 | 2018-04-15 | 95700 | CLINICAL ENGINEERING | 2010-11-09 | USD | 2286.63 | Active | UNIVERSITY NEW MEXICO HOSPITAL
79709 | 1213909 | B BRAUN MEDICAL INC | INFUSOMAT SPACE | 8713050U | INFUSION PUMPS | 110231 |  | 109937 | 2016-03-01 | 2018-03-15 | 95700 | CLINICAL ENGINEERING | 2010-11-09 | USD | 2286.63 | Active | UNIVERSITY NEW MEXICO HOSPITAL
79711 | 1213907 | B BRAUN MEDICAL INC | INFUSOMAT SPACE | 8713050U | INFUSION PUMPS | 110231 |  | 109965 | 2016-03-25 | 2018-03-15 | 95700 | CLINICAL ENGINEERING | 2010-11-09 | USD | 2286.63 | Active | UNIVERSITY NEW MEXICO HOSPITAL
79710 | 1213908 | B BRAUN MEDICAL INC | INFUSOMAT SPACE | 8713050U | INFUSION PUMPS | 110231 |  | 109934 | 2016-03-26 | 2018-03-15 | 95700 | CLINICAL ENGINEERING | 2010-11-09 | USD | 2286.63 | Active | UNIVERSITY NEW MEXICO HOSPITAL
79696 | 1213804 | B BRAUN MEDICAL INC | INFUSOMAT SPACE | 8713050U | INFUSION PUMPS | 110231 |  | 109853 | 2016-03-26 | 2018-03-15 | 95700 | CLINICAL ENGINEERING | 2010-11-09 | USD | 2286.63 | Active | UNIVERSITY NEW MEXICO HOSPITAL
79714 | 1213904 | B BRAUN MEDICAL INC | INFUSOMAT SPACE | 8713050U | INFUSION PUMPS | 110231 |  | 109701 | 2016-03-01 | 2018-03-15 | 95700 | CLINICAL ENGINEERING | 2010-11-09 | USD | 2286.63 | Active | UNIVERSITY NEW MEXICO HOSPITAL
79715 | 1213921 | B BRAUN MEDICAL INC | INFUSOMAT SPACE | 8713050U | INFUSION PUMPS | 110231 |  | 109990 | 2016-03-17 | 2018-03-15 | 95700 | CLINICAL ENGINEERING | 2010-11-09 | USD | 2286.63 | Active | UNIVERSITY NEW MEXICO HOSPITAL
79713 | 1213905 | B BRAUN MEDICAL INC | INFUSOMAT SPACE | 8713050U | INFUSION PUMPS | 110231 |  | 109901 | 2016-03-25 | 2018-03-15 | 95700 | CLINICAL ENGINEERING | 2010-11-09 | USD | 2286.63 | Active | UNIVERSITY NEW MEXICO HOSPITAL
79655 | 1213742 | B BRAUN MEDICAL INC | INFUSOMAT SPACE | 8713050U | INFUSION PUMPS | 110231 |  | 109735 | 2016-03-22 | 2018-03-15 | 95700 | CLINICAL ENGINEERING | 2010-11-09 | USD | 2286.63 | Active | UNIVERSITY NEW MEXICO HOSPITAL
79656 | 1213743 | B BRAUN MEDICAL INC | INFUSOMAT SPACE | 8713050U | INFUSION PUMPS | 110231 |  | 109777 | 2016-03-25 | 2018-03-15 | 95700 | CLINICAL ENGINEERING | 2010-11-09 | USD | 2286.63 | Active | UNIVERSITY NEW MEXICO HOSPITAL
79657 | 1213744 | B BRAUN MEDICAL INC | INFUSOMAT SPACE | 8713050U | INFUSION PUMPS | 110231 |  | 109963 | 2016-03-01 | 2018-03-15 | 95700 | CLINICAL ENGINEERING | 2010-11-09 | USD | 2286.63 | Active | UNIVERSITY NEW MEXICO HOSPITAL
79820 | 1213874 | B BRAUN MEDICAL INC | INFUSOMAT SPACE | 8713050U | INFUSION PUMPS | 110231 |  | 109225 | 2016-03-30 | 2018-03-15 | 95700 | CLINICAL ENGINEERING | 2010-11-09 | USD | 2286.63 | Active | UNIVERSITY NEW MEXICO HOSPITAL
79763 | 1213878 | B BRAUN MEDICAL INC | INFUSOMAT SPACE | 8713050U | INFUSION PUMPS | 110231 |  | 109270 | 2016-04-11 | 2018-04-15 | 95700 | CLINICAL ENGINEERING | 2010-11-09 | USD | 2286.63 | Active | UNIVERSITY NEW MEXICO HOSPITAL
79824 | 1213888 | B BRAUN MEDICAL INC | INFUSOMAT SPACE | 8713050U | INFUSION PUMPS | 110231 |  | 109213 | 2016-03-31 | 2018-03-15 | 95700 | CLINICAL ENGINEERING | 2010-11-09 | USD | 2286.63 | Reactivated | UNIVERSITY NEW MEXICO HOSPITAL
79764 | 1213883 | B BRAUN MEDICAL INC | INFUSOMAT SPACE | 8713050U | INFUSION PUMPS | 110231 |  | 109219 | 2016-03-01 | 2018-03-15 | 95700 | CLINICAL ENGINEERING | 2010-11-09 | USD | 2286.63 | Active | UNIVERSITY NEW MEXICO HOSPITAL
79755 | 1213882 | B BRAUN MEDICAL INC | INFUSOMAT SPACE | 8713050U | INFUSION PUMPS | 110231 |  | 109248 | 2016-03-22 | 2018-03-15 | 95700 | CLINICAL ENGINEERING | 2010-11-09 | USD | 2286.63 | Active | UNIVERSITY NEW MEXICO HOSPITAL
79754 | 1213881 | B BRAUN MEDICAL INC | INFUSOMAT SPACE | 8713050U | INFUSION PUMPS | 110231 |  | 109419 | 2016-03-18 | 2018-03-15 | 95700 | CLINICAL ENGINEERING | 2010-11-09 | USD | 2286.63 | Active | UNIVERSITY NEW MEXICO HOSPITAL
79823 | 1213887 | B BRAUN MEDICAL INC | INFUSOMAT SPACE | 8713050U | INFUSION PUMPS | 110231 |  | 109416 | 2016-03-31 | 2018-03-15 | 95700 | CLINICAL ENGINEERING | 2010-11-09 | USD | 2286.63 | Reactivated | UNIVERSITY NEW MEXICO HOSPITAL
79822 | 1213886 | B BRAUN MEDICAL INC | INFUSOMAT SPACE | 8713050U | INFUSION PUMPS | 110231 |  | 109336 | 2016-03-28 | 2018-03-15 | 95700 | CLINICAL ENGINEERING | 2010-11-09 | USD | 2286.63 | Active | UNIVERSITY NEW MEXICO HOSPITAL
79781 | 1213870 | B BRAUN MEDICAL INC | INFUSOMAT SPACE | 8713050U | INFUSION PUMPS | 110231 |  | 109259 | 2016-03-30 | 2018-03-15 | 95700 | CLINICAL ENGINEERING | 2010-11-09 | USD | 2286.63 | Active | UNIVERSITY NEW MEXICO HOSPITAL
79783 | 1213872 | B BRAUN MEDICAL INC | INFUSOMAT SPACE | 8713050U | INFUSION PUMPS | 110231 |  | 109243 | 2016-03-29 | 2018-03-15 | 95700 | CLINICAL ENGINEERING | 2010-11-09 | USD | 2286.63 | Active | UNIVERSITY NEW MEXICO HOSPITAL
79819 | 1213873 | B BRAUN MEDICAL INC | INFUSOMAT SPACE | 8713050U | INFUSION PUMPS | 110231 |  | 109363 | 2016-03-30 | 2018-03-15 | 95700 | CLINICAL ENGINEERING | 2010-11-09 | USD | 2286.63 | Active | UNIVERSITY NEW MEXICO HOSPITAL
79817 | 1213768 | B BRAUN MEDICAL INC | INFUSOMAT SPACE | 8713050U | INFUSION PUMPS | 110231 |  | 109322 | 2016-03-25 | 2018-03-15 | 95700 | CLINICAL ENGINEERING | 2010-11-09 | USD | 2286.63 | Active | UNIVERSITY NEW MEXICO HOSPITAL
79782 | 1213871 | B BRAUN MEDICAL INC | INFUSOMAT SPACE | 8713050U | INFUSION PUMPS | 110231 |  | 109246 | 2016-03-28 | 2018-03-15 | 95700 | CLINICAL ENGINEERING | 2010-11-09 | USD | 2286.63 | Active | UNIVERSITY NEW MEXICO HOSPITAL
79816 | 1213867 | B BRAUN MEDICAL INC | INFUSOMAT SPACE | 8713050U | INFUSION PUMPS | 110231 |  | 109318 | 2016-03-28 | 2018-03-15 | 95700 | CLINICAL ENGINEERING | 2010-11-09 | USD | 2286.63 | Active | UNIVERSITY NEW MEXICO HOSPITAL
79780 | 1213876 | B BRAUN MEDICAL INC | INFUSOMAT SPACE | 8713050U | INFUSION PUMPS | 110231 |  | 109393 | 2016-03-26 | 2018-03-15 | 95700 | CLINICAL ENGINEERING | 2010-11-09 | USD | 2286.63 | Active | UNIVERSITY NEW MEXICO HOSPITAL
79826 | 1213890 | B BRAUN MEDICAL INC | INFUSOMAT SPACE | 8713050U | INFUSION PUMPS | 110231 |  | 109330 | 2016-03-31 | 2018-03-15 | 95700 | CLINICAL ENGINEERING | 2010-11-09 | USD | 2286.63 | Active | UNIVERSITY NEW MEXICO HOSPITAL
79680 | 1213815 | B BRAUN MEDICAL INC | INFUSOMAT SPACE | 8713050U | INFUSION PUMPS | 110231 |  | 105825 | 2016-03-23 | 2018-03-15 | 95700 | CLINICAL ENGINEERING | 2010-11-09 | USD | 2286.63 | Active | UNIVERSITY NEW MEXICO HOSPITAL
79825 | 1213889 | B BRAUN MEDICAL INC | INFUSOMAT SPACE | 8713050U | INFUSION PUMPS | 110231 |  | 109335 | 2016-03-25 | 2018-03-15 | 95700 | CLINICAL ENGINEERING | 2010-11-09 | USD | 2286.63 | Active | UNIVERSITY NEW MEXICO HOSPITAL
79765 | 1213884 | B BRAUN MEDICAL INC | INFUSOMAT SPACE | 8713050U | INFUSION PUMPS | 110231 |  | 109369 | 2016-03-30 | 2018-03-15 | 95700 | CLINICAL ENGINEERING | 2010-11-09 | USD | 2286.63 | Active | UNIVERSITY NEW MEXICO HOSPITAL
79607 | 1213709 | B BRAUN MEDICAL INC | INFUSOMAT SPACE | 8713050U | INFUSION PUMPS | 110231 |  | 105867 | 2016-03-23 | 2018-03-15 | 95700 | CLINICAL ENGINEERING | 2010-11-09 | USD | 2286.63 | Active | UNIVERSITY NEW MEXICO HOSPITAL
76775 | 1164227 | B BRAUN MEDICAL INC | INFUSOMAT SPACE | 8713050U | INFUSION PUMPS | 110231 |  | 105892 | 2016-03-29 | 2018-03-15 | 95700 | CLINICAL ENGINEERING | 2010-11-09 | USD | 2286.63 | Active | UNIVERSITY NEW MEXICO HOSPITAL
76792 | 1164327 | B BRAUN MEDICAL INC | INFUSOMAT SPACE | 8713050U | INFUSION PUMPS | 110231 |  | 110058 | 2016-04-11 | 2018-04-15 | 95700 | CLINICAL ENGINEERING | 2010-11-09 | USD | 2286.63 | Active | UNIVERSITY NEW MEXICO HOSPITAL
76774 | 1164226 | B BRAUN MEDICAL INC | INFUSOMAT SPACE | 8713050U | INFUSION PUMPS | 110231 |  | 105968 | 2016-03-24 | 2018-03-15 | 95700 | CLINICAL ENGINEERING | 2010-11-09 | USD | 2286.63 | Active | UNIVERSITY NEW MEXICO HOSPITAL
76773 | 1164224 | B BRAUN MEDICAL INC | INFUSOMAT SPACE | 8713050U | INFUSION PUMPS | 110231 |  | 106173 | 2016-03-25 | 2018-03-15 | 95700 | CLINICAL ENGINEERING | 2010-11-09 | USD | 2286.63 | Active | UNIVERSITY NEW MEXICO HOSPITAL
76772 | 1164223 | B BRAUN MEDICAL INC | INFUSOMAT SPACE | 8713050U | INFUSION PUMPS | 110231 |  | 105857 | 2016-03-23 | 2018-03-15 | 95700 | CLINICAL ENGINEERING | 2010-11-09 | USD | 2286.63 | Active | UNIVERSITY NEW MEXICO HOSPITAL
76763 | 1164149 | B BRAUN MEDICAL INC | INFUSOMAT SPACE | 8713050U | INFUSION PUMPS | 110231 |  | 109724 | 2016-03-23 | 2018-03-15 | 95700 | CLINICAL ENGINEERING | 2010-11-09 | USD | 2286.63 | Active | UNIVERSITY NEW MEXICO HOSPITAL
79243 | 1143825 | B BRAUN MEDICAL INC | INFUSOMAT SPACE | 8713050U | INFUSION PUMPS | 110231 |  | 108459 | 2016-03-26 | 2018-03-15 | 95700 | CLINICAL ENGINEERING | 2010-11-09 | USD | 2286.63 | Active | UNIVERSITY NEW MEXICO HOSPITAL
76725 | 1164148 | B BRAUN MEDICAL INC | INFUSOMAT SPACE | 8713050U | INFUSION PUMPS | 110231 |  | 109716 | 2016-03-23 | 2018-03-15 | 95700 | CLINICAL ENGINEERING | 2010-11-09 | USD | 2286.63 | Active | UNIVERSITY NEW MEXICO HOSPITAL
76699 | ACN 76699 | B BRAUN MEDICAL INC | INFUSOMAT SPACE | 8713050U | INFUSION PUMPS | 110231 |  | 105432 | 2016-03-28 | 2018-03-15 | 95700 | CLINICAL ENGINEERING | 2010-11-09 | USD | 2286.63 | Active | UNIVERSITY NEW MEXICO HOSPITAL
76674 | 1164213 | B BRAUN MEDICAL INC | INFUSOMAT SPACE | 8713050U | INFUSION PUMPS | 110231 |  | 105793 | 2016-03-01 | 2018-03-15 | 95700 | CLINICAL ENGINEERING | 2010-11-09 | USD | 2286.63 | Active | UNIVERSITY NEW MEXICO HOSPITAL
76673 | 1164212 | B BRAUN MEDICAL INC | INFUSOMAT SPACE | 8713050U | INFUSION PUMPS | 110231 |  | 105431 | 2016-04-11 | 2018-04-15 | 95700 | CLINICAL ENGINEERING | 2010-11-09 | USD | 2286.63 | Active | UNIVERSITY NEW MEXICO HOSPITAL
76672 | 1164211 | B BRAUN MEDICAL INC | INFUSOMAT SPACE | 8713050U | INFUSION PUMPS | 110231 |  | 105469 | 2016-04-07 | 2018-04-15 | 95700 | CLINICAL ENGINEERING | 2010-11-09 | USD | 2286.63 | Active | UNIVERSITY NEW MEXICO HOSPITAL
76662 | 1164257 | B BRAUN MEDICAL INC | INFUSOMAT SPACE | 8713050U | INFUSION PUMPS | 110231 |  | 105634 | 2016-03-24 | 2018-03-15 | 95700 | CLINICAL ENGINEERING | 2010-11-09 | USD | 2286.63 | Active | UNIVERSITY NEW MEXICO HOSPITAL
76660 | 1164250 | B BRAUN MEDICAL INC | INFUSOMAT SPACE | 8713050U | INFUSION PUMPS | 110231 |  | 105850 | 2016-03-24 | 2018-03-15 | 95700 | CLINICAL ENGINEERING | 2010-11-09 | USD | 2286.63 | Active | UNIVERSITY NEW MEXICO HOSPITAL
76649 | 1164210 | B BRAUN MEDICAL INC | INFUSOMAT SPACE | 8713050U | INFUSION PUMPS | 110231 |  | 105728 | 2016-03-25 | 2018-03-15 | 95700 | CLINICAL ENGINEERING | 2010-11-09 | USD | 2286.63 | Active | UNIVERSITY NEW MEXICO HOSPITAL
76645 | 1164206 | B BRAUN MEDICAL INC | INFUSOMAT SPACE | 8713050U | INFUSION PUMPS | 110231 |  | 105846 | 2016-03-31 | 2018-03-15 | 95700 | CLINICAL ENGINEERING | 2010-11-09 | USD | 2286.63 | Active | UNIVERSITY NEW MEXICO HOSPITAL
76610 | 1164059 | B BRAUN MEDICAL INC | INFUSOMAT SPACE | 8713050U | INFUSION PUMPS | 110231 |  | 109541 | 2016-03-25 | 2018-03-15 | 95700 | CLINICAL ENGINEERING | 2010-11-09 | USD | 2286.63 | Active | UNIVERSITY NEW MEXICO HOSPITAL
76609 | 1164086 | B BRAUN MEDICAL INC | INFUSOMAT SPACE | 8713050U | INFUSION PUMPS | 110231 |  | 109588 | 2016-03-29 | 2018-03-15 | 95700 | CLINICAL ENGINEERING | 2010-11-09 | USD | 2286.63 | Active | UNIVERSITY NEW MEXICO HOSPITAL
76603 | 1164057 | B BRAUN MEDICAL INC | INFUSOMAT SPACE | 8713050U | INFUSION PUMPS | 110231 |  | 109659 | 2016-03-25 | 2018-03-15 | 95700 | CLINICAL ENGINEERING | 2010-11-09 | USD | 2286.63 | Active | UNIVERSITY NEW MEXICO HOSPITAL
76608 | 1164087 | B BRAUN MEDICAL INC | INFUSOMAT SPACE | 8713050U | INFUSION PUMPS | 110231 |  | 109672 | 2016-03-28 | 2018-03-15 | 95700 | CLINICAL ENGINEERING | 2010-11-09 | USD | 2286.63 | Active | UNIVERSITY NEW MEXICO HOSPITAL
76602 | 1164056 | B BRAUN MEDICAL INC | INFUSOMAT SPACE | 8713050U | INFUSION PUMPS | 110231 |  | 109534 | 2016-03-30 | 2018-03-15 | 95700 | CLINICAL ENGINEERING | 2010-11-09 | USD | 2286.63 | Active | UNIVERSITY NEW MEXICO HOSPITAL
76600 | 1164061 | B BRAUN MEDICAL INC | INFUSOMAT SPACE | 8713050U | INFUSION PUMPS | 110231 |  | 109499 | 2016-03-01 | 2018-03-15 | 95700 | CLINICAL ENGINEERING | 2010-11-09 | USD | 2286.63 | Active | UNIVERSITY NEW MEXICO HOSPITAL
76595 | 1164075 | B BRAUN MEDICAL INC | INFUSOMAT SPACE | 8713050U | INFUSION PUMPS | 110231 |  | 109589 | 2016-03-22 | 2018-03-15 | 95700 | CLINICAL ENGINEERING | 2010-11-09 | USD | 2286.63 | Active | UNIVERSITY NEW MEXICO HOSPITAL
76588 | 1164097 | B BRAUN MEDICAL INC | INFUSOMAT SPACE | 8713050U | INFUSION PUMPS | 110231 |  | 109705 | 2016-03-01 | 2018-03-15 | 95700 | CLINICAL ENGINEERING | 2010-11-09 | USD | 2286.63 | Active | UNIVERSITY NEW MEXICO HOSPITAL
76587 | 1164096 | B BRAUN MEDICAL INC | INFUSOMAT SPACE | 8713050U | INFUSION PUMPS | 110231 |  | 109608 | 2016-03-26 | 2018-03-15 | 95700 | CLINICAL ENGINEERING | 2010-11-09 | USD | 2286.63 | Active | UNIVERSITY NEW MEXICO HOSPITAL
76585 | 1164094 | B BRAUN MEDICAL INC | INFUSOMAT SPACE | 8713050U | INFUSION PUMPS | 110231 |  | 109529 | 2016-03-29 | 2018-03-15 | 95700 | CLINICAL ENGINEERING | 2010-11-09 | USD | 2286.63 | Active | UNIVERSITY NEW MEXICO HOSPITAL
79967 | 1161568 | B BRAUN MEDICAL INC | INFUSOMAT SPACE | 8713050U | INFUSION PUMPS | 110231 |  | 106170 | 2016-03-28 | 2018-03-15 | 95700 | CLINICAL ENGINEERING | 2010-11-09 | USD | 2286.63 | Active | UNIVERSITY NEW MEXICO HOSPITAL
76592 | 1164103 | B BRAUN MEDICAL INC | INFUSOMAT SPACE | 8713050U | INFUSION PUMPS | 110231 |  | 109676 | 2016-03-30 | 2018-03-15 | 95700 | CLINICAL ENGINEERING | 2010-11-09 | USD | 2286.63 | Active | UNIVERSITY NEW MEXICO HOSPITAL
76906 | 1164339 | B BRAUN MEDICAL INC | INFUSOMAT SPACE | 8713050U | INFUSION PUMPS | 110231 |  | 105121 | 2016-03-31 | 2018-03-15 | 95700 | CLINICAL ENGINEERING | 2010-11-09 | USD | 2286.63 | Active | UNIVERSITY NEW MEXICO HOSPITAL
76908 | 1164348 | B BRAUN MEDICAL INC | INFUSOMAT SPACE | 8713050U | INFUSION PUMPS | 110231 |  | 105417 | 2016-03-01 | 2018-03-15 | 95700 | CLINICAL ENGINEERING | 2010-11-09 | USD | 2286.63 | Active | UNIVERSITY NEW MEXICO HOSPITAL
76680 | 1164219 | B BRAUN MEDICAL INC | INFUSOMAT SPACE | 8713050U | INFUSION PUMPS | 110231 |  | 105770 | 2016-03-19 | 2018-03-15 | 95700 | CLINICAL ENGINEERING | 2010-11-09 | USD | 2286.63 | Active | UNIVERSITY NEW MEXICO HOSPITAL
76766 | 1164153 | B BRAUN MEDICAL INC | INFUSOMAT SPACE | 8713050U | INFUSION PUMPS | 110231 |  | 109628 | 2016-03-25 | 2018-03-15 | 95700 | CLINICAL ENGINEERING | 2010-11-09 | USD | 2286.63 | Active | UNIVERSITY NEW MEXICO HOSPITAL
76590 | 1164106 | B BRAUN MEDICAL INC | INFUSOMAT SPACE | 8713050U | INFUSION PUMPS | 110231 |  | 109728 | 2016-03-29 | 2018-03-15 | 95700 | CLINICAL ENGINEERING | 2010-11-09 | USD | 2286.63 | Active | UNIVERSITY NEW MEXICO HOSPITAL
76768 | 1164109 | B BRAUN MEDICAL INC | INFUSOMAT SPACE | 8713050U | INFUSION PUMPS | 110231 |  | 109531 | 2016-04-05 | 2018-04-15 | 95700 | CLINICAL ENGINEERING | 2010-11-09 | USD | 2286.63 | Active | UNIVERSITY NEW MEXICO HOSPITAL
76767 | 1164152 | B BRAUN MEDICAL INC | INFUSOMAT SPACE | 8713050U | INFUSION PUMPS | 110231 |  | 109669 | 2016-03-22 | 2018-03-15 | 95700 | CLINICAL ENGINEERING | 2010-11-09 | USD | 2286.63 | Active | UNIVERSITY NEW MEXICO HOSPITAL
79979 | 1161605 | B BRAUN MEDICAL INC | INFUSOMAT SPACE | 8713050U | INFUSION PUMPS | 110231 |  | 105171 | 2016-03-29 | 2018-03-15 | 95700 | CLINICAL ENGINEERING | 2010-11-09 | USD | 2286.63 | Active | UNIVERSITY NEW MEXICO HOSPITAL
76799 | 1164318 | B BRAUN MEDICAL INC | INFUSOMAT SPACE | 8713050U | INFUSION PUMPS | 110231 |  | 105453 | 2016-04-04 | 2018-03-15 | 95700 | CLINICAL ENGINEERING | 2010-11-09 | USD | 2286.63 | Active | UNIVERSITY NEW MEXICO HOSPITAL
76890 | 1164314 | B BRAUN MEDICAL INC | INFUSOMAT SPACE | 8713050U | INFUSION PUMPS | 110231 |  | 105758 | 2016-03-31 | 2018-03-15 | 95700 | CLINICAL ENGINEERING | 2010-11-09 | USD | 2286.63 | Active | UNIVERSITY NEW MEXICO HOSPITAL
76676 | 1164214 | B BRAUN MEDICAL INC | INFUSOMAT SPACE | 8713050U | INFUSION PUMPS | 110231 |  | 105783 | 2016-04-07 | 2018-04-15 | 95700 | CLINICAL ENGINEERING | 2010-11-09 | USD | 2286.63 | Active | UNIVERSITY NEW MEXICO HOSPITAL
76671 | 1164272 | B BRAUN MEDICAL INC | INFUSOMAT SPACE | 8713050U | INFUSION PUMPS | 110231 |  | 105854 | 2016-03-01 | 2018-03-15 | 95700 | CLINICAL ENGINEERING | 2010-11-09 | USD | 2286.63 | Active | UNIVERSITY NEW MEXICO HOSPITAL
76675 | 1164215 | B BRAUN MEDICAL INC | INFUSOMAT SPACE | 8713050U | INFUSION PUMPS | 110231 |  | 105683 | 2016-03-01 | 2018-03-15 | 95700 | CLINICAL ENGINEERING | 2010-11-09 | USD | 2286.63 | Active | UNIVERSITY NEW MEXICO HOSPITAL
76687 | 1164263 | B BRAUN MEDICAL INC | INFUSOMAT SPACE | 8713050U | INFUSION PUMPS | 110231 |  | 105693 | 2016-03-30 | 2018-03-15 | 95700 | CLINICAL ENGINEERING | 2010-11-09 | USD | 2286.63 | Active | UNIVERSITY NEW MEXICO HOSPITAL
76686 | 1164262 | B BRAUN MEDICAL INC | INFUSOMAT SPACE | 8713050U | INFUSION PUMPS | 110231 |  | 105866 | 2016-03-31 | 2018-03-15 | 95700 | CLINICAL ENGINEERING | 2010-11-09 | USD | 2286.63 | Active | UNIVERSITY NEW MEXICO HOSPITAL
79753 | 1213880 | B BRAUN MEDICAL INC | INFUSOMAT SPACE | 8713050U | INFUSION PUMPS | 110231 |  | 109356 | 2016-03-30 | 2018-03-15 | 95700 | CLINICAL ENGINEERING | 2010-11-09 | USD | 2286.63 | Active | UNIVERSITY NEW MEXICO HOSPITAL
79752 | 1213879 | B BRAUN MEDICAL INC | INFUSOMAT SPACE | 8713050U | INFUSION PUMPS | 110231 |  | 109371 | 2016-03-26 | 2018-03-15 | 95700 | CLINICAL ENGINEERING | 2010-11-09 | USD | 2286.63 | Active | UNIVERSITY NEW MEXICO HOSPITAL
79821 | 1213875 | B BRAUN MEDICAL INC | INFUSOMAT SPACE | 8713050U | INFUSION PUMPS | 110231 |  | 109286 | 2016-03-30 | 2018-03-15 | 95700 | CLINICAL ENGINEERING | 2010-11-09 | USD | 2286.63 | Active | UNIVERSITY NEW MEXICO HOSPITAL
79706 | 1213915 | B BRAUN MEDICAL INC | INFUSOMAT SPACE | 8713050U | INFUSION PUMPS | 110231 |  | 109694 | 2016-03-01 | 2018-03-15 | 95700 | CLINICAL ENGINEERING | 2010-11-09 | USD | 2286.63 | Reactivated | UNIVERSITY NEW MEXICO HOSPITAL
79694 | 1213740 | B BRAUN MEDICAL INC | INFUSOMAT SPACE | 8713050U | INFUSION PUMPS | 110231 |  | 109968 | 2016-03-30 | 2018-03-15 | 95700 | CLINICAL ENGINEERING | 2010-11-09 | USD | 2286.63 | Active | UNIVERSITY NEW MEXICO HOSPITAL
79718 | 1213917 | B BRAUN MEDICAL INC | INFUSOMAT SPACE | 8713050U | INFUSION PUMPS | 110231 |  | 109833 | 2016-03-28 | 2018-03-15 | 95700 | CLINICAL ENGINEERING | 2010-11-09 | USD | 2286.63 | Active | UNIVERSITY NEW MEXICO HOSPITAL
79707 | 1213916 | B BRAUN MEDICAL INC | INFUSOMAT SPACE | 8713050U | INFUSION PUMPS | 110231 |  | 109445 | 2016-03-28 | 2018-03-15 | 95700 | CLINICAL ENGINEERING | 2010-11-09 | USD | 2286.63 | Active | UNIVERSITY NEW MEXICO HOSPITAL
79717 | 1213918 | B BRAUN MEDICAL INC | INFUSOMAT SPACE | 8713050U | INFUSION PUMPS | 110231 |  | 109737 | 2016-03-18 | 2018-03-15 | 95700 | CLINICAL ENGINEERING | 2010-11-09 | USD | 2286.63 | Active | UNIVERSITY NEW MEXICO HOSPITAL
79716 | 1213919 | B BRAUN MEDICAL INC | INFUSOMAT SPACE | 8713050U | INFUSION PUMPS | 110231 |  | 109916 | 2016-03-30 | 2018-03-15 | 95700 | CLINICAL ENGINEERING | 2010-11-09 | USD | 2286.63 | Active | UNIVERSITY NEW MEXICO HOSPITAL
79789 | 1213823 | B BRAUN MEDICAL INC | INFUSOMAT SPACE | 8713050U | INFUSION PUMPS | 110231 |  | 109930 | 2016-03-01 | 2018-03-15 | 95700 | CLINICAL ENGINEERING | 2010-11-09 | USD | 2286.63 | Active | UNIVERSITY NEW MEXICO HOSPITAL
79626 | 1213721 | B BRAUN MEDICAL INC | INFUSOMAT SPACE | 8713050U | INFUSION PUMPS | 110231 |  | 109677 | 2016-03-01 | 2018-03-15 | 95700 | CLINICAL ENGINEERING | 2010-11-09 | USD | 2286.63 | Active | UNIVERSITY NEW MEXICO HOSPITAL
79788 | 1213825 | B BRAUN MEDICAL INC | INFUSOMAT SPACE | 8713050U | INFUSION PUMPS | 110231 |  | 109414 | 2016-03-31 | 2018-03-15 | 95700 | CLINICAL ENGINEERING | 2010-11-09 | USD | 2286.63 | Active | UNIVERSITY NEW MEXICO HOSPITAL
79564 | 1213670 | B BRAUN MEDICAL INC | INFUSOMAT SPACE | 8713050U | INFUSION PUMPS | 110231 |  | 106118 | 2016-03-18 | 2018-03-15 | 95700 | CLINICAL ENGINEERING | 2010-11-09 | USD | 2286.63 | Active | UNIVERSITY NEW MEXICO HOSPITAL
79565 | 1213666 | B BRAUN MEDICAL INC | INFUSOMAT SPACE | 8713050U | INFUSION PUMPS | 110231 |  | 105901 | 2016-03-31 | 2018-03-15 | 95700 | CLINICAL ENGINEERING | 2010-11-09 | USD | 2286.63 | Active | UNIVERSITY NEW MEXICO HOSPITAL
79566 | 1213671 | B BRAUN MEDICAL INC | INFUSOMAT SPACE | 8713050U | INFUSION PUMPS | 110231 |  | 106182 | 2016-03-01 | 2018-03-15 | 95700 | CLINICAL ENGINEERING | 2010-11-09 | USD | 2286.63 | Active | UNIVERSITY NEW MEXICO HOSPITAL
79693 | 1213739 | B BRAUN MEDICAL INC | INFUSOMAT SPACE | 8713050U | INFUSION PUMPS | 110231 |  | 109670 | 2016-03-28 | 2018-03-15 | 95700 | CLINICAL ENGINEERING | 2010-11-09 | USD | 2286.63 | Active | UNIVERSITY NEW MEXICO HOSPITAL
79567 | 1213667 | B BRAUN MEDICAL INC | INFUSOMAT SPACE | 8713050U | INFUSION PUMPS | 110231 |  | 105594 | 2016-03-24 | 2018-03-15 | 95700 | CLINICAL ENGINEERING | 2010-11-09 | USD | 2286.63 | Active | UNIVERSITY NEW MEXICO HOSPITAL
79568 | 1213672 | B BRAUN MEDICAL INC | INFUSOMAT SPACE | 8713050U | INFUSION PUMPS | 110231 |  | 105802 | 2016-03-25 | 2018-03-15 | 95700 | CLINICAL ENGINEERING | 2010-11-09 | USD | 2286.63 | Active | UNIVERSITY NEW MEXICO HOSPITAL
79569 | 1213673 | B BRAUN MEDICAL INC | INFUSOMAT SPACE | 8713050U | INFUSION PUMPS | 110231 |  | 105795 | 2016-03-18 | 2018-03-15 | 95700 | CLINICAL ENGINEERING | 2010-11-09 | USD | 2286.63 | Active | UNIVERSITY NEW MEXICO HOSPITAL
79760 | 1213901 | B BRAUN MEDICAL INC | INFUSOMAT SPACE | 8713050U | INFUSION PUMPS | 110231 |  | 109339 | 2016-03-26 | 2018-03-15 | 95700 | CLINICAL ENGINEERING | 2010-11-09 | USD | 2286.63 | Active | UNIVERSITY NEW MEXICO HOSPITAL
79761 | 1213902 | B BRAUN MEDICAL INC | INFUSOMAT SPACE | 8713050U | INFUSION PUMPS | 110231 |  | 109256 | 2016-03-24 | 2018-03-15 | 95700 | CLINICAL ENGINEERING | 2010-11-09 | USD | 2286.63 | Reactivated | UNIVERSITY NEW MEXICO HOSPITAL
79540 | 1213639 | B BRAUN MEDICAL INC | INFUSOMAT SPACE | 8713050U | INFUSION PUMPS | 110231 |  | 106033 | 2016-03-01 | 2018-03-15 | 95700 | CLINICAL ENGINEERING | 2010-11-09 | USD | 2286.63 | Reactivated | UNIVERSITY NEW MEXICO HOSPITAL
79542 | 1213641 | B BRAUN MEDICAL INC | INFUSOMAT SPACE | 8713050U | INFUSION PUMPS | 110231 |  | 105766 | 2016-03-30 | 2018-03-15 | 95700 | CLINICAL ENGINEERING | 2010-11-09 | USD | 2286.63 | Active | UNIVERSITY NEW MEXICO HOSPITAL
79541 | 1213640 | B BRAUN MEDICAL INC | INFUSOMAT SPACE | 8713050U | INFUSION PUMPS | 110231 |  | 105789 | 2016-03-31 | 2018-03-15 | 95700 | CLINICAL ENGINEERING | 2010-11-09 | USD | 2286.63 | Active | UNIVERSITY NEW MEXICO HOSPITAL
79554 | 1213642 | B BRAUN MEDICAL INC | INFUSOMAT SPACE | 8713050U | INFUSION PUMPS | 110231 |  | 105690 | 2016-03-29 | 2018-03-15 | 95700 | CLINICAL ENGINEERING | 2010-11-09 | USD | 2286.63 | Active | UNIVERSITY NEW MEXICO HOSPITAL
79555 | 1213652 | B BRAUN MEDICAL INC | INFUSOMAT SPACE | 8713050U | INFUSION PUMPS | 110231 |  | 105888 | 2016-03-31 | 2018-03-15 | 95700 | CLINICAL ENGINEERING | 2010-11-09 | USD | 2286.63 | Reactivated | UNIVERSITY NEW MEXICO HOSPITAL
79556 | 1213653 | B BRAUN MEDICAL INC | INFUSOMAT SPACE | 8713050U | INFUSION PUMPS | 110231 |  | 105649 | 2016-03-26 | 2018-03-15 | 95700 | CLINICAL ENGINEERING | 2010-11-09 | USD | 2286.63 | Active | UNIVERSITY NEW MEXICO HOSPITAL
79557 | 1213654 | B BRAUN MEDICAL INC | INFUSOMAT SPACE | 8713050U | INFUSION PUMPS | 110231 |  | 105891 | 2016-03-31 | 2018-03-15 | 95700 | CLINICAL ENGINEERING | 2010-11-09 | USD | 2286.63 | Active | UNIVERSITY NEW MEXICO HOSPITAL
79559 | 1213656 | B BRAUN MEDICAL INC | INFUSOMAT SPACE | 8713050U | INFUSION PUMPS | 110231 |  | 106153 | 2016-03-30 | 2018-03-15 | 95700 | CLINICAL ENGINEERING | 2010-11-09 | USD | 2286.63 | Active | UNIVERSITY NEW MEXICO HOSPITAL
79560 | 1213657 | B BRAUN MEDICAL INC | INFUSOMAT SPACE | 8713050U | INFUSION PUMPS | 110231 |  | 105990 | 2016-03-25 | 2018-03-15 | 95700 | CLINICAL ENGINEERING | 2010-11-09 | USD | 2286.63 | Active | UNIVERSITY NEW MEXICO HOSPITAL
79561 | 1213658 | B BRAUN MEDICAL INC | INFUSOMAT SPACE | 8713050U | INFUSION PUMPS | 110231 |  | 106184 | 2016-03-24 | 2018-03-15 | 95700 | CLINICAL ENGINEERING | 2010-11-09 | USD | 2286.63 | Active | UNIVERSITY NEW MEXICO HOSPITAL
79551 | 1213663 | B BRAUN MEDICAL INC | INFUSOMAT SPACE | 8713050U | INFUSION PUMPS | 110231 |  | 106034 | 2014-11-25 | 2016-04-15 | 95700 | CLINICAL ENGINEERING | 2010-11-09 | USD | 2286.63 | Active | UNIVERSITY NEW MEXICO HOSPITAL
79558 | 1213655 | B BRAUN MEDICAL INC | INFUSOMAT SPACE | 8713050U | INFUSION PUMPS | 110231 |  | 105689 | 2016-03-01 | 2018-03-15 | 95700 | CLINICAL ENGINEERING | 2010-11-09 | USD | 2286.63 | Active | UNIVERSITY NEW MEXICO HOSPITAL
79552 | 1213664 | B BRAUN MEDICAL INC | INFUSOMAT SPACE | 8713050U | INFUSION PUMPS | 110231 |  | 105886 | 2016-03-01 | 2018-03-15 | 95700 | CLINICAL ENGINEERING | 2010-11-09 | USD | 2286.63 | Active | UNIVERSITY NEW MEXICO HOSPITAL
79563 | 1213660 | B BRAUN MEDICAL INC | INFUSOMAT SPACE | 8713050U | INFUSION PUMPS | 110231 |  | 105978 | 2016-03-30 | 2018-03-15 | 95700 | CLINICAL ENGINEERING | 2010-11-09 | USD | 2286.63 | Active | UNIVERSITY NEW MEXICO HOSPITAL
79553 | 1213665 | B BRAUN MEDICAL INC | INFUSOMAT SPACE | 8713050U | INFUSION PUMPS | 110231 |  | 105898 | 2016-03-18 | 2018-03-15 | 95700 | CLINICAL ENGINEERING | 2010-11-09 | USD | 2286.63 | Active | UNIVERSITY NEW MEXICO HOSPITAL
79803 | 1213829 | B BRAUN MEDICAL INC | INFUSOMAT SPACE | 8713050U | INFUSION PUMPS | 110231 |  | 110055 | 2016-03-24 | 2018-03-15 | 95700 | CLINICAL ENGINEERING | 2010-11-09 | USD | 2286.63 | Active | UNIVERSITY NEW MEXICO HOSPITAL
79804 | 1213819 | B BRAUN MEDICAL INC | INFUSOMAT SPACE | 8713050U | INFUSION PUMPS | 110231 |  | 110061 | 2016-03-29 | 2018-03-15 | 95700 | CLINICAL ENGINEERING | 2010-11-09 | USD | 2286.63 | Active | UNIVERSITY NEW MEXICO HOSPITAL
79624 | 1213719 | B BRAUN MEDICAL INC | INFUSOMAT SPACE | 8713050U | INFUSION PUMPS | 110231 |  | 109780 | 2016-03-23 | 2018-03-15 | 95700 | CLINICAL ENGINEERING | 2010-11-09 | USD | 2286.63 | Active | UNIVERSITY NEW MEXICO HOSPITAL
79785 | 1213828 | B BRAUN MEDICAL INC | INFUSOMAT SPACE | 8713050U | INFUSION PUMPS | 110231 |  | 109685 | 2016-03-25 | 2018-03-15 | 95700 | CLINICAL ENGINEERING | 2010-11-09 | USD | 2286.63 | Active | UNIVERSITY NEW MEXICO HOSPITAL
79562 | 1213659 | B BRAUN MEDICAL INC | INFUSOMAT SPACE | 8713050U | INFUSION PUMPS | 110231 |  | 106010 | 2016-03-19 | 2018-03-15 | 95700 | CLINICAL ENGINEERING | 2010-11-09 | USD | 2286.63 | Active | UNIVERSITY NEW MEXICO HOSPITAL
79625 | 1213720 | B BRAUN MEDICAL INC | INFUSOMAT SPACE | 8713050U | INFUSION PUMPS | 110231 |  | 109739 | 2016-03-29 | 2018-03-15 | 95700 | CLINICAL ENGINEERING | 2010-11-09 | USD | 2286.63 | Active | UNIVERSITY NEW MEXICO HOSPITAL
79786 | 1213827 | B BRAUN MEDICAL INC | INFUSOMAT SPACE | 8713050U | INFUSION PUMPS | 110231 |  | 109515 | 2016-04-04 | 2018-03-15 | 95700 | CLINICAL ENGINEERING | 2010-11-09 | USD | 2286.63 | Active | UNIVERSITY NEW MEXICO HOSPITAL
79787 | 1213826 | B BRAUN MEDICAL INC | INFUSOMAT SPACE | 8713050U | INFUSION PUMPS | 110231 |  | 109471 | 2016-03-01 | 2018-03-15 | 95700 | CLINICAL ENGINEERING | 2010-11-09 | USD | 2286.63 | Active | UNIVERSITY NEW MEXICO HOSPITAL
79474 | 1213570 | B BRAUN MEDICAL INC | INFUSOMAT SPACE | 8713050U | INFUSION PUMPS | 110231 |  | 105643 | 2016-03-25 | 2018-03-15 | 95700 | CLINICAL ENGINEERING | 2010-11-09 | USD | 2286.63 | Active | UNIVERSITY NEW MEXICO HOSPITAL
79473 | 1213569 | B BRAUN MEDICAL INC | INFUSOMAT SPACE | 8713050U | INFUSION PUMPS | 110231 |  | 105754 | 2016-03-19 | 2018-03-15 | 95700 | CLINICAL ENGINEERING | 2010-11-09 | USD | 2286.63 | Active | UNIVERSITY NEW MEXICO HOSPITAL
79470 | 1213566 | B BRAUN MEDICAL INC | INFUSOMAT SPACE | 8713050U | INFUSION PUMPS | 110231 |  | 105781 | 2016-03-28 | 2018-03-15 | 95700 | CLINICAL ENGINEERING | 2010-11-09 | USD | 2286.63 | Active | UNIVERSITY NEW MEXICO HOSPITAL
79471 | 1213567 | B BRAUN MEDICAL INC | INFUSOMAT SPACE | 8713050U | INFUSION PUMPS | 110231 |  | 105757 | 2016-03-25 | 2018-03-15 | 95700 | CLINICAL ENGINEERING | 2010-11-09 | USD | 2286.63 | Active | UNIVERSITY NEW MEXICO HOSPITAL
79472 | 1213568 | B BRAUN MEDICAL INC | INFUSOMAT SPACE | 8713050U | INFUSION PUMPS | 110231 |  | 105549 | 2016-04-04 | 2018-03-15 | 95700 | CLINICAL ENGINEERING | 2010-11-09 | USD | 2286.63 | Active | UNIVERSITY NEW MEXICO HOSPITAL
79469 | 1213565 | B BRAUN MEDICAL INC | INFUSOMAT SPACE | 8713050U | INFUSION PUMPS | 110231 |  | 105775 | 2016-03-01 | 2018-03-15 | 95700 | CLINICAL ENGINEERING | 2010-11-09 | USD | 2286.63 | Active | UNIVERSITY NEW MEXICO HOSPITAL
79468 | 1213564 | B BRAUN MEDICAL INC | INFUSOMAT SPACE | 8713050U | INFUSION PUMPS | 110231 |  | 105637 | 2016-03-30 | 2018-03-15 | 95700 | CLINICAL ENGINEERING | 2010-11-09 | USD | 2286.63 | Active | UNIVERSITY NEW MEXICO HOSPITAL
79467 | 1213563 | B BRAUN MEDICAL INC | INFUSOMAT SPACE | 8713050U | INFUSION PUMPS | 110231 |  | 105641 | 2016-03-31 | 2018-03-15 | 95700 | CLINICAL ENGINEERING | 2010-11-09 | USD | 2286.63 | Active | UNIVERSITY NEW MEXICO HOSPITAL
79493 | 1213587 | B BRAUN MEDICAL INC | INFUSOMAT SPACE | 8713050U | INFUSION PUMPS | 110231 |  | 109536 | 2016-04-07 | 2018-04-15 | 95700 | CLINICAL ENGINEERING | 2010-11-09 | USD | 2286.63 | Active | UNIVERSITY NEW MEXICO HOSPITAL
79488 | 1213582 | B BRAUN MEDICAL INC | INFUSOMAT SPACE | 8713050U | INFUSION PUMPS | 110231 |  | 105640 | 2016-04-04 | 2018-03-15 | 95700 | CLINICAL ENGINEERING | 2010-11-09 | USD | 2286.63 | Active | UNIVERSITY NEW MEXICO HOSPITAL
79475 | 1213580 | B BRAUN MEDICAL INC | INFUSOMAT SPACE | 8713050U | INFUSION PUMPS | 110231 |  | 105433 | 2016-04-04 | 2018-03-15 | 95700 | CLINICAL ENGINEERING | 2010-11-09 | USD | 2286.63 | Active | UNIVERSITY NEW MEXICO HOSPITAL
79476 | 1213581 | B BRAUN MEDICAL INC | INFUSOMAT SPACE | 8713050U | INFUSION PUMPS | 110231 |  | 105263 | 2016-03-31 | 2018-03-15 | 95700 | CLINICAL ENGINEERING | 2010-11-09 | USD | 2286.63 | Active | UNIVERSITY NEW MEXICO HOSPITAL
79489 | 1213583 | B BRAUN MEDICAL INC | INFUSOMAT SPACE | 8713050U | INFUSION PUMPS | 110231 |  | 105748 | 2016-03-31 | 2018-03-15 | 95700 | CLINICAL ENGINEERING | 2010-11-09 | USD | 2286.63 | Active | UNIVERSITY NEW MEXICO HOSPITAL
79492 | 1213586 | B BRAUN MEDICAL INC | INFUSOMAT SPACE | 8713050U | INFUSION PUMPS | 110231 |  | 105751 | 2016-03-30 | 2018-03-15 | 95700 | CLINICAL ENGINEERING | 2010-11-09 | USD | 2286.63 | Active | UNIVERSITY NEW MEXICO HOSPITAL
79491 | 1213585 | B BRAUN MEDICAL INC | INFUSOMAT SPACE | 8713050U | INFUSION PUMPS | 110231 |  | 105736 | 2014-11-21 | 2016-04-15 | 95700 | CLINICAL ENGINEERING | 2010-11-09 | USD | 2286.63 | Active | UNIVERSITY NEW MEXICO HOSPITAL
79490 | 1213584 | B BRAUN MEDICAL INC | INFUSOMAT SPACE | 8713050U | INFUSION PUMPS | 110231 |  | 105778 | 2016-03-01 | 2018-03-15 | 95700 | CLINICAL ENGINEERING | 2010-11-09 | USD | 2286.63 | Active | UNIVERSITY NEW MEXICO HOSPITAL
79448 | 1213537 | B BRAUN MEDICAL INC | INFUSOMAT SPACE | 8713050U | INFUSION PUMPS | 110231 |  | 109377 | 2016-03-25 | 2018-03-15 | 95700 | CLINICAL ENGINEERING | 2010-11-09 | USD | 2286.63 | Active | UNIVERSITY NEW MEXICO HOSPITAL
79980 | 1161606 | B BRAUN MEDICAL INC | INFUSOMAT SPACE | 8713050U | INFUSION PUMPS | 110231 |  | 105191 | 2016-04-08 | 2018-04-15 | 95700 | CLINICAL ENGINEERING | 2010-11-09 | USD | 2286.63 | Active | UNIVERSITY NEW MEXICO HOSPITAL
79971 | 1161580 | B BRAUN MEDICAL INC | INFUSOMAT SPACE | 8713050U | INFUSION PUMPS | 110231 |  | 106062 | 2016-03-17 | 2018-03-15 | 95700 | CLINICAL ENGINEERING | 2010-11-09 | USD | 2286.63 | Active | UNIVERSITY NEW MEXICO HOSPITAL
79974 | 1161582 | B BRAUN MEDICAL INC | INFUSOMAT SPACE | 8713050U | INFUSION PUMPS | 110231 |  | 105961 | 2016-03-01 | 2018-03-15 | 95700 | CLINICAL ENGINEERING | 2010-11-09 | USD | 2286.63 | Active | UNIVERSITY NEW MEXICO HOSPITAL
76750 | 1164159 | B BRAUN MEDICAL INC | INFUSOMAT SPACE | 8713050U | INFUSION PUMPS | 110231 |  | 109407 | 2016-03-17 | 2018-03-15 | 95700 | CLINICAL ENGINEERING | 2010-11-09 | USD | 2286.63 | Reactivated | UNIVERSITY NEW MEXICO HOSPITAL
79233 | 1143817 | B BRAUN MEDICAL INC | INFUSOMAT SPACE | 8713050U | INFUSION PUMPS | 110231 |  | 109658 | 2016-03-29 | 2018-03-15 | 95700 | CLINICAL ENGINEERING | 2010-11-09 | USD | 2286.63 | Reactivated | UNIVERSITY NEW MEXICO HOSPITAL
76537 | 1164011 | B BRAUN MEDICAL INC | INFUSOMAT SPACE | 8713050U | INFUSION PUMPS | 110231 |  | 109289 | 2016-04-12 | 2018-04-15 | 95700 | CLINICAL ENGINEERING | 2010-11-09 | USD | 2286.63 | Active | UNIVERSITY NEW MEXICO HOSPITAL
76571 | 1164043 | B BRAUN MEDICAL INC | INFUSOMAT SPACE | 8713050U | INFUSION PUMPS | 110231 |  | 109504 | 2016-03-29 | 2018-03-15 | 95700 | CLINICAL ENGINEERING | 2010-11-09 | USD | 2286.63 | Reactivated | UNIVERSITY NEW MEXICO HOSPITAL
76606 | 1164073 | B BRAUN MEDICAL INC | INFUSOMAT SPACE | 8713050U | INFUSION PUMPS | 110231 |  | 109592 | 2014-11-18 | 2016-04-15 | 95700 | CLINICAL ENGINEERING | 2010-11-09 | USD | 2286.63 | Active | UNIVERSITY NEW MEXICO HOSPITAL
76596 | 1164074 | B BRAUN MEDICAL INC | INFUSOMAT SPACE | 8713050U | INFUSION PUMPS | 110231 |  | 109463 | 2017-03-16 | 2018-03-15 | 95700 | CLINICAL ENGINEERING | 2010-11-09 | USD | 2286.63 | Active | UNIVERSITY NEW MEXICO HOSPITAL
76615 | 1164072 | B BRAUN MEDICAL INC | INFUSOMAT SPACE | 8713050U | INFUSION PUMPS | 110231 |  | 109593 | 2017-03-01 | 2018-03-15 | 95700 | CLINICAL ENGINEERING | 2010-11-09 | USD | 2286.63 | Active | UNIVERSITY NEW MEXICO HOSPITAL
76573 | 1164071 | B BRAUN MEDICAL INC | INFUSOMAT SPACE | 8713050U | INFUSION PUMPS | 110231 |  | 109484 | 2016-03-19 | 2018-03-15 | 95700 | CLINICAL ENGINEERING | 2010-11-09 | USD | 2286.63 | Reactivated | UNIVERSITY NEW MEXICO HOSPITAL
76547 | 1164046 | B BRAUN MEDICAL INC | INFUSOMAT SPACE | 8713050U | INFUSION PUMPS | 110231 |  | 109618 | 2016-03-26 | 2018-03-15 | 95700 | CLINICAL ENGINEERING | 2010-11-09 | USD | 2286.63 | Active | UNIVERSITY NEW MEXICO HOSPITAL
76550 | 1164079 | B BRAUN MEDICAL INC | INFUSOMAT SPACE | 8713050U | INFUSION PUMPS | 110231 |  | 109650 | 2016-03-24 | 2018-03-15 | 95700 | CLINICAL ENGINEERING | 2010-11-09 | USD | 2286.63 | Active | UNIVERSITY NEW MEXICO HOSPITAL
76560 | 1164078 | B BRAUN MEDICAL INC | INFUSOMAT SPACE | 8713050U | INFUSION PUMPS | 110231 |  | 109580 | 2016-03-01 | 2018-03-15 | 95700 | CLINICAL ENGINEERING | 2010-11-09 | USD | 2286.63 | Active | UNIVERSITY NEW MEXICO HOSPITAL
76541 | 1164052 | B BRAUN MEDICAL INC | INFUSOMAT SPACE | 8713050U | INFUSION PUMPS | 110231 |  | 109569 | 2016-03-31 | 2018-03-15 | 95700 | CLINICAL ENGINEERING | 2010-11-09 | USD | 2286.63 | Active | UNIVERSITY NEW MEXICO HOSPITAL
76665 | 1164265 | B BRAUN MEDICAL INC | INFUSOMAT SPACE | 8713050U | INFUSION PUMPS | 110231 |  | 105804 | 2016-03-31 | 2018-03-15 | 95700 | CLINICAL ENGINEERING | 2010-11-09 | USD | 2286.63 | Active | UNIVERSITY NEW MEXICO HOSPITAL
76688 | 1164266 | B BRAUN MEDICAL INC | INFUSOMAT SPACE | 8713050U | INFUSION PUMPS | 110231 |  | 105878 | 2016-03-01 | 2018-03-15 | 95700 | CLINICAL ENGINEERING | 2010-11-09 | USD | 2286.63 | Active | UNIVERSITY NEW MEXICO HOSPITAL
76681 | 1164220 | B BRAUN MEDICAL INC | INFUSOMAT SPACE | 8713050U | INFUSION PUMPS | 110231 |  | 105735 | 2016-03-28 | 2018-03-15 | 95700 | CLINICAL ENGINEERING | 2010-11-09 | USD | 2286.63 | Active | UNIVERSITY NEW MEXICO HOSPITAL
76666 | 1164267 | B BRAUN MEDICAL INC | INFUSOMAT SPACE | 8713050U | INFUSION PUMPS | 110231 |  | 105913 | 2016-04-07 | 2018-04-15 | 95700 | CLINICAL ENGINEERING | 2010-11-09 | USD | 2286.63 | Active | UNIVERSITY NEW MEXICO HOSPITAL
76839 | 1164385 | B BRAUN MEDICAL INC | INFUSOMAT SPACE | 8713050U | INFUSION PUMPS | 110231 |  | 106051 | 2016-04-12 | 2018-04-15 | 95700 | CLINICAL ENGINEERING | 2010-11-09 | USD | 2286.63 | Active | UNIVERSITY NEW MEXICO HOSPITAL
76837 | 1164383 | B BRAUN MEDICAL INC | INFUSOMAT SPACE | 8713050U | INFUSION PUMPS | 110231 |  | 106144 | 2016-03-24 | 2018-03-15 | 95700 | CLINICAL ENGINEERING | 2010-11-09 | USD | 2286.63 | Active | UNIVERSITY NEW MEXICO HOSPITAL
76831 | 1164377 | B BRAUN MEDICAL INC | INFUSOMAT SPACE | 8713050U | INFUSION PUMPS | 110231 |  | 105667 | 2016-03-30 | 2018-03-15 | 95700 | CLINICAL ENGINEERING | 2010-11-09 | USD | 2286.63 | Reactivated | UNIVERSITY NEW MEXICO HOSPITAL
76843 | 1164398 | B BRAUN MEDICAL INC | INFUSOMAT SPACE | 8713050U | INFUSION PUMPS | 110231 |  | 106142 | 2016-03-26 | 2018-03-15 | 95700 | CLINICAL ENGINEERING | 2010-11-09 | USD | 2286.63 | Active | UNIVERSITY NEW MEXICO HOSPITAL
76835 | 1164381 | B BRAUN MEDICAL INC | INFUSOMAT SPACE | 8713050U | INFUSION PUMPS | 110231 |  | 105947 | 2016-03-01 | 2018-03-15 | 95700 | CLINICAL ENGINEERING | 2010-11-09 | USD | 2286.63 | Active | UNIVERSITY NEW MEXICO HOSPITAL
76829 | 1164375 | B BRAUN MEDICAL INC | INFUSOMAT SPACE | 8713050U | INFUSION PUMPS | 110231 |  | 105352 | 2016-03-22 | 2018-03-15 | 95700 | CLINICAL ENGINEERING | 2010-11-09 | USD | 2286.63 | Active | UNIVERSITY NEW MEXICO HOSPITAL
76834 | 1164380 | B BRAUN MEDICAL INC | INFUSOMAT SPACE | 8713050U | INFUSION PUMPS | 110231 |  | 105809 | 2016-04-04 | 2018-03-15 | 95700 | CLINICAL ENGINEERING | 2010-11-09 | USD | 2286.63 | Active | UNIVERSITY NEW MEXICO HOSPITAL
76832 | 1164378 | B BRAUN MEDICAL INC | INFUSOMAT SPACE | 8713050U | INFUSION PUMPS | 110231 |  | 105489 | 2016-03-31 | 2018-03-15 | 95700 | CLINICAL ENGINEERING | 2010-11-09 | USD | 2286.63 | Active | UNIVERSITY NEW MEXICO HOSPITAL
76830 | 1164376 | B BRAUN MEDICAL INC | INFUSOMAT SPACE | 8713050U | INFUSION PUMPS | 110231 |  | 105926 | 2016-03-31 | 2018-03-15 | 95700 | CLINICAL ENGINEERING | 2010-11-09 | USD | 2286.63 | Active | UNIVERSITY NEW MEXICO HOSPITAL
76828 | 1164374 | B BRAUN MEDICAL INC | INFUSOMAT SPACE | 8713050U | INFUSION PUMPS | 110231 |  | 105821 | 2016-03-25 | 2018-03-15 | 95700 | CLINICAL ENGINEERING | 2010-11-09 | USD | 2286.63 | Active | UNIVERSITY NEW MEXICO HOSPITAL
76842 | 1164397 | B BRAUN MEDICAL INC | INFUSOMAT SPACE | 8713050U | INFUSION PUMPS | 110231 |  | 106125 | 2016-03-31 | 2018-03-15 | 95700 | CLINICAL ENGINEERING | 2010-11-09 | USD | 2286.63 | Active | UNIVERSITY NEW MEXICO HOSPITAL
76840 | 1164395 | B BRAUN MEDICAL INC | INFUSOMAT SPACE | 8713050U | INFUSION PUMPS | 110231 |  | 106194 | 2016-03-31 | 2018-03-15 | 95700 | CLINICAL ENGINEERING | 2010-11-09 | USD | 2286.63 | Active | UNIVERSITY NEW MEXICO HOSPITAL
76836 | 1164382 | B BRAUN MEDICAL INC | INFUSOMAT SPACE | 8713050U | INFUSION PUMPS | 110231 |  | 105834 | 2016-03-31 | 2018-03-15 | 95700 | CLINICAL ENGINEERING | 2010-11-09 | USD | 2286.63 | Active | UNIVERSITY NEW MEXICO HOSPITAL
76838 | 1164384 | B BRAUN MEDICAL INC | INFUSOMAT SPACE | 8713050U | INFUSION PUMPS | 110231 |  | 106127 | 2016-03-23 | 2018-03-15 | 95700 | CLINICAL ENGINEERING | 2010-11-09 | USD | 2286.63 | Active | UNIVERSITY NEW MEXICO HOSPITAL
76841 | 1164396 | B BRAUN MEDICAL INC | INFUSOMAT SPACE | 8713050U | INFUSION PUMPS | 110231 |  | 105456 | 2016-03-28 | 2018-03-15 | 95700 | CLINICAL ENGINEERING | 2010-11-09 | USD | 2286.63 | Active | UNIVERSITY NEW MEXICO HOSPITAL
76679 | 1164218 | B BRAUN MEDICAL INC | INFUSOMAT SPACE | 8713050U | INFUSION PUMPS | 110231 |  | 105785 | 2016-03-01 | 2018-03-15 | 95700 | CLINICAL ENGINEERING | 2010-11-09 | USD | 2286.63 | Active | UNIVERSITY NEW MEXICO HOSPITAL
76668 | 1164269 | B BRAUN MEDICAL INC | INFUSOMAT SPACE | 8713050U | INFUSION PUMPS | 110231 |  | 105976 | 2016-03-24 | 2018-03-15 | 95700 | CLINICAL ENGINEERING | 2010-11-09 | USD | 2286.63 | Active | UNIVERSITY NEW MEXICO HOSPITAL
76667 | 1164268 | B BRAUN MEDICAL INC | INFUSOMAT SPACE | 8713050U | INFUSION PUMPS | 110231 |  | 105760 | 2016-03-26 | 2018-03-15 | 95700 | CLINICAL ENGINEERING | 2010-11-09 | USD | 2286.63 | Active | UNIVERSITY NEW MEXICO HOSPITAL
76682 | 1164221 | B BRAUN MEDICAL INC | INFUSOMAT SPACE | 8713050U | INFUSION PUMPS | 110231 |  | 105974 | 2016-03-18 | 2018-03-15 | 95700 | CLINICAL ENGINEERING | 2010-11-09 | USD | 2286.63 | Active | UNIVERSITY NEW MEXICO HOSPITAL
76801 | 1164320 | B BRAUN MEDICAL INC | INFUSOMAT SPACE | 8713050U | INFUSION PUMPS | 110231 |  | 105161 | 2016-03-01 | 2018-03-15 | 95700 | CLINICAL ENGINEERING | 2010-11-09 | USD | 2286.63 | Active | UNIVERSITY NEW MEXICO HOSPITAL
76685 | 1164261 | B BRAUN MEDICAL INC | INFUSOMAT SPACE | 8713050U | INFUSION PUMPS | 110231 |  | 105652 | 2016-04-12 | 2018-04-15 | 95700 | CLINICAL ENGINEERING | 2010-11-09 | USD | 2286.63 | Active | UNIVERSITY NEW MEXICO HOSPITAL
76670 | 1164271 | B BRAUN MEDICAL INC | INFUSOMAT SPACE | 8713050U | INFUSION PUMPS | 110231 |  | 106040 | 2016-03-21 | 2018-03-15 | 95700 | CLINICAL ENGINEERING | 2010-11-09 | USD | 2286.63 | Active | UNIVERSITY NEW MEXICO HOSPITAL
76909 | 1164347 | B BRAUN MEDICAL INC | INFUSOMAT SPACE | 8713050U | INFUSION PUMPS | 110231 |  | 105385 | 2016-03-24 | 2018-03-15 | 95700 | CLINICAL ENGINEERING | 2010-11-09 | USD | 2286.63 | Active | UNIVERSITY NEW MEXICO HOSPITAL
76891 | 1164315 | B BRAUN MEDICAL INC | INFUSOMAT SPACE | 8713050U | INFUSION PUMPS | 110231 |  | 105587 | 2016-03-28 | 2018-03-15 | 95700 | CLINICAL ENGINEERING | 2010-11-09 | USD | 2286.63 | Active | UNIVERSITY NEW MEXICO HOSPITAL
80027 | 1161666 | B BRAUN MEDICAL INC | INFUSOMAT SPACE | 8713050U | INFUSION PUMPS | 110231 |  | 109915 | 2016-04-04 | 2018-03-15 | 95700 | CLINICAL ENGINEERING | 2010-11-09 | USD | 2286.63 | Active | UNIVERSITY NEW MEXICO HOSPITAL
79866 | 1161540 | B BRAUN MEDICAL INC | INFUSOMAT SPACE | 8713050U | INFUSION PUMPS | 110231 |  | 105881 | 2016-03-01 | 2018-03-15 | 95700 | CLINICAL ENGINEERING | 2010-11-09 | USD | 2286.63 | Active | UNIVERSITY NEW MEXICO HOSPITAL
80030 | 1161669 | B BRAUN MEDICAL INC | INFUSOMAT SPACE | 8713050U | INFUSION PUMPS | 110231 |  | 109446 | 2016-03-01 | 2018-03-15 | 95700 | CLINICAL ENGINEERING | 2010-11-09 | USD | 2286.63 | Active | UNIVERSITY NEW MEXICO HOSPITAL
76584 | 1164093 | B BRAUN MEDICAL INC | INFUSOMAT SPACE | 8713050U | INFUSION PUMPS | 110231 |  | 109642 | 2016-03-30 | 2018-03-15 | 95700 | CLINICAL ENGINEERING | 2010-11-09 | USD | 2286.63 | Active | UNIVERSITY NEW MEXICO HOSPITAL
76583 | 1164092 | B BRAUN MEDICAL INC | INFUSOMAT SPACE | 8713050U | INFUSION PUMPS | 110231 |  | 109584 | 2016-03-29 | 2018-03-15 | 95700 | CLINICAL ENGINEERING | 2010-11-09 | USD | 2286.63 | Active | UNIVERSITY NEW MEXICO HOSPITAL
76581 | 1164090 | B BRAUN MEDICAL INC | INFUSOMAT SPACE | 8713050U | INFUSION PUMPS | 110231 |  | 109773 | 2016-03-25 | 2018-03-15 | 95700 | CLINICAL ENGINEERING | 2010-11-09 | USD | 2286.63 | Active | UNIVERSITY NEW MEXICO HOSPITAL
76559 | 1164077 | B BRAUN MEDICAL INC | INFUSOMAT SPACE | 8713050U | INFUSION PUMPS | 110231 |  | 109772 | 2016-04-12 | 2018-04-15 | 95700 | CLINICAL ENGINEERING | 2010-11-09 | USD | 2286.63 | Active | UNIVERSITY NEW MEXICO HOSPITAL
76558 | 1164076 | B BRAUN MEDICAL INC | INFUSOMAT SPACE | 8713050U | INFUSION PUMPS | 110231 |  | 109491 | 2016-03-28 | 2018-03-15 | 95700 | CLINICAL ENGINEERING | 2010-11-09 | USD | 2286.63 | Active | UNIVERSITY NEW MEXICO HOSPITAL
76554 | 1164058 | B BRAUN MEDICAL INC | INFUSOMAT SPACE | 8713050U | INFUSION PUMPS | 110231 |  | 109501 | 2016-03-29 | 2018-03-15 | 95700 | CLINICAL ENGINEERING | 2010-11-09 | USD | 2286.63 | Active | UNIVERSITY NEW MEXICO HOSPITAL
76549 | 1164044 | B BRAUN MEDICAL INC | INFUSOMAT SPACE | 8713050U | INFUSION PUMPS | 110231 |  | 109554 | 2016-03-23 | 2018-03-15 | 95700 | CLINICAL ENGINEERING | 2010-11-09 | USD | 2286.63 | Active | UNIVERSITY NEW MEXICO HOSPITAL
76548 | 1164045 | B BRAUN MEDICAL INC | INFUSOMAT SPACE | 8713050U | INFUSION PUMPS | 110231 |  | 109585 | 2016-03-29 | 2018-03-15 | 95700 | CLINICAL ENGINEERING | 2010-11-09 | USD | 2286.63 | Active | UNIVERSITY NEW MEXICO HOSPITAL
76546 | 1164047 | B BRAUN MEDICAL INC | INFUSOMAT SPACE | 8713050U | INFUSION PUMPS | 110231 |  | 109433 | 2016-03-17 | 2018-03-15 | 95700 | CLINICAL ENGINEERING | 2010-11-09 | USD | 2286.63 | Active | UNIVERSITY NEW MEXICO HOSPITAL
76545 | 1164048 | B BRAUN MEDICAL INC | INFUSOMAT SPACE | 8713050U | INFUSION PUMPS | 110231 |  | 109510 | 2016-03-26 | 2018-03-15 | 95700 | CLINICAL ENGINEERING | 2010-11-09 | USD | 2286.63 | Active | UNIVERSITY NEW MEXICO HOSPITAL
76544 | 1164049 | B BRAUN MEDICAL INC | INFUSOMAT SPACE | 8713050U | INFUSION PUMPS | 110231 |  | 109481 | 2016-03-30 | 2018-03-15 | 95700 | CLINICAL ENGINEERING | 2010-11-09 | USD | 2286.63 | Active | UNIVERSITY NEW MEXICO HOSPITAL
76543 | 1164050 | B BRAUN MEDICAL INC | INFUSOMAT SPACE | 8713050U | INFUSION PUMPS | 110231 |  | 109551 | 2016-03-01 | 2018-03-15 | 95700 | CLINICAL ENGINEERING | 2010-11-09 | USD | 2286.63 | Active | UNIVERSITY NEW MEXICO HOSPITAL
76542 | 1164051 | B BRAUN MEDICAL INC | INFUSOMAT SPACE | 8713050U | INFUSION PUMPS | 110231 |  | 109614 | 2016-03-24 | 2018-03-15 | 95700 | CLINICAL ENGINEERING | 2010-11-09 | USD | 2286.63 | Active | UNIVERSITY NEW MEXICO HOSPITAL
76540 | 1164070 | B BRAUN MEDICAL INC | INFUSOMAT SPACE | 8713050U | INFUSION PUMPS | 110231 |  | 109467 | 2016-03-22 | 2018-03-15 | 95700 | CLINICAL ENGINEERING | 2010-11-09 | USD | 2286.63 | Active | UNIVERSITY NEW MEXICO HOSPITAL
76539 | 1164019 | B BRAUN MEDICAL INC | INFUSOMAT SPACE | 8713050U | INFUSION PUMPS | 110231 |  | 109280 | 2016-03-23 | 2018-03-15 | 95700 | CLINICAL ENGINEERING | 2010-11-09 | USD | 2286.63 | Active | UNIVERSITY NEW MEXICO HOSPITAL
76538 | 1164034 | B BRAUN MEDICAL INC | INFUSOMAT SPACE | 8713050U | INFUSION PUMPS | 110231 |  | 109271 | 2016-03-30 | 2018-03-15 | 95700 | CLINICAL ENGINEERING | 2010-11-09 | USD | 2286.63 | Active | UNIVERSITY NEW MEXICO HOSPITAL
76531 | 1164012 | B BRAUN MEDICAL INC | INFUSOMAT SPACE | 8713050U | INFUSION PUMPS | 110231 |  | 109291 | 2016-03-25 | 2018-03-15 | 95700 | CLINICAL ENGINEERING | 2010-11-09 | USD | 2286.63 | Active | UNIVERSITY NEW MEXICO HOSPITAL
76530 | 1164020 | B BRAUN MEDICAL INC | INFUSOMAT SPACE | 8713050U | INFUSION PUMPS | 110231 |  | 109268 | 2016-04-04 | 2018-03-15 | 95700 | CLINICAL ENGINEERING | 2010-11-09 | USD | 2286.63 | Active | UNIVERSITY NEW MEXICO HOSPITAL
76591 | 1164105 | B BRAUN MEDICAL INC | INFUSOMAT SPACE | 8713050U | INFUSION PUMPS | 110231 |  | 109717 | 2016-03-26 | 2018-03-15 | 95700 | CLINICAL ENGINEERING | 2010-11-09 | USD | 2286.63 | Active | UNIVERSITY NEW MEXICO HOSPITAL
76521 | 1143680 | B BRAUN MEDICAL INC | INFUSOMAT SPACE | 8713050U | INFUSION PUMPS | 110231 |  | 105531 | 2016-03-24 | 2018-03-15 | 95700 | CLINICAL ENGINEERING | 2010-11-09 | USD | 2286.63 | Active | UNIVERSITY NEW MEXICO HOSPITAL
76515 | 1164017 | B BRAUN MEDICAL INC | INFUSOMAT SPACE | 8713050U | INFUSION PUMPS | 110231 |  | 109272 | 2016-03-31 | 2018-03-15 | 95700 | CLINICAL ENGINEERING | 2010-11-09 | USD | 2286.63 | Active | UNIVERSITY NEW MEXICO HOSPITAL
76708 | 1164113 | B BRAUN MEDICAL INC | INFUSOMAT SPACE | 8713050U | INFUSION PUMPS | 110231 |  | 109751 | 2016-03-26 | 2018-03-15 | 95700 | CLINICAL ENGINEERING | 2010-11-09 | USD | 2286.63 | Active | UNIVERSITY NEW MEXICO HOSPITAL
76514 | 1164023 | B BRAUN MEDICAL INC | INFUSOMAT SPACE | 8713050U | INFUSION PUMPS | 110231 |  | 109233 | 2016-03-30 | 2018-03-15 | 95700 | CLINICAL ENGINEERING | 2010-11-09 | USD | 2286.63 | Active | UNIVERSITY NEW MEXICO HOSPITAL
76512 | 1164024 | B BRAUN MEDICAL INC | INFUSOMAT SPACE | 8713050U | INFUSION PUMPS | 110231 |  | 109236 | 2016-03-19 | 2018-03-15 | 95700 | CLINICAL ENGINEERING | 2010-11-09 | USD | 2286.63 | Active | UNIVERSITY NEW MEXICO HOSPITAL
76707 | 1164099 | B BRAUN MEDICAL INC | INFUSOMAT SPACE | 8713050U | INFUSION PUMPS | 110231 |  | 109430 | 2016-03-25 | 2018-03-15 | 95700 | CLINICAL ENGINEERING | 2010-11-09 | USD | 2286.63 | Active | UNIVERSITY NEW MEXICO HOSPITAL
76511 | 1164010 | B BRAUN MEDICAL INC | INFUSOMAT SPACE | 8713050U | INFUSION PUMPS | 110231 |  | 109288 | 2016-03-21 | 2018-03-15 | 95700 | CLINICAL ENGINEERING | 2010-11-09 | USD | 2286.63 | Active | UNIVERSITY NEW MEXICO HOSPITAL
76510 | 1164016 | B BRAUN MEDICAL INC | INFUSOMAT SPACE | 8713050U | INFUSION PUMPS | 110231 |  | 109636 | 2016-03-31 | 2018-03-15 | 95700 | CLINICAL ENGINEERING | 2010-11-09 | USD | 2286.63 | Active | UNIVERSITY NEW MEXICO HOSPITAL
79681 | 1213814 | B BRAUN MEDICAL INC | INFUSOMAT SPACE | 8713050U | INFUSION PUMPS | 110231 |  | 105870 | 2016-03-29 | 2018-03-15 | 95700 | CLINICAL ENGINEERING | 2010-11-09 | USD | 2286.63 | Active | UNIVERSITY NEW MEXICO HOSPITAL
79683 | 1213778 | B BRAUN MEDICAL INC | INFUSOMAT SPACE | 8713050U | INFUSION PUMPS | 110231 |  | 105871 | 2016-03-29 | 2018-03-15 | 95700 | CLINICAL ENGINEERING | 2010-11-09 | USD | 2286.63 | Active | UNIVERSITY NEW MEXICO HOSPITAL
79668 | 1213801 | B BRAUN MEDICAL INC | INFUSOMAT SPACE | 8713050U | INFUSION PUMPS | 110231 |  | 105921 | 2016-03-01 | 2018-03-15 | 95700 | CLINICAL ENGINEERING | 2010-11-09 | USD | 2286.63 | Active | UNIVERSITY NEW MEXICO HOSPITAL
79686 | 1213779 | B BRAUN MEDICAL INC | INFUSOMAT SPACE | 8713050U | INFUSION PUMPS | 110231 |  | 105761 | 2016-03-01 | 2018-03-15 | 95700 | CLINICAL ENGINEERING | 2010-11-09 | USD | 2286.63 | Active | UNIVERSITY NEW MEXICO HOSPITAL
79684 | 1213780 | B BRAUN MEDICAL INC | INFUSOMAT SPACE | 8713050U | INFUSION PUMPS | 110231 |  | 105696 | 2016-03-25 | 2018-03-15 | 95700 | CLINICAL ENGINEERING | 2010-11-09 | USD | 2286.63 | Active | UNIVERSITY NEW MEXICO HOSPITAL
79666 | 1213799 | B BRAUN MEDICAL INC | INFUSOMAT SPACE | 8713050U | INFUSION PUMPS | 110231 |  | 105529 | 2016-03-19 | 2018-03-15 | 95700 | CLINICAL ENGINEERING | 2010-11-09 | USD | 2286.63 | Active | UNIVERSITY NEW MEXICO HOSPITAL
79603 | 1213705 | B BRAUN MEDICAL INC | INFUSOMAT SPACE | 8713050U | INFUSION PUMPS | 110231 |  | 105524 | 2016-03-26 | 2018-03-15 | 95700 | CLINICAL ENGINEERING | 2010-11-09 | USD | 2286.63 | Active | UNIVERSITY NEW MEXICO HOSPITAL
79811 | 1213763 | B BRAUN MEDICAL INC | INFUSOMAT SPACE | 8713050U | INFUSION PUMPS | 110231 |  | 109431 | 2016-03-01 | 2018-03-15 | 95700 | CLINICAL ENGINEERING | 2010-11-09 | USD | 2286.63 | Active | UNIVERSITY NEW MEXICO HOSPITAL
79810 | 1213762 | B BRAUN MEDICAL INC | INFUSOMAT SPACE | 8713050U | INFUSION PUMPS | 110231 |  | 109422 | 2016-03-01 | 2018-03-15 | 95700 | CLINICAL ENGINEERING | 2010-11-09 | USD | 2286.63 | Active | UNIVERSITY NEW MEXICO HOSPITAL
79809 | 1213761 | B BRAUN MEDICAL INC | INFUSOMAT SPACE | 8713050U | INFUSION PUMPS | 110231 |  | 109387 | 2016-03-01 | 2018-03-15 | 95700 | CLINICAL ENGINEERING | 2010-11-09 | USD | 2286.63 | Active | UNIVERSITY NEW MEXICO HOSPITAL
79777 | 1213861 | B BRAUN MEDICAL INC | INFUSOMAT SPACE | 8713050U | INFUSION PUMPS | 110231 |  | 109477 | 2016-03-30 | 2018-03-15 | 95700 | CLINICAL ENGINEERING | 2010-11-09 | USD | 2286.63 | Active | UNIVERSITY NEW MEXICO HOSPITAL
79808 | 1213760 | B BRAUN MEDICAL INC | INFUSOMAT SPACE | 8713050U | INFUSION PUMPS | 110231 |  | 109679 | 2016-03-30 | 2018-03-15 | 95700 | CLINICAL ENGINEERING | 2010-11-09 | USD | 2286.63 | Active | UNIVERSITY NEW MEXICO HOSPITAL
79727 | 1213758 | B BRAUN MEDICAL INC | INFUSOMAT SPACE | 8713050U | INFUSION PUMPS | 110231 |  | 109397 | 2016-03-30 | 2018-03-15 | 95700 | CLINICAL ENGINEERING | 2010-11-09 | USD | 2286.63 | Active | UNIVERSITY NEW MEXICO HOSPITAL
79736 | 1213857 | B BRAUN MEDICAL INC | INFUSOMAT SPACE | 8713050U | INFUSION PUMPS | 110231 |  | 109574 | 2016-03-28 | 2018-03-15 | 95700 | CLINICAL ENGINEERING | 2010-11-09 | USD | 2286.63 | Active | UNIVERSITY NEW MEXICO HOSPITAL
79734 | 1213855 | B BRAUN MEDICAL INC | INFUSOMAT SPACE | 8713050U | INFUSION PUMPS | 110231 |  | 109560 | 2016-03-30 | 2018-03-15 | 95700 | CLINICAL ENGINEERING | 2010-11-09 | USD | 2286.63 | Active | UNIVERSITY NEW MEXICO HOSPITAL
79779 | 1213869 | B BRAUN MEDICAL INC | INFUSOMAT SPACE | 8713050U | INFUSION PUMPS | 110231 |  | 109254 | 2016-03-28 | 2018-03-15 | 95700 | CLINICAL ENGINEERING | 2010-11-09 | USD | 2286.63 | Active | UNIVERSITY NEW MEXICO HOSPITAL
79815 | 1213767 | B BRAUN MEDICAL INC | INFUSOMAT SPACE | 8713050U | INFUSION PUMPS | 110231 |  | 109452 | 2016-03-25 | 2018-03-15 | 95700 | CLINICAL ENGINEERING | 2010-11-09 | USD | 2286.63 | Active | UNIVERSITY NEW MEXICO HOSPITAL
79813 | 1213765 | B BRAUN MEDICAL INC | INFUSOMAT SPACE | 8713050U | INFUSION PUMPS | 110231 |  | 109331 | 2017-03-15 | 2018-03-15 | 95700 | CLINICAL ENGINEERING | 2010-11-09 | USD | 2286.63 | Active | UNIVERSITY NEW MEXICO HOSPITAL
79775 | 1213865 | B BRAUN MEDICAL INC | INFUSOMAT SPACE | 8713050U | INFUSION PUMPS | 110231 |  | 109448 | 2016-03-24 | 2018-03-15 | 95700 | CLINICAL ENGINEERING | 2010-11-09 | USD | 2286.63 | Active | UNIVERSITY NEW MEXICO HOSPITAL
79631 | 1213785 | B BRAUN MEDICAL INC | INFUSOMAT SPACE | 8713050U | INFUSION PUMPS | 110231 |  | 105114 | 2016-03-28 | 2018-03-15 | 95700 | CLINICAL ENGINEERING | 2010-11-09 | USD | 2286.63 | Active | UNIVERSITY NEW MEXICO HOSPITAL
79633 | 1213769 | B BRAUN MEDICAL INC | INFUSOMAT SPACE | 8713050U | INFUSION PUMPS | 110231 |  | 105445 | 2016-03-26 | 2018-03-15 | 95700 | CLINICAL ENGINEERING | 2010-11-09 | USD | 2286.63 | Active | UNIVERSITY NEW MEXICO HOSPITAL
79812 | 1213764 | B BRAUN MEDICAL INC | INFUSOMAT SPACE | 8713050U | INFUSION PUMPS | 110231 |  | 109350 | 2016-03-21 | 2018-03-15 | 95700 | CLINICAL ENGINEERING | 2010-11-09 | USD | 2286.63 | Active | UNIVERSITY NEW MEXICO HOSPITAL
76940 | 1164432 | B BRAUN MEDICAL INC | INFUSOMAT SPACE | 8713050U | INFUSION PUMPS | 110231 |  | 106158 | 2017-03-15 | 2018-03-15 | 95700 | CLINICAL ENGINEERING | 2010-11-09 | USD | 2286.63 | Active | UNIVERSITY NEW MEXICO HOSPITAL
76935 | 1164430 | B BRAUN MEDICAL INC | INFUSOMAT SPACE | 8713050U | INFUSION PUMPS | 110231 |  | 106133 | 2016-03-31 | 2018-03-15 | 95700 | CLINICAL ENGINEERING | 2010-11-09 | USD | 2286.63 | Active | UNIVERSITY NEW MEXICO HOSPITAL
76932 | 1164427 | B BRAUN MEDICAL INC | INFUSOMAT SPACE | 8713050U | INFUSION PUMPS | 110231 |  | 106136 | 2016-03-30 | 2018-03-15 | 95700 | CLINICAL ENGINEERING | 2010-11-09 | USD | 2286.63 | Active | UNIVERSITY NEW MEXICO HOSPITAL
79634 | 1213770 | B BRAUN MEDICAL INC | INFUSOMAT SPACE | 8713050U | INFUSION PUMPS | 110231 |  | 105412 | 2016-03-31 | 2018-03-15 | 95700 | CLINICAL ENGINEERING | 2010-11-09 | USD | 2286.63 | Active | UNIVERSITY NEW MEXICO HOSPITAL
76819 | 1164365 | B BRAUN MEDICAL INC | INFUSOMAT SPACE | 8713050U | INFUSION PUMPS | 110231 |  | 105337 | 2016-03-30 | 2018-03-15 | 95700 | CLINICAL ENGINEERING | 2010-11-09 | USD | 2286.63 | Active | UNIVERSITY NEW MEXICO HOSPITAL
76644 | 1164205 | B BRAUN MEDICAL INC | INFUSOMAT SPACE | 8713050U | INFUSION PUMPS | 110231 |  | 105261 | 2016-03-31 | 2018-03-15 | 95700 | CLINICAL ENGINEERING | 2010-11-09 | USD | 2286.63 | Active | UNIVERSITY NEW MEXICO HOSPITAL
76528 | 1164004 | B BRAUN MEDICAL INC | INFUSOMAT SPACE | 8713050U | INFUSION PUMPS | 110231 |  | 109188 | 2016-03-26 | 2018-03-15 | 95700 | CLINICAL ENGINEERING | 2010-11-09 | USD | 2286.63 | Active | UNIVERSITY NEW MEXICO HOSPITAL
76527 | 1164005 | B BRAUN MEDICAL INC | INFUSOMAT SPACE | 8713050U | INFUSION PUMPS | 110231 |  | 109298 | 2016-03-29 | 2018-03-15 | 95700 | CLINICAL ENGINEERING | 2010-11-09 | USD | 2286.63 | Active | UNIVERSITY NEW MEXICO HOSPITAL
79652 | 1213784 | B BRAUN MEDICAL INC | INFUSOMAT SPACE | 8713050U | INFUSION PUMPS | 110231 |  | 105235 | 2016-03-26 | 2018-03-15 | 95700 | CLINICAL ENGINEERING | 2010-11-09 | USD | 2286.63 | Active | UNIVERSITY NEW MEXICO HOSPITAL
76517 | 1164008 | B BRAUN MEDICAL INC | INFUSOMAT SPACE | 8713050U | INFUSION PUMPS | 110231 |  | 109220 | 2016-03-30 | 2018-03-15 | 95700 | CLINICAL ENGINEERING | 2010-11-09 | USD | 2286.63 | Active | UNIVERSITY NEW MEXICO HOSPITAL
76516 | 1164007 | B BRAUN MEDICAL INC | INFUSOMAT SPACE | 8713050U | INFUSION PUMPS | 110231 |  | 109237 | 2016-03-26 | 2018-03-15 | 95700 | CLINICAL ENGINEERING | 2010-11-09 | USD | 2286.63 | Active | UNIVERSITY NEW MEXICO HOSPITAL
76509 | 1164009 | B BRAUN MEDICAL INC | INFUSOMAT SPACE | 8713050U | INFUSION PUMPS | 110231 |  | 109204 | 2016-03-31 | 2018-03-15 | 95700 | CLINICAL ENGINEERING | 2010-11-09 | USD | 2286.63 | Active | UNIVERSITY NEW MEXICO HOSPITAL
76508 | 1163956 | B BRAUN MEDICAL INC | INFUSOMAT SPACE | 8713050U | INFUSION PUMPS | 110231 |  | 109196 | 2016-03-01 | 2018-03-15 | 95700 | CLINICAL ENGINEERING | 2010-11-09 | USD | 2286.63 | Active | UNIVERSITY NEW MEXICO HOSPITAL
76507 | 1163964 | B BRAUN MEDICAL INC | INFUSOMAT SPACE | 8713050U | INFUSION PUMPS | 110231 |  | 109262 | 2016-03-25 | 2018-03-15 | 95700 | CLINICAL ENGINEERING | 2010-11-09 | USD | 2286.63 | Active | UNIVERSITY NEW MEXICO HOSPITAL
76506 | 1164003 | B BRAUN MEDICAL INC | INFUSOMAT SPACE | 8713050U | INFUSION PUMPS | 110231 |  | 109231 | 2016-03-26 | 2018-03-15 | 95700 | CLINICAL ENGINEERING | 2010-11-09 | USD | 2286.63 | Reactivated | UNIVERSITY NEW MEXICO HOSPITAL
76505 | 1164001 | B BRAUN MEDICAL INC | INFUSOMAT SPACE | 8713050U | INFUSION PUMPS | 110231 |  | 109805 | 2016-04-28 | 2018-03-15 | 95700 | CLINICAL ENGINEERING | 2010-11-09 | USD | 2286.63 | Active | UNIVERSITY NEW MEXICO HOSPITAL
76504 | 1164002 | B BRAUN MEDICAL INC | INFUSOMAT SPACE | 8713050U | INFUSION PUMPS | 110231 |  | 109189 | 2016-03-25 | 2018-03-15 | 95700 | CLINICAL ENGINEERING | 2010-11-09 | USD | 2286.63 | Active | UNIVERSITY NEW MEXICO HOSPITAL
76503 | 1164000 | B BRAUN MEDICAL INC | INFUSOMAT SPACE | 8713050U | INFUSION PUMPS | 110231 |  | 109279 | 2016-04-04 | 2018-03-15 | 95700 | CLINICAL ENGINEERING | 2010-11-09 | USD | 2286.63 | Active | UNIVERSITY NEW MEXICO HOSPITAL
76501 | 1163954 | B BRAUN MEDICAL INC | INFUSOMAT SPACE | 8713050U | INFUSION PUMPS | 110231 |  | 109234 | 2016-03-31 | 2018-03-15 | 95700 | CLINICAL ENGINEERING | 2010-11-09 | USD | 2286.63 | Active | UNIVERSITY NEW MEXICO HOSPITAL
76500 | 1163955 | B BRAUN MEDICAL INC | INFUSOMAT SPACE | 8713050U | INFUSION PUMPS | 110231 |  | 109292 | 2016-03-01 | 2018-03-15 | 95700 | CLINICAL ENGINEERING | 2010-11-09 | USD | 2286.63 | Reactivated | UNIVERSITY NEW MEXICO HOSPITAL
76499 | 1163963 | B BRAUN MEDICAL INC | INFUSOMAT SPACE | 8713050U | INFUSION PUMPS | 110231 |  | 109774 | 2016-03-31 | 2018-03-15 | 95700 | CLINICAL ENGINEERING | 2010-11-09 | USD | 2286.63 | Active | UNIVERSITY NEW MEXICO HOSPITAL
79776 | 1213864 | B BRAUN MEDICAL INC | INFUSOMAT SPACE | 8713050U | INFUSION PUMPS | 110231 |  | 109457 | 2016-03-31 | 2018-03-15 | 95700 | CLINICAL ENGINEERING | 2010-11-09 | USD | 2286.63 | Active | UNIVERSITY NEW MEXICO HOSPITAL
76458 | 1164006 | B BRAUN MEDICAL INC | INFUSOMAT SPACE | 8713050U | INFUSION PUMPS | 110231 |  | 109240 | 2016-03-21 | 2018-03-15 | 95700 | CLINICAL ENGINEERING | 2010-11-09 | USD | 2286.63 | Active | UNIVERSITY NEW MEXICO HOSPITAL
79814 | 1213766 | B BRAUN MEDICAL INC | INFUSOMAT SPACE | 8713050U | INFUSION PUMPS | 110231 |  | 109378 | 2016-03-01 | 2018-03-15 | 95700 | CLINICAL ENGINEERING | 2010-11-09 | USD | 2286.63 | Active | UNIVERSITY NEW MEXICO HOSPITAL
79818 | 1213866 | B BRAUN MEDICAL INC | INFUSOMAT SPACE | 8713050U | INFUSION PUMPS | 110231 |  | 109454 | 2016-03-30 | 2018-03-15 | 95700 | CLINICAL ENGINEERING | 2010-11-09 | USD | 2286.63 | Active | UNIVERSITY NEW MEXICO HOSPITAL
79735 | 1213856 | B BRAUN MEDICAL INC | INFUSOMAT SPACE | 8713050U | INFUSION PUMPS | 110231 |  | 109468 | 2016-03-01 | 2018-03-15 | 95700 | CLINICAL ENGINEERING | 2010-11-09 | USD | 2286.63 | Active | UNIVERSITY NEW MEXICO HOSPITAL
79778 | 1213868 | B BRAUN MEDICAL INC | INFUSOMAT SPACE | 8713050U | INFUSION PUMPS | 110231 |  | 109380 | 2016-03-30 | 2018-03-15 | 95700 | CLINICAL ENGINEERING | 2010-11-09 | USD | 2286.63 | Active | UNIVERSITY NEW MEXICO HOSPITAL
76706 | 1164114 | B BRAUN MEDICAL INC | INFUSOMAT SPACE | 8713050U | INFUSION PUMPS | 110231 |  | 109578 | 2016-03-31 | 2018-03-15 | 95700 | CLINICAL ENGINEERING | 2010-11-09 | USD | 2286.63 | Active | UNIVERSITY NEW MEXICO HOSPITAL
76709 | 1164111 | B BRAUN MEDICAL INC | INFUSOMAT SPACE | 8713050U | INFUSION PUMPS | 110231 |  | 109617 | 2016-03-19 | 2018-03-15 | 95700 | CLINICAL ENGINEERING | 2010-11-09 | USD | 2286.63 | Active | UNIVERSITY NEW MEXICO HOSPITAL
79737 | 1213858 | B BRAUN MEDICAL INC | INFUSOMAT SPACE | 8713050U | INFUSION PUMPS | 110231 |  | 109647 | 2016-04-04 | 2018-03-15 | 95700 | CLINICAL ENGINEERING | 2010-11-09 | USD | 2286.63 | Active | UNIVERSITY NEW MEXICO HOSPITAL
79738 | 1213859 | B BRAUN MEDICAL INC | INFUSOMAT SPACE | 8713050U | INFUSION PUMPS | 110231 |  | 109809 | 2016-03-25 | 2018-03-15 | 95700 | CLINICAL ENGINEERING | 2010-11-09 | USD | 2286.63 | Active | UNIVERSITY NEW MEXICO HOSPITAL
79739 | 1213860 | B BRAUN MEDICAL INC | INFUSOMAT SPACE | 8713050U | INFUSION PUMPS | 110231 |  | 109412 | 2016-03-30 | 2018-03-15 | 95700 | CLINICAL ENGINEERING | 2010-11-09 | USD | 2286.63 | Active | UNIVERSITY NEW MEXICO HOSPITAL
80032 | 1161671 | B BRAUN MEDICAL INC | INFUSOMAT SPACE | 8713050U | INFUSION PUMPS | 110231 |  | 110057 | 2016-03-23 | 2018-03-15 | 95700 | CLINICAL ENGINEERING | 2010-11-09 | USD | 2286.63 | Active | UNIVERSITY NEW MEXICO HOSPITAL
80017 | 1161656 | B BRAUN MEDICAL INC | INFUSOMAT SPACE | 8713050U | INFUSION PUMPS | 110231 |  | 109942 | 2016-03-23 | 2018-03-15 | 95700 | CLINICAL ENGINEERING | 2010-11-09 | USD | 2286.63 | Active | UNIVERSITY NEW MEXICO HOSPITAL
79179 | 1143759 | B BRAUN MEDICAL INC | INFUSOMAT SPACE | 8713050U | INFUSION PUMPS | 110231 |  | 109285 | 2016-03-31 | 2018-03-15 | 95700 | CLINICAL ENGINEERING | 2010-11-09 | USD | 2286.63 | Active | UNIVERSITY NEW MEXICO HOSPITAL
79178 | 1143760 | B BRAUN MEDICAL INC | INFUSOMAT SPACE | 8713050U | INFUSION PUMPS | 110231 |  | 109544 | 2016-03-01 | 2018-03-15 | 95700 | CLINICAL ENGINEERING | 2010-11-09 | USD | 2286.63 | Active | UNIVERSITY NEW MEXICO HOSPITAL
79177 | 1143761 | B BRAUN MEDICAL INC | INFUSOMAT SPACE | 8713050U | INFUSION PUMPS | 110231 |  | 109367 | 2016-03-01 | 2018-03-15 | 95700 | CLINICAL ENGINEERING | 2010-11-09 | USD | 2286.63 | Reactivated | UNIVERSITY NEW MEXICO HOSPITAL
79176 | 1143762 | B BRAUN MEDICAL INC | INFUSOMAT SPACE | 8713050U | INFUSION PUMPS | 110231 |  | 109548 | 2016-03-31 | 2018-03-15 | 95700 | CLINICAL ENGINEERING | 2010-11-09 | USD | 2286.63 | Active | UNIVERSITY NEW MEXICO HOSPITAL
79175 | 1143763 | B BRAUN MEDICAL INC | INFUSOMAT SPACE | 8713050U | INFUSION PUMPS | 110231 |  | 105336 | 2016-04-04 | 2018-03-15 | 95700 | CLINICAL ENGINEERING | 2010-11-09 | USD | 2286.63 | Active | UNIVERSITY NEW MEXICO HOSPITAL
79174 | 1143764 | B BRAUN MEDICAL INC | INFUSOMAT SPACE | 8713050U | INFUSION PUMPS | 110231 |  | 105559 | 2016-03-31 | 2018-03-15 | 95700 | CLINICAL ENGINEERING | 2010-11-09 | USD | 2286.63 | Active | UNIVERSITY NEW MEXICO HOSPITAL
79173 | 1143765 | B BRAUN MEDICAL INC | INFUSOMAT SPACE | 8713050U | INFUSION PUMPS | 110231 |  | 105597 | 2016-03-24 | 2018-03-15 | 95700 | CLINICAL ENGINEERING | 2010-11-09 | USD | 2286.63 | Active | UNIVERSITY NEW MEXICO HOSPITAL
79172 | 1143739 | B BRAUN MEDICAL INC | INFUSOMAT SPACE | 8713050U | INFUSION PUMPS | 110231 |  | 109260 | 2016-03-30 | 2018-03-15 | 95700 | CLINICAL ENGINEERING | 2010-11-09 | USD | 2286.63 | Reactivated | UNIVERSITY NEW MEXICO HOSPITAL
79170 | 1143741 | B BRAUN MEDICAL INC | INFUSOMAT SPACE | 8713050U | INFUSION PUMPS | 110231 |  | 105459 | 2016-03-31 | 2018-03-15 | 95700 | CLINICAL ENGINEERING | 2010-11-09 | USD | 2286.63 | Active | UNIVERSITY NEW MEXICO HOSPITAL
79156 | 1143744 | B BRAUN MEDICAL INC | INFUSOMAT SPACE | 8713050U | INFUSION PUMPS | 110231 |  | 105609 | 2016-03-30 | 2018-03-15 | 95700 | CLINICAL ENGINEERING | 2010-11-09 | USD | 2286.63 | Active | UNIVERSITY NEW MEXICO HOSPITAL
79155 | 1143745 | B BRAUN MEDICAL INC | INFUSOMAT SPACE | 8713050U | INFUSION PUMPS | 110231 |  | 108531 | 2016-03-23 | 2018-03-15 | 95700 | CLINICAL ENGINEERING | 2010-11-09 | USD | 2286.63 | Active | UNIVERSITY NEW MEXICO HOSPITAL
79153 | 1143747 | B BRAUN MEDICAL INC | INFUSOMAT SPACE | 8713050U | INFUSION PUMPS | 110231 |  | 109258 | 2016-03-19 | 2018-03-15 | 95700 | CLINICAL ENGINEERING | 2010-11-09 | USD | 2286.63 | Active | UNIVERSITY NEW MEXICO HOSPITAL
79151 | 1143731 | B BRAUN MEDICAL INC | INFUSOMAT SPACE | 8713050U | INFUSION PUMPS | 110231 |  | 109461 | 2016-03-19 | 2018-03-15 | 95700 | CLINICAL ENGINEERING | 2010-11-09 | USD | 2286.63 | Active | UNIVERSITY NEW MEXICO HOSPITAL
79150 | 1143732 | B BRAUN MEDICAL INC | INFUSOMAT SPACE | 8713050U | INFUSION PUMPS | 110231 |  | 109202 | 2016-03-31 | 2018-03-15 | 95700 | CLINICAL ENGINEERING | 2010-11-09 | USD | 2286.63 | Active | UNIVERSITY NEW MEXICO HOSPITAL
79148 | 1143734 | B BRAUN MEDICAL INC | INFUSOMAT SPACE | 8713050U | INFUSION PUMPS | 110231 |  | 105624 | 2016-03-01 | 2018-03-15 | 95700 | CLINICAL ENGINEERING | 2010-11-09 | USD | 2286.63 | Active | UNIVERSITY NEW MEXICO HOSPITAL
79147 | 1143735 | B BRAUN MEDICAL INC | INFUSOMAT SPACE | 8713050U | INFUSION PUMPS | 110231 |  | 105194 | 2016-03-31 | 2018-03-15 | 95700 | CLINICAL ENGINEERING | 2010-11-09 | USD | 2286.63 | Active | UNIVERSITY NEW MEXICO HOSPITAL
79135 | 1143736 | B BRAUN MEDICAL INC | INFUSOMAT SPACE | 8713050U | INFUSION PUMPS | 110231 |  | 105174 | 2016-03-30 | 2018-03-15 | 95700 | CLINICAL ENGINEERING | 2010-11-09 | USD | 2286.63 | Active | UNIVERSITY NEW MEXICO HOSPITAL
76860 | 1164281 | B BRAUN MEDICAL INC | INFUSOMAT SPACE | 8713050U | INFUSION PUMPS | 110231 |  | 105903 | 2016-03-17 | 2018-03-15 | 95700 | CLINICAL ENGINEERING | 2010-11-09 | USD | 2286.63 | Active | UNIVERSITY NEW MEXICO HOSPITAL
79774 | 1213862 | B BRAUN MEDICAL INC | INFUSOMAT SPACE | 8713050U | INFUSION PUMPS | 110231 |  | 109284 | 2016-03-30 | 2018-03-15 | 95700 | CLINICAL ENGINEERING | 2010-11-09 | USD | 2286.63 | Reactivated | UNIVERSITY NEW MEXICO HOSPITAL
79740 | 1213863 | B BRAUN MEDICAL INC | INFUSOMAT SPACE | 8713050U | INFUSION PUMPS | 110231 |  | 109388 | 2016-03-01 | 2018-03-15 | 95700 | CLINICAL ENGINEERING | 2010-11-09 | USD | 2286.63 | Active | UNIVERSITY NEW MEXICO HOSPITAL
79623 | 1213718 | B BRAUN MEDICAL INC | INFUSOMAT SPACE | 8713050U | INFUSION PUMPS | 110231 |  | 109792 | 2016-03-31 | 2018-03-15 | 95700 | CLINICAL ENGINEERING | 2010-11-09 | USD | 2286.63 | Active | UNIVERSITY NEW MEXICO HOSPITAL
76905 | 1164338 | B BRAUN MEDICAL INC | INFUSOMAT SPACE | 8713050U | INFUSION PUMPS | 110231 |  | 105141 | 2016-03-21 | 2018-03-15 | 95700 | CLINICAL ENGINEERING | 2010-11-09 | USD | 2286.63 | Active | UNIVERSITY NEW MEXICO HOSPITAL
79805 | 1213817 | B BRAUN MEDICAL INC | INFUSOMAT SPACE | 8713050U | INFUSION PUMPS | 110231 |  | 109827 | 2016-03-30 | 2018-03-15 | 95700 | CLINICAL ENGINEERING | 2010-11-09 | USD | 2286.63 | Active | UNIVERSITY NEW MEXICO HOSPITAL
79622 | 1213724 | B BRAUN MEDICAL INC | INFUSOMAT SPACE | 8713050U | INFUSION PUMPS | 110231 |  | 109796 | 2016-03-24 | 2018-03-15 | 95700 | CLINICAL ENGINEERING | 2010-11-09 | USD | 2286.63 | Active | UNIVERSITY NEW MEXICO HOSPITAL
79806 | 1213830 | B BRAUN MEDICAL INC | INFUSOMAT SPACE | 8713050U | INFUSION PUMPS | 110231 |  | 110029 | 2016-03-30 | 2018-03-15 | 95700 | CLINICAL ENGINEERING | 2010-11-09 | USD | 2286.63 | Active | UNIVERSITY NEW MEXICO HOSPITAL
79621 | 1213717 | B BRAUN MEDICAL INC | INFUSOMAT SPACE | 8713050U | INFUSION PUMPS | 110231 |  | 109830 | 2016-03-31 | 2018-03-15 | 95700 | CLINICAL ENGINEERING | 2010-11-09 | USD | 2286.63 | Active | UNIVERSITY NEW MEXICO HOSPITAL
79676 | 1213831 | B BRAUN MEDICAL INC | INFUSOMAT SPACE | 8713050U | INFUSION PUMPS | 110231 |  | 110054 | 2016-03-01 | 2018-03-15 | 95700 | CLINICAL ENGINEERING | 2010-11-09 | USD | 2286.63 | Active | UNIVERSITY NEW MEXICO HOSPITAL
79677 | 1213820 | B BRAUN MEDICAL INC | INFUSOMAT SPACE | 8713050U | INFUSION PUMPS | 110231 |  | 109917 | 2016-03-21 | 2018-03-15 | 95700 | CLINICAL ENGINEERING | 2010-11-09 | USD | 2286.63 | Active | UNIVERSITY NEW MEXICO HOSPITAL
79651 | 1213783 | B BRAUN MEDICAL INC | INFUSOMAT SPACE | 8713050U | INFUSION PUMPS | 110231 |  | 105126 | 2016-03-26 | 2018-03-15 | 95700 | CLINICAL ENGINEERING | 2010-11-09 | USD | 2286.63 | Active | UNIVERSITY NEW MEXICO HOSPITAL
76462 | 1164013 | B BRAUN MEDICAL INC | INFUSOMAT SPACE | 8713050U | INFUSION PUMPS | 110231 |  | 109227 | 2016-03-26 | 2018-03-15 | 95700 | CLINICAL ENGINEERING | 2010-11-09 | USD | 2286.63 | Active | UNIVERSITY NEW MEXICO HOSPITAL
76461 | 1164025 | B BRAUN MEDICAL INC | INFUSOMAT SPACE | 8713050U | INFUSION PUMPS | 110231 |  | 109229 | 2016-03-28 | 2018-03-15 | 95700 | CLINICAL ENGINEERING | 2010-11-09 | USD | 2286.63 | Active | UNIVERSITY NEW MEXICO HOSPITAL
76460 | 1164014 | B BRAUN MEDICAL INC | INFUSOMAT SPACE | 8713050U | INFUSION PUMPS | 110231 |  | 109277 | 2016-03-30 | 2018-03-15 | 95700 | CLINICAL ENGINEERING | 2010-11-09 | USD | 2286.63 | Active | UNIVERSITY NEW MEXICO HOSPITAL
79606 | 1213708 | B BRAUN MEDICAL INC | INFUSOMAT SPACE | 8713050U | INFUSION PUMPS | 110231 |  | 105225 | 2016-04-12 | 2018-04-15 | 95700 | CLINICAL ENGINEERING | 2010-11-09 | USD | 2286.63 | Active | UNIVERSITY NEW MEXICO HOSPITAL
79791 | 1213818 | B BRAUN MEDICAL INC | INFUSOMAT SPACE | 8713050U | INFUSION PUMPS | 110231 |  | 110019 | 2016-03-31 | 2018-03-15 | 95700 | CLINICAL ENGINEERING | 2010-11-09 | USD | 2286.63 | Active | UNIVERSITY NEW MEXICO HOSPITAL
79629 | 1213725 | B BRAUN MEDICAL INC | INFUSOMAT SPACE | 8713050U | INFUSION PUMPS | 110231 |  | 109706 | 2016-03-31 | 2018-03-15 | 95700 | CLINICAL ENGINEERING | 2010-11-09 | USD | 2286.63 | Active | UNIVERSITY NEW MEXICO HOSPITAL
79790 | 1213824 | B BRAUN MEDICAL INC | INFUSOMAT SPACE | 8713050U | INFUSION PUMPS | 110231 |  | 109731 | 2016-03-01 | 2018-03-15 | 95700 | CLINICAL ENGINEERING | 2010-11-09 | USD | 2286.63 | Active | UNIVERSITY NEW MEXICO HOSPITAL
79628 | 1213723 | B BRAUN MEDICAL INC | INFUSOMAT SPACE | 8713050U | INFUSION PUMPS | 110231 |  | 109944 | 2016-03-21 | 2018-03-15 | 95700 | CLINICAL ENGINEERING | 2010-11-09 | USD | 2286.63 | Active | UNIVERSITY NEW MEXICO HOSPITAL
79627 | 1213722 | B BRAUN MEDICAL INC | INFUSOMAT SPACE | 8713050U | INFUSION PUMPS | 110231 |  | 109738 | 2016-03-30 | 2018-03-15 | 95700 | CLINICAL ENGINEERING | 2010-11-09 | USD | 2286.63 | Active | UNIVERSITY NEW MEXICO HOSPITAL
76459 | 1164015 | B BRAUN MEDICAL INC | INFUSOMAT SPACE | 8713050U | INFUSION PUMPS | 110231 |  | 109265 | 2016-04-05 | 2018-04-15 | 95700 | CLINICAL ENGINEERING | 2010-11-09 | USD | 2286.63 | Active | UNIVERSITY NEW MEXICO HOSPITAL
76770 | 1164110 | B BRAUN MEDICAL INC | INFUSOMAT SPACE | 8713050U | INFUSION PUMPS | 110231 |  | 109472 | 2016-03-01 | 2018-03-15 | 95700 | CLINICAL ENGINEERING | 2010-11-09 | USD | 2286.63 | Active | UNIVERSITY NEW MEXICO HOSPITAL
79957 | 1161844 | B BRAUN MEDICAL INC | INFUSOMAT SPACE | 8713050U | INFUSION PUMPS | 110231 |  | 109826 | 2016-03-31 | 2018-03-15 | 95700 | CLINICAL ENGINEERING | 2010-11-09 | USD | 2286.63 | Active | UNIVERSITY NEW MEXICO HOSPITAL
79828 | 1161500 | B BRAUN MEDICAL INC | INFUSOMAT SPACE | 8713050U | INFUSION PUMPS | 110231 |  | 109320 | 2016-03-01 | 2018-03-15 | 95700 | CLINICAL ENGINEERING | 2010-11-09 | USD | 2286.63 | Active | UNIVERSITY NEW MEXICO HOSPITAL
79993 | 1161597 | B BRAUN MEDICAL INC | INFUSOMAT SPACE | 8713050U | INFUSION PUMPS | 110231 |  | 106152 | 2016-03-22 | 2018-03-15 | 95700 | CLINICAL ENGINEERING | 2010-11-09 | USD | 2286.63 | Active | UNIVERSITY NEW MEXICO HOSPITAL
79759 | 1213900 | B BRAUN MEDICAL INC | INFUSOMAT SPACE | 8713050U | INFUSION PUMPS | 110231 |  | 109316 | 2016-03-31 | 2018-03-15 | 95700 | CLINICAL ENGINEERING | 2010-11-09 | USD | 2286.63 | Active | UNIVERSITY NEW MEXICO HOSPITAL
76407 | 1163896 | B BRAUN MEDICAL INC | SPACE STATION | 8713140U | RACKS/ MODULE | 110231 | 110231 | 07066 | 2016-03-15 | 2018-03-15 | 95700 | CLINICAL ENGINEERING | 2010-11-09 | USD | 650 | Active | UNIVERSITY NEW MEXICO HOSPITAL
79642 | 1213787 | B BRAUN MEDICAL INC | SPACE STATION | 8713140U | RACKS/ MODULE | 110231 | 110231 | 07231 | 2016-03-01 | 2016-03-15 | 95700 | CLINICAL ENGINEERING | 2010-11-09 | USD | 650 | Reactivated | UNIVERSITY NEW MEXICO HOSPITAL
76103 | 1163609 | B BRAUN MEDICAL INC | SPACE STATION | 8713140U | RACKS/ MODULE | 110231 | 110231 | 07268 | 2016-03-07 | 2018-03-15 | 95700 | CLINICAL ENGINEERING | 2010-11-09 | USD | 650 | Active | UNIVERSITY NEW MEXICO HOSPITAL
76052 | 1163553 | B BRAUN MEDICAL INC | SPACE STATION | 8713140U | RACKS/ MODULE | 110231 |  | 31412 | 2016-03-01 | 2018-03-15 | 95700 | CLINICAL ENGINEERING | 2010-11-09 | USD | 2286.63 | Active | UNIVERSITY NEW MEXICO HOSPITAL
76104 | 1163608 | B BRAUN MEDICAL INC | SPACE STATION | 8713140U | RACKS/ MODULE | 110231 |  | 31341 | 2016-03-07 | 2018-03-15 | 95700 | CLINICAL ENGINEERING | 2010-11-09 | USD | 2286.63 | Active | UNIVERSITY NEW MEXICO HOSPITAL
76027 | 1163522 | B BRAUN MEDICAL INC | SPACE STATION | 8713140U | RACKS/ MODULE | 110231 |  | 31333 | 2016-03-02 | 2018-03-15 | 95700 | CLINICAL ENGINEERING | 2010-11-09 | USD | 2286.63 | Active | UNIVERSITY NEW MEXICO HOSPITAL
79643 | 1213788 | B BRAUN MEDICAL INC | SPACE STATION | 8713140U | RACKS/ MODULE | 110231 |  | 31398 | 2016-03-09 | 2018-03-15 | 95700 | CLINICAL ENGINEERING | 2010-11-09 | USD | 2286.63 | Active | UNIVERSITY NEW MEXICO HOSPITAL
76366 | 1163883 | B BRAUN MEDICAL INC | SPACE STATION | 8713140U | RACKS/ MODULE | 110231 |  | 31156 | 2016-03-09 | 2018-03-15 | 95700 | CLINICAL ENGINEERING | 2010-11-09 | USD | 2286.63 | Active | UNIVERSITY NEW MEXICO HOSPITAL
76107 | 1163605 | B BRAUN MEDICAL INC | SPACE STATION | 8713140U | RACKS/ MODULE | 110231 |  | 31344 | 2016-03-10 | 2018-03-15 | 95700 | CLINICAL ENGINEERING | 2010-11-09 | USD | 2286.63 | Active | UNIVERSITY NEW MEXICO HOSPITAL
76266 | 1163767 | B BRAUN MEDICAL INC | SPACE STATION | 8713140U | RACKS/ MODULE | 110231 |  | 31146 | 2016-03-08 | 2018-03-15 | 95700 | CLINICAL ENGINEERING | 2010-11-09 | USD | 650 | Active | UNIVERSITY NEW MEXICO HOSPITAL
76277 | 76277 | B BRAUN MEDICAL INC | SPACE STATION | 8713140U | RACKS/ MODULE | 110231 |  | 31388 | 2016-03-07 | 2018-03-15 | 95700 | CLINICAL ENGINEERING | 2010-11-09 | USD | 2286.63 | Active | UNIVERSITY NEW MEXICO HOSPITAL
76277 | 1163778 | B BRAUN MEDICAL INC | SPACE STATION | 8713140U | RACKS/ MODULE | 110231 |  | 31383 | 2014-03-10 | 2016-03-15 | 95700 | CLINICAL ENGINEERING | 2010-11-09 | USD | 2286.63 | Active | UNIVERSITY NEW MEXICO HOSPITAL
76009 | 1163688 | B BRAUN MEDICAL INC | SPACE STATION | 8713140U | RACKS/ MODULE | 110231 |  | 31139 | 2016-03-04 | 2018-03-15 | 95700 | CLINICAL ENGINEERING | 2010-11-09 | USD | 2286.63 | Active | UNIVERSITY NEW MEXICO HOSPITAL
76185 | 1163695 | B BRAUN MEDICAL INC | SPACE STATION | 8713140U | RACKS/ MODULE | 110231 |  | 31161 | 2016-03-04 | 2018-03-15 | 95700 | CLINICAL ENGINEERING | 2010-11-09 | USD | 2286.63 | Active | UNIVERSITY NEW MEXICO HOSPITAL
76005 | 1163685 | B BRAUN MEDICAL INC | SPACE STATION | 8713140U | RACKS/ MODULE | 110231 |  | 31164 | 2016-03-10 | 2018-03-15 | 95700 | CLINICAL ENGINEERING | 2010-11-09 | USD | 2100 | Active | UNIVERSITY NEW MEXICO HOSPITAL
76295 | 1163796 | B BRAUN MEDICAL INC | SPACE STATION | 8713140U | RACKS/ MODULE | 110231 |  | 31371 | 2016-03-01 | 2018-03-15 | 95700 | CLINICAL ENGINEERING | 2010-11-09 | USD | 2100 | Active | UNIVERSITY NEW MEXICO HOSPITAL
76307 | 1163808 | B BRAUN MEDICAL INC | SPACE STATION | 8713140U | RACKS/ MODULE | 110231 |  | 31152 | 2016-03-09 | 2018-03-15 | 95700 | CLINICAL ENGINEERING | 2010-11-09 | USD | 2100 | Active | UNIVERSITY NEW MEXICO HOSPITAL
76134 | 1163639 | B BRAUN MEDICAL INC | SPACE STATION | 8713140U | RACKS/ MODULE | 110231 |  | 31205 | 2016-03-17 | 2018-03-15 | 95700 | CLINICAL ENGINEERING | 2010-11-09 | USD | 2100 | Active | UNIVERSITY NEW MEXICO HOSPITAL
76064 | 1163569 | B BRAUN MEDICAL INC | SPACE STATION | 8713140U | RACKS/ MODULE | 110231 |  | 31361 | 2016-03-09 | 2018-03-15 | 95700 | CLINICAL ENGINEERING | 2010-11-09 | USD | 2100 | Active | UNIVERSITY NEW MEXICO HOSPITAL
76119 | 1163625 | B BRAUN MEDICAL INC | SPACE STATION | 8713140U | RACKS/ MODULE | 110231 |  | 31320 | 2016-03-09 | 2018-03-15 | 95700 | CLINICAL ENGINEERING | 2010-11-09 | USD | 2100 | Active | UNIVERSITY NEW MEXICO HOSPITAL
76011 | 1163692 | B BRAUN MEDICAL INC | SPACE STATION | 8713140U | RACKS/ MODULE | 110231 |  | 31162 | 2016-03-16 | 2018-03-15 | 95700 | CLINICAL ENGINEERING | 2010-11-09 | USD | 2100 | Active | UNIVERSITY NEW MEXICO HOSPITAL
76247 | 1163748 | B BRAUN MEDICAL INC | SPACE STATION | 8713140U | RACKS/ MODULE | 110231 |  | 31356 | 2016-03-04 | 2018-03-15 | 95700 | CLINICAL ENGINEERING | 2010-11-09 | USD | 2100 | Active | UNIVERSITY NEW MEXICO HOSPITAL
76008 | 1163689 | B BRAUN MEDICAL INC | SPACE STATION | 8713140U | RACKS/ MODULE | 110231 |  | 31145 | 2016-03-16 | 2018-03-15 | 95700 | CLINICAL ENGINEERING | 2010-11-09 | USD | 2100 | Active | UNIVERSITY NEW MEXICO HOSPITAL
76183 | 1163693 | B BRAUN MEDICAL INC | SPACE STATION | 8713140U | RACKS/ MODULE | 110231 |  | 31182 | 2016-03-09 | 2018-03-15 | 95700 | CLINICAL ENGINEERING | 2010-11-09 | USD | 2100 | Active | UNIVERSITY NEW MEXICO HOSPITAL
76013 | 1163508 | B BRAUN MEDICAL INC | SPACE STATION | 8713140U | RACKS/ MODULE | 110231 |  | 31242 | 2016-03-08 | 2018-03-15 | 95700 | CLINICAL ENGINEERING | 2010-11-09 | USD | 2286.63 | Active | UNIVERSITY NEW MEXICO HOSPITAL
76007 | 1163690 | B BRAUN MEDICAL INC | SPACE STATION | 8713140U | RACKS/ MODULE | 110231 |  | 31143 | 2016-03-29 | 2018-03-15 | 95700 | CLINICAL ENGINEERING | 2010-11-09 | USD | 2100 | Active | UNIVERSITY NEW MEXICO HOSPITAL
76241 | 1163993 | B BRAUN MEDICAL INC | SPACE STATION | 8713140U | RACKS/ MODULE | 110231 |  | 31221 | 2016-03-02 | 2018-03-15 | 95700 | CLINICAL ENGINEERING | 2010-11-09 | USD | 2100 | Active | UNIVERSITY NEW MEXICO HOSPITAL
76380 | 1163866 | B BRAUN MEDICAL INC | SPACE STATION | 8713140U | RACKS/ MODULE | 110231 |  | 31160 | 2016-03-02 | 2018-03-15 | 95700 | CLINICAL ENGINEERING | 2010-11-09 | USD | 2286.63 | Active | UNIVERSITY NEW MEXICO HOSPITAL
76217 | 1163727 | B BRAUN MEDICAL INC | SPACE STATION | 8713140U | RACKS/ MODULE | 110231 |  | 31165 | 2016-03-09 | 2018-03-15 | 95700 | CLINICAL ENGINEERING | 2010-11-09 | USD | 2286.63 | Active | UNIVERSITY NEW MEXICO HOSPITAL
76162 | 1163661 | B BRAUN MEDICAL INC | SPACE STATION | 8713140U | RACKS/ MODULE | 110231 |  | 31293 | 2016-03-09 | 2018-03-15 | 95700 | CLINICAL ENGINEERING | 2010-11-09 | USD | 650 | Active | UNIVERSITY NEW MEXICO HOSPITAL
76272 | 1163773 | B BRAUN MEDICAL INC | SPACE STATION | 8713140U | RACKS/ MODULE | 110231 |  | 31353 | 2016-03-11 | 2018-03-15 | 95700 | CLINICAL ENGINEERING | 2010-11-09 | USD | 650 | Active | UNIVERSITY NEW MEXICO HOSPITAL
76031 | 1163524 | B BRAUN MEDICAL INC | SPACE STATION | 8713140U | RACKS/ MODULE | 110231 | 110231 | 31314 | 2016-03-04 | 2018-03-15 | 95700 | CLINICAL ENGINEERING | 2010-11-09 | USD | 650 | Active | UNIVERSITY NEW MEXICO HOSPITAL
76242 | 1163994 | B BRAUN MEDICAL INC | SPACE STATION | 8713140U | RACKS/ MODULE | 110231 | 110231 | 31157 | 2016-03-31 | 2018-03-15 | 95700 | CLINICAL ENGINEERING | 2010-11-09 | USD | 650 | Active | UNIVERSITY NEW MEXICO HOSPITAL
76143 | 1163642 | B BRAUN MEDICAL INC | SPACE STATION | 8713140U | RACKS/ MODULE | 110231 | 110231 | 07112 | 2016-03-30 | 2018-03-15 | 95700 | CLINICAL ENGINEERING | 2010-11-09 | USD | 650 | Active | UNIVERSITY NEW MEXICO HOSPITAL
76207 | 1163717 | B BRAUN MEDICAL INC | SPACE STATION | 8713140U | RACKS/ MODULE | 110231 | 110231 | 31391 | 2016-03-04 | 2018-03-15 | 95700 | CLINICAL ENGINEERING | 2010-11-09 | USD | 2286.63 | Active | UNIVERSITY NEW MEXICO HOSPITAL
76270 | 1163771 | B BRAUN MEDICAL INC | SPACE STATION | 8713140U | RACKS/ MODULE | 110231 | 110231 | 31388 | 2016-03-03 | 2018-03-15 | 95700 | CLINICAL ENGINEERING | 2010-11-09 | USD | 2286.63 | Active | UNIVERSITY NEW MEXICO HOSPITAL
76181 | 1163570 | B BRAUN MEDICAL INC | SPACE STATION | 8713140U | RACKS/ MODULE | 110231 | 110231 | 31399 | 2016-03-07 | 2018-03-15 | 95700 | CLINICAL ENGINEERING | 2010-11-09 | USD | 2286.63 | Active | UNIVERSITY NEW MEXICO HOSPITAL
76157 | 1163659 | B BRAUN MEDICAL INC | SPACE STATION | 8713140U | RACKS/ MODULE | 110231 | 110231 | 31282 | 2016-03-11 | 2018-03-15 | 95700 | CLINICAL ENGINEERING | 2010-11-09 | USD | 2286.63 | Active | UNIVERSITY NEW MEXICO HOSPITAL
76279 | 1163780 | B BRAUN MEDICAL INC | SPACE STATION | 8713140U | RACKS/ MODULE | 110231 | 110231 | 31214 | 2016-03-07 | 2018-03-15 | 95700 | CLINICAL ENGINEERING | 2010-11-09 | USD | 2286.63 | Active | UNIVERSITY NEW MEXICO HOSPITAL
76365 | 1163882 | B BRAUN MEDICAL INC | SPACE STATION | 8713140U | RACKS/ MODULE | 110231 | 110231 | 31154 | 2016-03-01 | 2018-03-15 | 95700 | CLINICAL ENGINEERING | 2010-11-09 | USD | 2286.63 | Active | UNIVERSITY NEW MEXICO HOSPITAL
76205 | 1163715 | B BRAUN MEDICAL INC | SPACE STATION | 8713140U | RACKS/ MODULE | 110231 | 110231 | 31305 | 2016-03-04 | 2018-03-15 | 95700 | CLINICAL ENGINEERING | 2010-11-09 | USD | 2286.63 | Active | UNIVERSITY NEW MEXICO HOSPITAL
76065 | 1163571 | B BRAUN MEDICAL INC | SPACE STATION | 8713140U | RACKS/ MODULE | 110231 | 110231 | 31402 | 2016-03-07 | 2018-03-15 | 95700 | CLINICAL ENGINEERING | 2010-11-09 | USD | 2286.63 | Active | UNIVERSITY NEW MEXICO HOSPITAL
76172 | 1163673 | B BRAUN MEDICAL INC | SPACE STATION | 8713140U | RACKS/ MODULE | 110231 | 110231 | 31396 | 2016-03-03 | 2018-03-15 | 95700 | CLINICAL ENGINEERING | 2010-11-09 | USD | 2286.63 | Active | UNIVERSITY NEW MEXICO HOSPITAL
76170 | 1163671 | B BRAUN MEDICAL INC | SPACE STATION | 8713140U | RACKS/ MODULE | 110231 | 110231 | 31400 | 2016-03-07 | 2018-03-15 | 95700 | CLINICAL ENGINEERING | 2010-11-09 | USD | 2286.63 | Active | UNIVERSITY NEW MEXICO HOSPITAL
76023 | 1163518 | B BRAUN MEDICAL INC | SPACE STATION | 8713140U | RACKS/ MODULE | 110231 | 110231 | 31121 | 2016-03-31 | 2018-03-15 | 95700 | CLINICAL ENGINEERING | 2010-11-09 | USD | 2286.63 | Active | UNIVERSITY NEW MEXICO HOSPITAL
76278 | 1163779 | B BRAUN MEDICAL INC | SPACE STATION | 8713140U | RACKS/ MODULE | 110231 | 110231 | 31158 | 2016-03-08 | 2018-03-15 | 95700 | CLINICAL ENGINEERING | 2010-11-09 | USD | 2286.63 | Active | UNIVERSITY NEW MEXICO HOSPITAL
76491 | 1163506 | B BRAUN MEDICAL INC | SPACE STATION | 8713140U | RACKS/ MODULE | 110231 | 110231 | 31206 | 2016-03-09 | 2018-03-15 | 95700 | CLINICAL ENGINEERING | 2010-11-09 | USD | 650 | Active | UNIVERSITY NEW MEXICO HOSPITAL
76489 | 1163502 | B BRAUN MEDICAL INC | SPACE STATION | 8713140U | RACKS/ MODULE | 110231 | 110231 | 31201 | 2016-03-08 | 2018-03-15 | 95700 | CLINICAL ENGINEERING | 2010-11-09 | USD | 650 | Active | UNIVERSITY NEW MEXICO HOSPITAL
76301 | 1163802 | B BRAUN MEDICAL INC | SPACE STATION | 8713140U | RACKS/ MODULE | 110231 | 110231 | 31373 | 2016-03-07 | 2018-03-15 | 95700 | CLINICAL ENGINEERING | 2010-11-09 | USD | 650 | Active | UNIVERSITY NEW MEXICO HOSPITAL
76300 | 1163801 | B BRAUN MEDICAL INC | SPACE STATION | 8713140U | RACKS/ MODULE | 110231 | 110231 | 31249 | 2016-03-17 | 2018-03-15 | 95700 | CLINICAL ENGINEERING | 2010-11-09 | USD | 650 | Active | UNIVERSITY NEW MEXICO HOSPITAL
76202 | 1163712 | B BRAUN MEDICAL INC | SPACE STATION | 8713140U | RACKS/ MODULE | 110231 | 110231 | 31352 | 2016-03-07 | 2018-03-15 | 95700 | CLINICAL ENGINEERING | 2010-11-09 | USD | 650 | Active | UNIVERSITY NEW MEXICO HOSPITAL
76201 | 1163711 | B BRAUN MEDICAL INC | SPACE STATION | 8713140U | RACKS/ MODULE | 110231 | 110231 | 31351 | 2016-03-09 | 2018-03-15 | 95700 | CLINICAL ENGINEERING | 2010-11-09 | USD | 650 | Reactivated | UNIVERSITY NEW MEXICO HOSPITAL
76196 | 1163706 | B BRAUN MEDICAL INC | SPACE STATION | 8713140U | RACKS/ MODULE | 110231 | 110231 | 31180 | 2016-03-15 | 2018-03-15 | 95700 | CLINICAL ENGINEERING | 2010-11-09 | USD | 650 | Active | UNIVERSITY NEW MEXICO HOSPITAL
76193 | 1163703 | B BRAUN MEDICAL INC | SPACE STATION | 8713140U | RACKS/ MODULE | 110231 | 110231 | 31178 | 2016-03-30 | 2018-03-15 | 95700 | CLINICAL ENGINEERING | 2010-11-09 | USD | 650 | Active | UNIVERSITY NEW MEXICO HOSPITAL
76178 | 1163679 | B BRAUN MEDICAL INC | SPACE STATION | 8713140U | RACKS/ MODULE | 110231 | 110231 | 31326 | 2016-03-02 | 2018-03-15 | 95700 | CLINICAL ENGINEERING | 2010-11-09 | USD | 650 | Active | UNIVERSITY NEW MEXICO HOSPITAL
76156 | 1163653 | B BRAUN MEDICAL INC | SPACE STATION | 8713140U | RACKS/ MODULE | 110231 | 110231 | 31292 | 2016-03-11 | 2018-03-15 | 95700 | CLINICAL ENGINEERING | 2010-11-09 | USD | 650 | Active | UNIVERSITY NEW MEXICO HOSPITAL
76155 | 1163652 | B BRAUN MEDICAL INC | SPACE STATION | 8713140U | RACKS/ MODULE | 110231 | 110231 | 31364 | 2016-03-04 | 2018-03-15 | 95700 | CLINICAL ENGINEERING | 2010-11-09 | USD | 650 | Active | UNIVERSITY NEW MEXICO HOSPITAL
76147 | 1163644 | B BRAUN MEDICAL INC | SPACE STATION | 8713140U | RACKS/ MODULE | 110231 | 110231 | 31315 | 2016-03-01 | 2018-03-15 | 95700 | CLINICAL ENGINEERING | 2010-11-09 | USD | 650 | Active | UNIVERSITY NEW MEXICO HOSPITAL
76117 | 1163611 | B BRAUN MEDICAL INC | SPACE STATION | 8713140U | RACKS/ MODULE | 110231 | 110231 | 31322 | 2016-03-07 | 2018-03-15 | 95700 | CLINICAL ENGINEERING | 2010-11-09 | USD | 650 | Active | UNIVERSITY NEW MEXICO HOSPITAL
76114 | 1163619 | B BRAUN MEDICAL INC | SPACE STATION | 8713140U | RACKS/ MODULE | 110231 | 110231 | 31288 | 2016-03-01 | 2018-03-15 | 95700 | CLINICAL ENGINEERING | 2010-11-09 | USD | 650 | Active | UNIVERSITY NEW MEXICO HOSPITAL
76113 | 1163618 | B BRAUN MEDICAL INC | SPACE STATION | 8713140U | RACKS/ MODULE | 110231 | 110231 | 31281 | 2016-03-07 | 2018-03-15 | 95700 | CLINICAL ENGINEERING | 2010-11-09 | USD | 650 | Active | UNIVERSITY NEW MEXICO HOSPITAL
76101 | 1163601 | B BRAUN MEDICAL INC | SPACE STATION | 8713140U | RACKS/ MODULE | 110231 | 110231 | 31334 | 2016-03-31 | 2018-03-15 | 95700 | CLINICAL ENGINEERING | 2010-11-09 | USD | 650 | Active | UNIVERSITY NEW MEXICO HOSPITAL
76061 | 1163560 | B BRAUN MEDICAL INC | SPACE STATION | 8713140U | RACKS/ MODULE | 110231 | 110231 | 31236 | 2016-03-07 | 2018-03-15 | 95700 | CLINICAL ENGINEERING | 2010-11-09 | USD | 650 | Active | UNIVERSITY NEW MEXICO HOSPITAL
76060 | 1163559 | B BRAUN MEDICAL INC | SPACE STATION | 8713140U | RACKS/ MODULE | 110231 | 110231 | 31234 | 2016-03-07 | 2018-03-15 | 95700 | CLINICAL ENGINEERING | 2010-11-09 | USD | 650 | Active | UNIVERSITY NEW MEXICO HOSPITAL
76042 | 1163544 | B BRAUN MEDICAL INC | SPACE STATION | 8713140U | RACKS/ MODULE | 110231 | 110231 | 31286 | 2016-03-30 | 2018-03-15 | 95700 | CLINICAL ENGINEERING | 2010-11-09 | USD | 650 | Active | UNIVERSITY NEW MEXICO HOSPITAL
76112 | 1163617 | B BRAUN MEDICAL INC | SPACE STATION | 8713140U | RACKS/ MODULE | 110231 | 110231 | 31323 | 2016-03-16 | 2018-03-15 | 95700 | CLINICAL ENGINEERING | 2010-11-09 | USD | 650 | Active | UNIVERSITY NEW MEXICO HOSPITAL
79673 | 1213809 | B BRAUN MEDICAL INC | SPACE STATION | 8713140U | RACKS/ MODULE | 110231 |  | 31122 | 2016-03-08 | 2018-03-15 | 95700 | CLINICAL ENGINEERING | 2010-11-09 | USD | 2286.63 | Active | UNIVERSITY NEW MEXICO HOSPITAL
79672 | 1213810 | B BRAUN MEDICAL INC | SPACE STATION | 8713140U | RACKS/ MODULE | 110231 |  | 31405 | 2016-04-08 | 2018-03-15 | 95700 | CLINICAL ENGINEERING | 2010-11-09 | USD | 2286.63 | Active | UNIVERSITY NEW MEXICO HOSPITAL
76320 | 1163821 | B BRAUN MEDICAL INC | SPACE STATION | 8713140U | RACKS/ MODULE | 110231 |  | 31377 | 2016-07-05 | 2018-03-15 | 95700 | CLINICAL ENGINEERING | 2010-11-09 | USD | 2286.63 | Active | UNIVERSITY NEW MEXICO HOSPITAL
76323 | 1163824 | B BRAUN MEDICAL INC | SPACE STATION | 8713140U | RACKS/ MODULE | 110231 |  | 31378 | 2016-03-01 | 2018-03-15 | 95700 | CLINICAL ENGINEERING | 2010-11-09 | USD | 2286.63 | Active | UNIVERSITY NEW MEXICO HOSPITAL
76322 | 1163823 | B BRAUN MEDICAL INC | SPACE STATION | 8713140U | RACKS/ MODULE | 110231 |  | 31380 | 2016-03-01 | 2018-03-15 | 95700 | CLINICAL ENGINEERING | 2010-11-09 | USD | 2286.63 | Active | UNIVERSITY NEW MEXICO HOSPITAL
76324 | 1163825 | B BRAUN MEDICAL INC | SPACE STATION | 8713140U | RACKS/ MODULE | 110231 |  | 31381 | 2016-03-11 | 2018-03-15 | 95700 | CLINICAL ENGINEERING | 2010-11-09 | USD | 2286.63 | Active | UNIVERSITY NEW MEXICO HOSPITAL
76087 | 1163592 | B BRAUN MEDICAL INC | SPACE STATION | 8713140U | RACKS/ MODULE | 110231 |  | 31317 | 2016-03-07 | 2018-03-15 | 95700 | CLINICAL ENGINEERING | 2010-11-09 | USD | 2286.63 | Active | UNIVERSITY NEW MEXICO HOSPITAL
76092 | 1163591 | B BRAUN MEDICAL INC | SPACE STATION | 8713140U | RACKS/ MODULE | 110231 |  | 31339 | 2016-03-01 | 2018-03-15 | 95700 | CLINICAL ENGINEERING | 2010-11-09 | USD | 2286.63 | Active | UNIVERSITY NEW MEXICO HOSPITAL
76090 | 1163589 | B BRAUN MEDICAL INC | SPACE STATION | 8713140U | RACKS/ MODULE | 110231 |  | 31342 | 2016-03-03 | 2018-03-15 | 95700 | CLINICAL ENGINEERING | 2010-11-09 | USD | 2286.63 | Active | UNIVERSITY NEW MEXICO HOSPITAL
76381 | 1163867 | B BRAUN MEDICAL INC | SPACE STATION | 8713140U | RACKS/ MODULE | 110231 |  | 31148 | 2016-03-01 | 2018-03-15 | 95700 | CLINICAL ENGINEERING | 2010-11-09 | USD | 2286.63 | Active | UNIVERSITY NEW MEXICO HOSPITAL
76382 | 1163868 | B BRAUN MEDICAL INC | SPACE STATION | 8713140U | RACKS/ MODULE | 110231 |  | 31216 | 2017-01-03 | 2018-03-15 | 95700 | CLINICAL ENGINEERING | 2010-11-09 | USD | 2286.63 | Active | UNIVERSITY NEW MEXICO HOSPITAL
76131 | 1163632 | B BRAUN MEDICAL INC | SPACE STATION | 8713140U | RACKS/ MODULE | 110231 |  | 31343 | 2016-03-09 | 2018-03-15 | 95700 | CLINICAL ENGINEERING | 2010-11-09 | USD | 2286.63 | Active | UNIVERSITY NEW MEXICO HOSPITAL
76043 | 1163545 | B BRAUN MEDICAL INC | SPACE STATION | 8713140U | RACKS/ MODULE | 110231 |  | 31324 | 2016-03-01 | 2018-03-15 | 95700 | CLINICAL ENGINEERING | 2010-11-09 | USD | 2286.63 | Active | UNIVERSITY NEW MEXICO HOSPITAL
76126 | 1163683 | B BRAUN MEDICAL INC | SPACE STATION | 8713140U | RACKS/ MODULE | 110231 |  | 31346 | 2016-03-16 | 2018-03-15 | 95700 | CLINICAL ENGINEERING | 2010-11-09 | USD | 2286.63 | Active | UNIVERSITY NEW MEXICO HOSPITAL
76130 | 1163631 | B BRAUN MEDICAL INC | SPACE STATION | 8713140U | RACKS/ MODULE | 110231 |  | 31332 | 2016-03-07 | 2018-03-15 | 95700 | CLINICAL ENGINEERING | 2010-11-09 | USD | 2286.63 | Reactivated | UNIVERSITY NEW MEXICO HOSPITAL
76302 | 1163803 | B BRAUN MEDICAL INC | SPACE STATION | 8713140U | RACKS/ MODULE | 110231 |  | 31357 | 2016-03-07 | 2018-03-15 | 95700 | CLINICAL ENGINEERING | 2010-11-09 | USD | 2286.63 | Active | UNIVERSITY NEW MEXICO HOSPITAL
76089 | 1163588 | B BRAUN MEDICAL INC | SPACE STATION | 8713140U | RACKS/ MODULE | 110231 |  | 7257 | 2016-03-03 | 2018-03-15 | 95700 | CLINICAL ENGINEERING | 2010-11-09 | USD | 2286.63 | Active | UNIVERSITY NEW MEXICO HOSPITAL
76133 | 1163638 | B BRAUN MEDICAL INC | SPACE STATION | 8713140U | RACKS/ MODULE | 110231 |  | 7072 | 2016-03-07 | 2018-03-15 | 95700 | CLINICAL ENGINEERING | 2010-11-09 | USD | 2286.63 | Active | UNIVERSITY NEW MEXICO HOSPITAL
76215 | 1163725 | B BRAUN MEDICAL INC | SPACE STATION | 8713140U | RACKS/ MODULE | 110231 |  | 31369 | 2016-03-07 | 2018-03-15 | 95700 | CLINICAL ENGINEERING | 2010-11-09 | USD | 2286.63 | Active | UNIVERSITY NEW MEXICO HOSPITAL
76403 | 1163889 | B BRAUN MEDICAL INC | SPACE STATION | 8713140U | RACKS/ MODULE | 110231 |  | 17868 | 2016-03-09 | 2018-03-15 | 95700 | CLINICAL ENGINEERING | 2010-11-09 | USD | 2286.63 | Active | UNIVERSITY NEW MEXICO HOSPITAL
76315 | 1163816 | B BRAUN MEDICAL INC | SPACE STATION | 8713140U | RACKS/ MODULE | 110231 |  | 31386 | 2016-03-07 | 2018-03-15 | 95700 | CLINICAL ENGINEERING | 2010-11-09 | USD | 2286.63 | Active | UNIVERSITY NEW MEXICO HOSPITAL
76014 | 1163509 | B BRAUN MEDICAL INC | SPACE STATION | 8713140U | RACKS/ MODULE | 110231 |  | 31238 | 2016-03-04 | 2018-03-15 | 95700 | CLINICAL ENGINEERING | 2010-11-09 | USD | 2286.63 | Active | UNIVERSITY NEW MEXICO HOSPITAL
76316 | 1163817 | B BRAUN MEDICAL INC | SPACE STATION | 8713140U | RACKS/ MODULE | 110231 |  | 31374 | 2016-03-10 | 2018-03-15 | 95700 | CLINICAL ENGINEERING | 2010-11-09 | USD | 2286.63 | Active | UNIVERSITY NEW MEXICO HOSPITAL
76338 | 1163848 | B BRAUN MEDICAL INC | SPACE STATION | 8713140U | RACKS/ MODULE | 110231 |  | 31358 | 2016-03-10 | 2018-03-15 | 95700 | CLINICAL ENGINEERING | 2010-11-09 | USD | 2286.63 | Active | UNIVERSITY NEW MEXICO HOSPITAL
76189 | 1163699 | B BRAUN MEDICAL INC | SPACE STATION | 8713140U | RACKS/ MODULE | 110231 |  | 31142 | 2016-03-08 | 2018-03-15 | 95700 | CLINICAL ENGINEERING | 2010-11-09 | USD | 2286.63 | Active | UNIVERSITY NEW MEXICO HOSPITAL
76191 | 1163701 | B BRAUN MEDICAL INC | SPACE STATION | 8713140U | RACKS/ MODULE | 110231 |  | 31181 | 2015-01-03 | 2018-03-15 | 95700 | CLINICAL ENGINEERING | 2010-11-09 | USD | 2286.63 | Active | UNIVERSITY NEW MEXICO HOSPITAL
76367 | 1163884 | B BRAUN MEDICAL INC | SPACE STATION | 8713140U | RACKS/ MODULE | 110231 |  | 31153 | 2016-03-01 | 2018-03-15 | 95700 | CLINICAL ENGINEERING | 2010-11-09 | USD | 2286.63 | Active | UNIVERSITY NEW MEXICO HOSPITAL
76331 | 1163832 | B BRAUN MEDICAL INC | SPACE STATION | 8713140U | RACKS/ MODULE | 110231 |  | 31213 | 2016-03-07 | 2018-03-15 | 95700 | CLINICAL ENGINEERING | 2010-11-09 | USD | 2286.63 | Active | UNIVERSITY NEW MEXICO HOSPITAL
76015 | 1163510 | B BRAUN MEDICAL INC | SPACE STATION | 8713140U | RACKS/ MODULE | 110231 |  | 31239 | 2016-03-15 | 2018-03-15 | 95700 | CLINICAL ENGINEERING | 2010-11-09 | USD | 2286.63 | Active | UNIVERSITY NEW MEXICO HOSPITAL
79644 | 1213789 | B BRAUN MEDICAL INC | SPACE STATION | 8713140U | RACKS/ MODULE | 110231 |  | 31401 | 2016-03-11 | 2018-03-15 | 95700 | CLINICAL ENGINEERING | 2010-11-09 | USD | 2286.63 | Active | UNIVERSITY NEW MEXICO HOSPITAL
76330 | 1163831 | B BRAUN MEDICAL INC | SPACE STATION | 8713140U | RACKS/ MODULE | 110231 |  | 31150 | 2016-03-03 | 2018-03-15 | 95700 | CLINICAL ENGINEERING | 2010-11-09 | USD | 2286.63 | Active | UNIVERSITY NEW MEXICO HOSPITAL
76221 | 1163731 | B BRAUN MEDICAL INC | SPACE STATION | 8713140U | RACKS/ MODULE | 110231 |  | 31185 | 2016-03-10 | 2018-03-15 | 95700 | CLINICAL ENGINEERING | 2010-11-09 | USD | 2286.63 | Active | UNIVERSITY NEW MEXICO HOSPITAL
76017 | 1163512 | B BRAUN MEDICAL INC | SPACE STATION | 8713140U | RACKS/ MODULE | 110231 |  | 31237 | 2016-03-30 | 2018-03-15 | 95700 | CLINICAL ENGINEERING | 2010-11-09 | USD | 2286.63 | Active | UNIVERSITY NEW MEXICO HOSPITAL
76257 | 1163758 | B BRAUN MEDICAL INC | SPACE STATION | 8713140U | RACKS/ MODULE | 110231 |  | 31140 | 2016-03-31 | 2018-03-15 | 95700 | CLINICAL ENGINEERING | 2010-11-09 | USD | 2286.63 | Active | UNIVERSITY NEW MEXICO HOSPITAL
79647 | 1213792 | B BRAUN MEDICAL INC | SPACE STATION | 8713140U | RACKS/ MODULE | 110231 |  | 31347 | 2016-03-01 | 2018-03-15 | 95700 | CLINICAL ENGINEERING | 2010-11-09 | USD | 2286.63 | Active | UNIVERSITY NEW MEXICO HOSPITAL
76120 | 1163626 | B BRAUN MEDICAL INC | SPACE STATION | 8713140U | RACKS/ MODULE | 110231 |  | 31290 | 2016-03-30 | 2018-03-15 | 95700 | CLINICAL ENGINEERING | 2010-11-09 | USD | 2286.63 | Active | UNIVERSITY NEW MEXICO HOSPITAL
76003 | 1163623 | B BRAUN MEDICAL INC | SPACE STATION | 8713140U | RACKS/ MODULE | 110231 |  | 31319 | 2016-03-07 | 2018-03-15 | 95700 | CLINICAL ENGINEERING | 2010-11-09 | USD | 2286.63 | Active | UNIVERSITY NEW MEXICO HOSPITAL
76291 | 1163792 | B BRAUN MEDICAL INC | SPACE STATION | 8713140U | RACKS/ MODULE | 110231 |  | 31385 | 2016-03-08 | 2018-03-15 | 95700 | CLINICAL ENGINEERING | 2010-11-09 | USD | 2286.63 | Active | UNIVERSITY NEW MEXICO HOSPITAL
76293 | 1163794 | B BRAUN MEDICAL INC | SPACE STATION | 8713140U | RACKS/ MODULE | 110231 |  | 31384 | 2016-03-01 | 2018-03-15 | 95700 | CLINICAL ENGINEERING | 2010-11-09 | USD | 2286.63 | Active | UNIVERSITY NEW MEXICO HOSPITAL
76286 | 1163787 | B BRAUN MEDICAL INC | SPACE STATION | 8713140U | RACKS/ MODULE | 110231 |  | 31176 | 2016-03-01 | 2018-03-15 | 95700 | CLINICAL ENGINEERING | 2010-11-09 | USD | 2286.63 | Active | UNIVERSITY NEW MEXICO HOSPITAL
76292 | 1163793 | B BRAUN MEDICAL INC | SPACE STATION | 8713140U | RACKS/ MODULE | 110231 |  | 31376 | 2017-03-01 | 2018-03-15 | 95700 | CLINICAL ENGINEERING | 2010-11-09 | USD | 2286.63 | Active | UNIVERSITY NEW MEXICO HOSPITAL
76053 | 1163554 | B BRAUN MEDICAL INC | SPACE STATION | 8713140U | RACKS/ MODULE | 110231 |  | 31417 | 2016-03-02 | 2018-03-15 | 95700 | CLINICAL ENGINEERING | 2010-11-09 | USD | 2286.63 | Active | UNIVERSITY NEW MEXICO HOSPITAL
76054 | 1163555 | B BRAUN MEDICAL INC | SPACE STATION | 8713140U | RACKS/ MODULE | 110231 |  | 31420 | 2016-04-29 | 2018-03-15 | 95700 | CLINICAL ENGINEERING | 2010-11-09 | USD | 2286.63 | Reactivated | UNIVERSITY NEW MEXICO HOSPITAL
76039 | 1163528 | B BRAUN MEDICAL INC | SPACE STATION | 8713140U | RACKS/ MODULE | 110231 |  | 31395 | 2016-03-30 | 2018-03-15 | 95700 | CLINICAL ENGINEERING | 2010-11-09 | USD | 2286.63 | Active | UNIVERSITY NEW MEXICO HOSPITAL
76038 | 1163527 | B BRAUN MEDICAL INC | SPACE STATION | 8713140U | RACKS/ MODULE | 110231 |  | 31414 | 2016-03-02 | 2018-03-15 | 95700 | CLINICAL ENGINEERING | 2010-11-09 | USD | 2286.63 | Active | UNIVERSITY NEW MEXICO HOSPITAL
76488 | 1163505 | B BRAUN MEDICAL INC | SPACE STATION | 8713140U | RACKS/ MODULE | 110231 |  | 31209 | 2016-03-03 | 2018-03-15 | 95700 | CLINICAL ENGINEERING | 2010-11-09 | USD | 650 | Active | UNIVERSITY NEW MEXICO HOSPITAL
76329 | 1163830 | B BRAUN MEDICAL INC | SPACE STATION | 8713140U | RACKS/ MODULE | 110231 |  | 31149 | 2016-03-04 | 2018-03-15 | 95700 | CLINICAL ENGINEERING | 2010-11-09 | USD | 650 | Active | UNIVERSITY NEW MEXICO HOSPITAL
76219 | 1163729 | B BRAUN MEDICAL INC | SPACE STATION | 8713140U | RACKS/ MODULE | 110231 |  | 31187 | 2016-03-03 | 2018-03-15 | 95700 | CLINICAL ENGINEERING | 2010-11-09 | USD | 650 | Active | UNIVERSITY NEW MEXICO HOSPITAL
76203 | 1163713 | B BRAUN MEDICAL INC | SPACE STATION | 8713140U | RACKS/ MODULE | 110231 |  | 31370 | 2016-03-02 | 2018-03-15 | 95700 | CLINICAL ENGINEERING | 2010-11-09 | USD | 650 | Active | UNIVERSITY NEW MEXICO HOSPITAL
76199 | 1163709 | B BRAUN MEDICAL INC | SPACE STATION | 8713140U | RACKS/ MODULE | 110231 |  | 31349 | 2016-03-03 | 2018-03-15 | 95700 | CLINICAL ENGINEERING | 2010-11-09 | USD | 650 | Active | UNIVERSITY NEW MEXICO HOSPITAL
76197 | 1163707 | B BRAUN MEDICAL INC | SPACE STATION | 8713140U | RACKS/ MODULE | 110231 |  | 31179 | 2016-03-01 | 2018-03-15 | 95700 | CLINICAL ENGINEERING | 2010-11-09 | USD | 650 | Active | UNIVERSITY NEW MEXICO HOSPITAL
76195 | 1163705 | B BRAUN MEDICAL INC | SPACE STATION | 8713140U | RACKS/ MODULE | 110231 |  | 31182 | 2016-03-15 | 2018-03-15 | 95700 | CLINICAL ENGINEERING | 2010-11-09 | USD | 650 | Active | UNIVERSITY NEW MEXICO HOSPITAL
76179 | 1163680 | B BRAUN MEDICAL INC | SPACE STATION | 8713140U | RACKS/ MODULE | 110231 |  | 31321 | 2016-03-08 | 2018-03-15 | 95700 | CLINICAL ENGINEERING | 2010-11-09 | USD | 650 | Active | UNIVERSITY NEW MEXICO HOSPITAL
76487 | 1163504 | B BRAUN MEDICAL INC | SPACE STATION | 8713140U | RACKS/ MODULE | 110231 |  | 31203 | 2016-03-01 | 2018-03-15 | 95700 | CLINICAL ENGINEERING | 2010-11-09 | USD | 650 | Active | UNIVERSITY NEW MEXICO HOSPITAL
76171 | 1163672 | B BRAUN MEDICAL INC | SPACE STATION | 8713140U | RACKS/ MODULE | 110231 |  | 31406 | 2016-03-04 | 2018-03-15 | 95700 | CLINICAL ENGINEERING | 2010-11-09 | USD | 650 | Active | UNIVERSITY NEW MEXICO HOSPITAL
76149 | 1163657 | B BRAUN MEDICAL INC | SPACE STATION | 8713140U | RACKS/ MODULE | 110231 |  | 31291 | 2016-03-07 | 2018-03-15 | 95700 | CLINICAL ENGINEERING | 2010-11-09 | USD | 650 | Active | UNIVERSITY NEW MEXICO HOSPITAL
76148 | 1163645 | B BRAUN MEDICAL INC | SPACE STATION | 8713140U | RACKS/ MODULE | 110231 |  | 31200 | 2016-07-01 | 2018-03-15 | 95700 | CLINICAL ENGINEERING | 2010-11-09 | USD | 650 | Active | UNIVERSITY NEW MEXICO HOSPITAL
76146 | 1163643 | B BRAUN MEDICAL INC | SPACE STATION | 8713140U | RACKS/ MODULE | 110231 |  | 31338 | 2016-03-01 | 2018-03-15 | 95700 | CLINICAL ENGINEERING | 2010-11-09 | USD | 650 | Active | UNIVERSITY NEW MEXICO HOSPITAL
76142 | 1163649 | B BRAUN MEDICAL INC | SPACE STATION | 8713140U | RACKS/ MODULE | 110231 |  | 31337 | 2016-03-03 | 2018-03-15 | 95700 | CLINICAL ENGINEERING | 2010-11-09 | USD | 650 | Active | UNIVERSITY NEW MEXICO HOSPITAL
76071 | 1163579 | B BRAUN MEDICAL INC | SPACE STATION | 8713140U | RACKS/ MODULE | 110231 |  | 31245 | 2016-03-04 | 2018-03-15 | 95700 | CLINICAL ENGINEERING | 2010-11-09 | USD | 650 | Active | UNIVERSITY NEW MEXICO HOSPITAL
76056 | 1163563 | B BRAUN MEDICAL INC | SPACE STATION | 8713140U | RACKS/ MODULE | 110231 |  | 31235 | 2016-03-03 | 2018-03-15 | 95700 | CLINICAL ENGINEERING | 2010-11-09 | USD | 650 | Active | UNIVERSITY NEW MEXICO HOSPITAL
76062 | 1163561 | B BRAUN MEDICAL INC | SPACE STATION | 8713140U | RACKS/ MODULE | 110231 |  | 31329 | 2016-03-15 | 2018-03-15 | 95700 | CLINICAL ENGINEERING | 2010-11-09 | USD | 650 | Active | UNIVERSITY NEW MEXICO HOSPITAL
70658 | 1084829 | SCALE-TRONIX INC | 4802 | 4802 | SCALES/ INFANT | 536364 | 536364 | 4802-18051 | 2016-10-01 | 2017-10-15 | 32045 | SOUTHWEST MESA CLINIC | 2010-11-05 | USD | 1895 | Active | UNIVERSITY NEW MEXICO HOSPITAL
70655 | 1084826 | SCALE-TRONIX INC | 5002 | 5002 | SCALES/ PATIENT/ PLATFORM/ ELECTRONIC | 536364 | 536364 | 24649 | 2016-10-01 | 2017-10-15 | 32045 | SOUTHWEST MESA CLINIC | 2010-11-05 | USD | 595 | Active | UNIVERSITY NEW MEXICO HOSPITAL
82002 | 1084477 | HILL-ROM INC | 767 | 767 | OPHTHALMOSCOPE/OTOSCOPES | 537823 |  | NA |  | 2011-10-15 | 32045 | SOUTHWEST MESA CLINIC | 2010-11-05 | USD | 892 | Active | UNIVERSITY NEW MEXICO HOSPITAL
82001 | 1084478 | HILL-ROM INC | 767 | 767 | OPHTHALMOSCOPE/OTOSCOPES | 537823 |  | NA |  | 2011-10-15 | 32045 | SOUTHWEST MESA CLINIC | 2010-11-05 | USD | 892 | Active | UNIVERSITY NEW MEXICO HOSPITAL
82006 | 1084476 | HILL-ROM INC | 767 | 767 | OPHTHALMOSCOPE/OTOSCOPES | 537823 |  | NA |  | 2011-10-15 | 32045 | SOUTHWEST MESA CLINIC | 2010-11-05 | USD | 892 | Active | UNIVERSITY NEW MEXICO HOSPITAL
82007 | 1084542 | HILL-ROM INC | 767 | 767 | OPHTHALMOSCOPE/OTOSCOPES | 537823 |  | NA |  | 2011-10-15 | 32045 | SOUTHWEST MESA CLINIC | 2010-11-05 | USD | 892 | Active | UNIVERSITY NEW MEXICO HOSPITAL
82013 | 1084474 | HILL-ROM INC | 767 | 767 | OPHTHALMOSCOPE/OTOSCOPES | 537823 |  | NA |  | 2011-10-15 | 32045 | SOUTHWEST MESA CLINIC | 2010-11-05 | USD | 892 | Active | UNIVERSITY NEW MEXICO HOSPITAL
82009 | 1084543 | HILL-ROM INC | 767 | 767 | OPHTHALMOSCOPE/OTOSCOPES | 537823 |  | NA |  | 2011-10-15 | 32045 | SOUTHWEST MESA CLINIC | 2010-11-05 | USD | 892 | Active | UNIVERSITY NEW MEXICO HOSPITAL
82011 | 1084475 | HILL-ROM INC | 767 | 767 | OPHTHALMOSCOPE/OTOSCOPES | 537823 |  | NA |  | 2011-10-15 | 32045 | SOUTHWEST MESA CLINIC | 2010-11-05 | USD | 892 | Active | UNIVERSITY NEW MEXICO HOSPITAL
82016 | 1084473 | HILL-ROM INC | 767 | 767 | OPHTHALMOSCOPE/OTOSCOPES | 537823 |  | NA |  | 2011-10-15 | 32045 | SOUTHWEST MESA CLINIC | 2010-11-05 | USD | 892 | Active | UNIVERSITY NEW MEXICO HOSPITAL
82017 | 1084472 | HILL-ROM INC | 767 | 767 | OPHTHALMOSCOPE/OTOSCOPES | 537823 |  | NA |  | 2011-10-15 | 32045 | SOUTHWEST MESA CLINIC | 2010-11-05 | USD | 892 | Active | UNIVERSITY NEW MEXICO HOSPITAL
82019 | 1084471 | HILL-ROM INC | 767 | 767 | OPHTHALMOSCOPE/OTOSCOPES | 537823 |  | NA |  | 2011-10-15 | 32045 | SOUTHWEST MESA CLINIC | 2010-11-05 | USD | 892 | Active | UNIVERSITY NEW MEXICO HOSPITAL
82021 | 1084548 | HILL-ROM INC | 767 | 767 | OPHTHALMOSCOPE/OTOSCOPES | 537823 |  | NA |  | 2011-10-15 | 32045 | SOUTHWEST MESA CLINIC | 2010-11-05 | USD | 892 | Active | UNIVERSITY NEW MEXICO HOSPITAL
82023 | 108544 | HILL-ROM INC | 767 | 767 | OPHTHALMOSCOPE/OTOSCOPES | 537823 |  | NA | 2010-11-05 | 2011-10-15 | 32045 | SOUTHWEST MESA CLINIC | 2010-11-05 | USD | 892 | Active | UNIVERSITY NEW MEXICO HOSPITAL
82025 | 1084549 | HILL-ROM INC | 767 | 767 | OPHTHALMOSCOPE/OTOSCOPES | 537823 |  | NA |  | 2011-10-15 | 32045 | SOUTHWEST MESA CLINIC | 2010-11-05 | USD | 892 | Active | UNIVERSITY NEW MEXICO HOSPITAL
82027 | 1084550 | HILL-ROM INC | 767 | 767 | OPHTHALMOSCOPE/OTOSCOPES | 537823 |  | NA |  | 2011-10-15 | 32045 | SOUTHWEST MESA CLINIC | 2010-11-05 | USD | 892 | Active | UNIVERSITY NEW MEXICO HOSPITAL
82029 | 1084545 | HILL-ROM INC | 767 | 767 | OPHTHALMOSCOPE/OTOSCOPES | 537823 |  | NA |  | 2011-10-15 | 32045 | SOUTHWEST MESA CLINIC | 2010-11-05 | USD | 892 | Active | UNIVERSITY NEW MEXICO HOSPITAL
82031 | 1084547 | HILL-ROM INC | 767 | 767 | OPHTHALMOSCOPE/OTOSCOPES | 537823 |  | NA |  | 2011-10-15 | 32045 | SOUTHWEST MESA CLINIC | 2010-11-05 | USD | 892 | Active | UNIVERSITY NEW MEXICO HOSPITAL
82033 | 1084546 | HILL-ROM INC | 767 | 767 | OPHTHALMOSCOPE/OTOSCOPES | 537823 |  | NA |  | 2011-10-15 | 32045 | SOUTHWEST MESA CLINIC | 2010-11-05 | USD | 892 | Active | UNIVERSITY NEW MEXICO HOSPITAL
82035 | 1084483 | HILL-ROM INC | 767 | 767 | OPHTHALMOSCOPE/OTOSCOPES | 537823 |  | NA |  | 2011-10-15 | 32045 | SOUTHWEST MESA CLINIC | 2010-11-05 | USD | 892 | Active | UNIVERSITY NEW MEXICO HOSPITAL
82037 | 1084485 | HILL-ROM INC | 767 | 767 | OPHTHALMOSCOPE/OTOSCOPES | 537823 |  | NA |  | 2011-10-15 | 32045 | SOUTHWEST MESA CLINIC | 2010-11-05 | USD | 892 | Active | UNIVERSITY NEW MEXICO HOSPITAL
82039 | 1084487 | HILL-ROM INC | 767 | 767 | OPHTHALMOSCOPE/OTOSCOPES | 537823 |  | NA |  | 2011-10-15 | 32045 | SOUTHWEST MESA CLINIC | 2010-11-05 | USD | 892 | Active | UNIVERSITY NEW MEXICO HOSPITAL
82040 | 1084551 | HILL-ROM INC | 767 | 767 | OPHTHALMOSCOPE/OTOSCOPES | 537823 |  | NA |  | 2011-10-15 | 32045 | SOUTHWEST MESA CLINIC | 2010-11-05 | USD | 892 | Active | UNIVERSITY NEW MEXICO HOSPITAL
82043 | 1084554 | HILL-ROM INC | 767 | 767 | OPHTHALMOSCOPE/OTOSCOPES | 537823 |  | NA |  | 2011-10-15 | 32045 | SOUTHWEST MESA CLINIC | 2010-11-05 | USD | 892 | Active | UNIVERSITY NEW MEXICO HOSPITAL
70664 | 1084480 | HILL-ROM INC | 767 | 767 | OPHTHALMOSCOPE/OTOSCOPES | 537823 |  | NA |  | 2011-10-15 | 32045 | SOUTHWEST MESA CLINIC | 2010-11-05 | USD | 892 | Active | UNIVERSITY NEW MEXICO HOSPITAL
70662 | 1084539 | SCALE-TRONIX INC | STOW-A-WEIGH | STOW-A-WEIGH | SCALES/ PATIENT/ WHEELCHAIR | 536364 | 536364 | 6202-1757 | 2016-10-01 | 2017-10-15 | 32045 | SOUTHWEST MESA CLINIC | 2010-11-05 | USD | 3195 | Active | UNIVERSITY NEW MEXICO HOSPITAL
80127 | 1083348 | SHERWOOD MEDICAL | FIRSTTEMP GENIUS | 3000A | THERMOMETERS/ ELECTRONIC/ INFRARED/ EAR | REPLACN68252 | REPLACN68252 | J0537004 | 2010-11-04 | 2011-02-15 | 12110 | NEUROSCIENCE ICU | 2010-11-04 | USD | 120 | Active | UNIVERSITY NEW MEXICO HOSPITAL
80125 | 1083346 | SHERWOOD MEDICAL | FIRSTTEMP GENIUS | 3000A | THERMOMETERS/ ELECTRONIC/ INFRARED/ EAR | REPLACN67386 | REPLACN67386 | J0641873 | 2010-11-04 | 2011-02-15 | 21015 | ED-NORTH | 2010-11-04 | USD | 120 | Active | UNIVERSITY NEW MEXICO HOSPITAL
80126 | 1083347 | TYCO HEALTHCARE GROUP | GENIUS II | GENIUS II | THERMOMETERS/ ELECTRONIC/ INFRARED/ EAR | REPLACN73921 | REPLACN73921 | N10041207 | 2010-11-04 | 2011-02-15 | 21015 | ED-NORTH | 2010-11-04 | USD | 323.01 | Active | UNIVERSITY NEW MEXICO HOSPITAL
80114 | 1083339 | STRYKER CORP | CORE CONSOLE | 5400-050-000 | CONTROLLERS | 545096 | 545096 | 1028006793 | 2013-06-14 | 2013-06-15 | 15000 | OPERATING ROOM | 2010-11-03 | USD | 0 | Active | UNIVERSITY NEW MEXICO HOSPITAL
79442 | 1213554 | B BRAUN MEDICAL INC | INFUSOMAT SPACE | 8713050U | INFUSION PUMPS |  |  | 105233 | 2016-04-12 | 2018-04-15 | 95700 | CLINICAL ENGINEERING | 2010-11-02 | USD |  | Active | UNIVERSITY NEW MEXICO HOSPITAL
70894 | 49521964 | PHILIPS HEALTHCARE | PCR ELEVA S | 732048 | DIGITAL IMAGING SYSTEMS/ COMPUTED RADIOGRAPHY | 108731 |  | 1J8WQ4J | 2012-04-23 | 2012-10-15 | 32045 | SOUTHWEST MESA CLINIC | 2010-11-01 | USD | 62880.28 | Active | UNIVERSITY NEW MEXICO HOSPITAL
82047 | 1084491 | SORIN BIOMEDICAL INC | S5 ROLLER PUMP 150 | S5 ROLLER PUMP 150 | PUMPS/ ROLLER | FOUND |  | 10E04674 | 2016-11-28 | 2017-11-15 | 15000 | OPERATING ROOM | 2010-11-01 | USD |  | Active | UNIVERSITY NEW MEXICO HOSPITAL
70893 | 49521961 | PHILIPS HEALTHCARE | BUCKYDIAGNOST CEILING SYSTEM | 704060 | RADIOGRAPHIC SYSTEMS | 108731 |  | 10000203 | 2012-02-09 | 2017-04-15 | 32045 | SOUTHWEST MESA CLINIC | 2010-11-01 | USD | 87321.5 | Reactivated | UNIVERSITY NEW MEXICO HOSPITAL
82046 | 1084490 | SORIN BIOMEDICAL INC | S5 ROLLER PUMP 150 | S5 ROLLER PUMP 150 | PUMPS/ ROLLER | FOUND |  | 10E04673 | 2016-11-28 | 2017-11-15 | 15000 | OPERATING ROOM | 2010-11-01 | USD |  | Active | UNIVERSITY NEW MEXICO HOSPITAL
82045 | 1084489 | SORIN BIOMEDICAL INC | S5 ROLLER PUMP 150 | S5 ROLLER PUMP 150 | PUMPS/ ROLLER | FOUND |  | 10E04672 | 2016-11-28 | 2017-11-15 | 15000 | OPERATING ROOM | 2010-11-01 | USD |  | Active | UNIVERSITY NEW MEXICO HOSPITAL
82044 | 1084488 | SORIN BIOMEDICAL INC | S5 ROLLER PUMP 150 | S5 ROLLER PUMP 150 | PUMPS/ ROLLER | FOUND |  | 10E04671 | 2016-11-28 | 2017-11-15 | 15000 | OPERATING ROOM | 2010-11-01 | USD |  | Active | UNIVERSITY NEW MEXICO HOSPITAL
82048 | 1084492 | SORIN BIOMEDICAL INC | S5 CONSOLE | S5 CONSOLE | CONTROLLERS | FOUND |  | 48E01528 | 2016-11-30 | 2014-11-15 | 15000 | OPERATING ROOM | 2010-11-01 | USD |  | Active | UNIVERSITY NEW MEXICO HOSPITAL
70752 | 1084838 | EXERGEN CORP | TAT-5000 | TAT-5000 | THERMOMETERS/ ELECTRONIC/ INFRARED |  | REPLACN68987 | A109038 | 2010-12-03 | 2010-11-15 | 21015 | ED-NORTH | 2010-11-01 | USD |  | Active | UNIVERSITY NEW MEXICO HOSPITAL
70832 | 1084837 | HANS RUDOLPH, INC. | 5530 | 5530 | SYRINGES/ PLUNGER/ CALIBRATION |  | FOUND | 553-31348 | 2010-12-03 | 2010-11-15 | 71520 | PULMONARY DIAGNOSTICS | 2010-10-29 | USD |  | Active | UNIVERSITY NEW MEXICO HOSPITAL
79075 | 1143672 | SIEMENS HEALTHCARE | DCA VANTAGE | DCA VANTAGE | ANALYZERS/ LABORATORY/ IMMUNOASSAY | 535022 | 535022 | S019000 | 2010-10-21 | 2011-02-15 | 34020 | DIABETES COMPREHENSV CARE CTR | 2010-10-21 | USD | 0.01 | Active | UNIVERSITY NEW MEXICO HOSPITAL
0000080055 | 1162225 | STRYKER CORP | CORE CONSOLE | 5400-050-000 | CONTROLLERS |  | 528473 | 1018706323 |  | 2017-06-15 | 15500 | OSIS OPERATING ROOM | 2010-10-19 | USD | 0.01 | Active | UNIVERSITY NEW MEXICO HOSPITAL
0000064280 | 1399774 | SCALE-TRONIX INC | 5002 | 5002 | SCALES/ PATIENT/ PLATFORM/ ELECTRONIC |  | found | 20973 | 2016-10-07 | 2017-10-15 | 30115 | SE HEIGHTS CLINIC-SAN PABLO | 2010-10-18 | USD | 0.01 | Active | UNIVERSITY NEW MEXICO HOSPITAL
0000080052 | 1439893 | EXERGEN CORP | TAT-5000 | TAT-5000 | THERMOMETERS/ ELECTRONIC/ INFRARED |  | 543409 | A218180 |  | 2017-06-15 | 15045 | PACU - BBRP | 2010-10-15 | USD | 316 | Active | UNIVERSITY NEW MEXICO HOSPITAL
0000080053 | 1439918 | EXERGEN CORP | TAT-5000 | TAT-5000 | THERMOMETERS/ ELECTRONIC/ INFRARED |  | 543409 | A218207 |  | 2017-06-15 | 15045 | PACU - BBRP | 2010-10-15 | USD | 316 | Active | UNIVERSITY NEW MEXICO HOSPITAL
0000070697 | 12190402 | PEDIGO PRODUCTS INC | P-2055 | P-2055 | WARMING UNITS/ BLANKET |  | 543409 | 828618 | 2016-10-20 | 2017-10-15 | 70010 | DIGESTIVE DISEASE PROCEDURES | 2010-10-08 | USD | 948 | Active | UNIVERSITY NEW MEXICO HOSPITAL
0000060655 | 1140882 | GE HEALTHCARE | COROMETRICS 259A | COROMETRICS 259A | MONITORS/ BEDSIDE/ FETAL |  | BBRP | SBE06504057PA | 2016-10-25 | 2017-10-15 | 12510 | WOMEN'S SPECIAL CARE | 2010-10-07 | USD | 0.01 | Reactivated | UNIVERSITY NEW MEXICO HOSPITAL
0000064279 | 1140662 | SCALE-TRONIX INC | 5002 | 5002 | SCALES/ PATIENT/ PLATFORM/ ELECTRONIC |  | found | 20279 | 2016-10-01 | 2017-10-15 | 32040 | NE HEIGHTS CLINIC | 2010-10-06 | USD | 0.01 | Active | UNIVERSITY NEW MEXICO HOSPITAL
0000070553 | 1084892 | THE KENDALL CO | FIRSTEMP GENIUS 3000A | FIRSTEMP GENIUS 3000A | THERMOMETERS/ ELECTRONIC/ INFRARED/ EAR |  | REPLACN38936 | J0649505 |  | 2017-06-15 | 32025 | FAMILY PRACTICE CLINIC | 2010-10-05 | USD | 0.01 | Active | UNIVERSITY NEW MEXICO HOSPITAL
0000070552 | 1084891 | THE KENDALL CO | FIRSTEMP GENIUS 3000A | FIRSTEMP GENIUS 3000A | THERMOMETERS/ ELECTRONIC/ INFRARED/ EAR |  | REPLACN52152 | J0032276 |  | 2017-06-15 | 12340 | SURGICAL SPECIALITY UNIT (4-S) | 2010-10-05 | USD | 0.01 | Active | UNIVERSITY NEW MEXICO HOSPITAL
0000070551 | 1084890 | THE KENDALL CO | FIRSTEMP GENIUS 3000A | FIRSTEMP GENIUS 3000A | THERMOMETERS/ ELECTRONIC/ INFRARED/ EAR |  | REPLACN67794 | J0328653 |  | 2017-06-15 | 12320 | GENERAL MEDICINE (5-W) | 2010-10-05 | USD | 0.01 | Active | UNIVERSITY NEW MEXICO HOSPITAL
70550 | 1084889 | COSMAN MEDICAL INC | G4 | G4 | GENERATORS/ RADIO-FREQUENCY |  | 542195 | G4-289 | 2016-10-01 | 2017-04-15 | 34340 | PAIN CLINIC | 2010-10-04 | USD | 28900.01 | Active | UNIVERSITY NEW MEXICO HOSPITAL
0000079062 | 1143456 | HILL-ROM INC | 767 | 767 | OPHTHALMOSCOPE/OTOSCOPES |  | BBRP | NONE |  | 2017-06-15 | 21015 | ED-NORTH | 2010-10-01 | USD | 0.01 | Active | UNIVERSITY NEW MEXICO HOSPITAL
82279 | 1096585 | PHILIPS BURTON | UV503 | UV503 | LIGHTS/ ULTRAVIOLET | FOUND |  | 5264812 | 2016-10-25 | 2017-10-15 | 32050 | WESTSIDE FAMILY & SENIOR HLTH | 2010-09-29 | USD |  | Reactivated | UNIVERSITY NEW MEXICO HOSPITAL
0000070365 | 1083336 | ZOLL MEDICAL CORP | AED PRO | AED PRO | DEFIBRILLATORS/ EXTERNAL/ AUTOMATED |  | 537836 | AA10H018423 | 2017-04-25 | 2017-10-15 | 12430 | GENERAL PEDIATRICS UNIT | 2010-09-27 | USD | 2624.35 | Active | UNIVERSITY NEW MEXICO HOSPITAL
0000070544 | 1084880 | MEDICAL GRAPHICS CORP | ULTIMA PFX | ULTIMA PFX | METABOLIC CARTS |  | REPLACN62515 | 218000103 | 2016-09-07 | 2017-09-15 | 71520 | PULMONARY DIAGNOSTICS | 2010-09-24 | USD | 9999 | Active | UNIVERSITY NEW MEXICO HOSPITAL
70650 | 1084821 | ZIMMER INC | 8909-01 | 8909-01 | CAST CUTTERS | 541370 |  | 8314 |  | 2011-01-15 | 12250 | ORTHOPEDICS (3-S) | 2010-09-22 | USD |  | Active | UNIVERSITY NEW MEXICO HOSPITAL
0000064418 | 90402 0000064418 | SCALE-TRONIX INC | 5002 | 5002 | SCALES/ PATIENT/ PLATFORM/ ELECTRONIC |  | found | 20974 | 2016-09-22 | 2017-09-15 | 34540 | SPORTS MEDICINE | 2010-09-22 | USD | 0.01 | Active | UNIVERSITY NEW MEXICO HOSPITAL
70649 | 1084820 | GE HEALTHCARE | CARESCAPE(V100) | CARESCAPE(V100) | MONITORING SYSTEMS/ PHYSIOLOGIC | 538120 |  | SDT10370242SA | 2016-10-05 | 2017-10-15 | 60640 | ASAP PRIMARY CARE CLINIC | 2010-09-20 | USD | 3111.51 | Active | UNIVERSITY NEW MEXICO HOSPITAL
0000070994 | 1084836 | HILL-ROM INC | 767 | 767 | OPHTHALMOSCOPE/OTOSCOPES |  | 538638 | NA |  | 2017-06-15 | 34020 | DIABETES COMPREHENSV CARE CTR | 2010-09-16 | USD | 817.81 | Active | UNIVERSITY NEW MEXICO HOSPITAL
0000070984 | 1084835 | HILL-ROM INC | 767 | 767 | OPHTHALMOSCOPE/OTOSCOPES |  | 538638 | NA |  | 2017-06-15 | 34020 | DIABETES COMPREHENSV CARE CTR | 2010-09-16 | USD | 817.81 | Active | UNIVERSITY NEW MEXICO HOSPITAL
0000079056 | 1143659 | SCOTTCARE CORP | 900 | 900 | RECORDERS/ GRAPHIC |  | 540027 | 986456 |  | 2017-06-15 | 71030 | HEART STATION | 2010-09-15 | USD | 695 | Active | UNIVERSITY NEW MEXICO HOSPITAL
0000079055 | 1143658 | SCOTTCARE CORP | 900 | 900 | RECORDERS/ GRAPHIC |  | 540027 | 986460 |  | 2017-06-15 | 71030 | HEART STATION | 2010-09-15 | USD | 695 | Active | UNIVERSITY NEW MEXICO HOSPITAL
0000079054 | 1143657 | SCOTTCARE CORP | 900 | 900 | RECORDERS/ GRAPHIC |  | 540027 | 986466 |  | 2017-06-15 | 71030 | HEART STATION | 2010-09-15 | USD | 695 | Active | UNIVERSITY NEW MEXICO HOSPITAL
0000079053 | 1143656 | SCOTTCARE CORP | 900 | 900 | RECORDERS/ GRAPHIC |  | 540027 | 986452 |  | 2017-06-15 | 71030 | HEART STATION | 2010-09-15 | USD | 695 | Active | UNIVERSITY NEW MEXICO HOSPITAL
0000079052 | 1143655 | SCOTTCARE CORP | 900 | 900 | RECORDERS/ GRAPHIC |  | 540027 | 986463 |  | 2017-06-15 | 71030 | HEART STATION | 2010-09-15 | USD | 695 | Active | UNIVERSITY NEW MEXICO HOSPITAL
0000079051 | 1143654 | SCOTTCARE CORP | 900 | 900 | RECORDERS/ GRAPHIC |  | 540027 | 986453 |  | 2017-06-15 | 71030 | HEART STATION | 2010-09-15 | USD | 695 | Active | UNIVERSITY NEW MEXICO HOSPITAL
0000079050 | 1143653 | SCOTTCARE CORP | 900 | 900 | RECORDERS/ GRAPHIC |  | 540027 | 986464 |  | 2017-06-15 | 71030 | HEART STATION | 2010-09-15 | USD | 695 | Active | UNIVERSITY NEW MEXICO HOSPITAL
0000079049 | 1143652 | SCOTTCARE CORP | 900 | 900 | RECORDERS/ GRAPHIC |  | 540027 | 986462 |  | 2017-06-15 | 71030 | HEART STATION | 2010-09-15 | USD | 695 | Active | UNIVERSITY NEW MEXICO HOSPITAL
0000079048 | 1143651 | SCOTTCARE CORP | 900 | 900 | RECORDERS/ GRAPHIC |  | 540027 | 986459 |  | 2017-06-15 | 71030 | HEART STATION | 2010-09-15 | USD | 695 | Active | UNIVERSITY NEW MEXICO HOSPITAL
0000079047 | 1143650 | SCOTTCARE CORP | 900 | 900 | RECORDERS/ GRAPHIC |  | 540027 | 986467 |  | 2017-06-15 | 71030 | HEART STATION | 2010-09-15 | USD | 695 | Active | UNIVERSITY NEW MEXICO HOSPITAL
0000079046 | 1143649 | SCOTTCARE CORP | 900 | 900 | RECORDERS/ GRAPHIC |  | 540027 | 986473 |  | 2017-06-15 | 71030 | HEART STATION | 2010-09-15 | USD | 695 | Active | UNIVERSITY NEW MEXICO HOSPITAL
0000079045 | 1143648 | SCOTTCARE CORP | 900 | 900 | RECORDERS/ GRAPHIC |  | 540027 | 986471 |  | 2017-06-15 | 71030 | HEART STATION | 2010-09-15 | USD | 695 | Active | UNIVERSITY NEW MEXICO HOSPITAL
0000079044 | 1143647 | SCOTTCARE CORP | 900 | 900 | RECORDERS/ GRAPHIC |  | 540027 | 986469 |  | 2017-06-15 | 71030 | HEART STATION | 2010-09-15 | USD | 695 | Active | UNIVERSITY NEW MEXICO HOSPITAL
0000079043 | 1143646 | SCOTTCARE CORP | 900 | 900 | RECORDERS/ GRAPHIC |  | 540027 | 986461 |  | 2017-06-15 | 71030 | HEART STATION | 2010-09-15 | USD | 695 | Active | UNIVERSITY NEW MEXICO HOSPITAL
0000079042 | 1143645 | SCOTTCARE CORP | 900 | 900 | RECORDERS/ GRAPHIC |  | 540027 | 986457 |  | 2017-06-15 | 71030 | HEART STATION | 2010-09-15 | USD | 695 | Active | UNIVERSITY NEW MEXICO HOSPITAL
0000079041 | 1143644 | SCOTTCARE CORP | 900 | 900 | RECORDERS/ GRAPHIC |  | 540027 | 986458 |  | 2017-06-15 | 71030 | HEART STATION | 2010-09-15 | USD | 695 | Active | UNIVERSITY NEW MEXICO HOSPITAL
0000079040 | 1143643 | SCOTTCARE CORP | 900 | 900 | RECORDERS/ GRAPHIC |  | 540027 | 986465 |  | 2017-06-15 | 71030 | HEART STATION | 2010-09-15 | USD | 695 | Active | UNIVERSITY NEW MEXICO HOSPITAL
0000079039 | 1143642 | SCOTTCARE CORP | 900 | 900 | RECORDERS/ GRAPHIC |  | 540027 | 986454 |  | 2017-06-15 | 71030 | HEART STATION | 2010-09-15 | USD | 695 | Active | UNIVERSITY NEW MEXICO HOSPITAL
0000079038 | 1143641 | SCOTTCARE CORP | 900 | 900 | RECORDERS/ GRAPHIC |  | 540027 | 986472 |  | 2017-06-15 | 71030 | HEART STATION | 2010-09-15 | USD | 695 | Active | UNIVERSITY NEW MEXICO HOSPITAL
0000079037 | 1143640 | SCOTTCARE CORP | 900 | 900 | RECORDERS/ GRAPHIC |  | 540027 | 986468 |  | 2017-06-15 | 71030 | HEART STATION | 2010-09-15 | USD | 695 | Active | UNIVERSITY NEW MEXICO HOSPITAL
0000070511 | 1084513 | ACCUVEIN LLC | AV300 | AV300 | TRANSILLUMINATORS |  | 540559 | AV10225065 |  | 2017-06-15 | 12455 | NEWBORN ICU | 2010-09-14 | USD | 4583.29 | Active | UNIVERSITY NEW MEXICO HOSPITAL
0000070510 | 1084512 | SSCOR INC | 2500 | 2500 | ASPIRATORS |  | 539123 | M18578 | 2015-12-29 | 2016-12-15 | 34230 | SURGICAL SPECIALTIES CLINIC | 2010-09-14 | USD | 950 | Active | UNIVERSITY NEW MEXICO HOSPITAL
0000062138 | 1141684 | SSCOR INC | REF 2314 | REF 2314 | ASPIRATORS/ EMERGENCY |  | found | M09521 | 2016-10-05 | 2017-10-15 | 32030 | UNM LOBOCARE CLINIC | 2010-09-14 | USD | 1 | Active | UNIVERSITY NEW MEXICO HOSPITAL
| 1084654 | RIKEN KEIKI CO | FI-21 | FI-21 | ANALYZERS/ ENVIRONMENTAL/GAS SYSTEM/ HALOGENATED A |  | Philips | 075020015ES | 2016-04-28 | 2017-04-15 | 95700 | CLINICAL ENGINEERING | 2010-09-10 | USD | 3500 | Active | UNIVERSITY NEW MEXICO HOSPITAL
0000070751 | 1084879 | PRECOR INC | C956I | C956I | TREADMILLS |  | 537955 | AGKYH24100002 | 2017-01-30 | 2018-01-15 | 71020 | CARDIAC REHAB | 2010-09-09 | USD | 4995 | Active | UNIVERSITY NEW MEXICO HOSPITAL
0000070918 | 1143537 | ZOLL MEDICAL CORP | R-SERIES ALS | R-SERIES ALS | DEFIBRILLATOR/ MONITOR/ PACEMAKERS |  | 531134 | AF10E010724 | 2017-01-18 | 2018-01-15 | 95700 | CLINICAL ENGINEERING | 2010-09-07 | USD | 11503.34 | Active | UNIVERSITY NEW MEXICO HOSPITAL
0000070917 | 1143536 | ZOLL MEDICAL CORP | R-SERIES ALS | R-SERIES ALS | DEFIBRILLATOR/ MONITOR/ PACEMAKERS |  | 531134 | AF10E010773 | 2017-05-01 | 2018-05-15 | 12130 | TRAUMA/SURGICAL ICU | 2010-09-07 | USD | 11503.34 | Active | UNIVERSITY NEW MEXICO HOSPITAL
0000070916 | 1143535 | ZOLL MEDICAL CORP | R-SERIES ALS | R-SERIES ALS | DEFIBRILLATOR/ MONITOR/ PACEMAKERS |  | 531134 | AF10E010739 | 2017-05-01 | 2018-05-15 | 12130 | TRAUMA/SURGICAL ICU | 2010-09-07 | USD | 11503.34 | Active | UNIVERSITY NEW MEXICO HOSPITAL
0000070915 | 1143534 | ZOLL MEDICAL CORP | R-SERIES ALS | R-SERIES ALS | DEFIBRILLATOR/ MONITOR/ PACEMAKERS |  | 531134 | AF10E010764 | 2017-07-11 | 2018-07-15 | 12110 | NEUROSCIENCE ICU | 2010-09-07 | USD | 11503.34 | Active | UNIVERSITY NEW MEXICO HOSPITAL
70914 | 1143533 | ZOLL MEDICAL CORP | R-SERIES ALS | R-SERIES ALS | DEFIBRILLATOR/ MONITOR/ PACEMAKERS |  | 531134 | AF10E010705 | 2017-05-01 | 2018-05-15 | 12130 | TRAUMA/SURGICAL ICU | 2010-09-07 | USD | 11503.34 | Active | UNIVERSITY NEW MEXICO HOSPITAL
0000070913 | 1143532 | ZOLL MEDICAL CORP | R-SERIES ALS | R-SERIES ALS | DEFIBRILLATOR/ MONITOR/ PACEMAKERS |  | 531134 | AF10E010743 | 2017-07-12 | 2018-07-15 | 12110 | NEUROSCIENCE ICU | 2010-09-03 | USD | 11503.34 | Active | UNIVERSITY NEW MEXICO HOSPITAL
0000070912 | 1143531 | ZOLL MEDICAL CORP | R-SERIES ALS | R-SERIES ALS | DEFIBRILLATOR/ MONITOR/ PACEMAKERS |  | 531134 | AF10E010745 | 2017-07-11 | 2018-07-15 | 12110 | NEUROSCIENCE ICU | 2010-09-03 | USD | 11503.34 | Active | UNIVERSITY NEW MEXICO HOSPITAL
0000070911 | 1143530 | ZOLL MEDICAL CORP | R-SERIES ALS | R-SERIES ALS | DEFIBRILLATOR/ MONITOR/ PACEMAKERS |  | 531134 | AF10E010738 | 2017-07-12 | 2018-07-15 | 12110 | NEUROSCIENCE ICU | 2010-09-03 | USD | 11503.34 | Active | UNIVERSITY NEW MEXICO HOSPITAL
0000070910 | 1143529 | ZOLL MEDICAL CORP | R-SERIES ALS | R-SERIES ALS | DEFIBRILLATOR/ MONITOR/ PACEMAKERS |  | 531134 | AF10E010777 | 2017-05-01 | 2018-05-15 | 12120 | MEDICAL/CARDIAC ICU | 2010-09-03 | USD | 11503.34 | Active | UNIVERSITY NEW MEXICO HOSPITAL
0000070909 | 1143528 | ZOLL MEDICAL CORP | R-SERIES ALS | R-SERIES ALS | DEFIBRILLATOR/ MONITOR/ PACEMAKERS |  | 531134 | AF10E010735 | 2017-05-01 | 2018-05-15 | 12120 | MEDICAL/CARDIAC ICU | 2010-09-03 | USD | 11503.34 | Active | UNIVERSITY NEW MEXICO HOSPITAL
0000070908 | 1143527 | ZOLL MEDICAL CORP | R-SERIES ALS | R-SERIES ALS | DEFIBRILLATOR/ MONITOR/ PACEMAKERS |  | 531134 | AF10E010763 | 2017-05-01 | 2018-05-15 | 12120 | MEDICAL/CARDIAC ICU | 2010-09-03 | USD | 11503.34 | Active | UNIVERSITY NEW MEXICO HOSPITAL
0000070907 | 1143526 | ZOLL MEDICAL CORP | R-SERIES ALS | R-SERIES ALS | DEFIBRILLATOR/ MONITOR/ PACEMAKERS |  | 531134 | AF10E010744 | 2016-10-26 | 2017-10-15 | 12210 | CORONARY CARE SUBACUTE | 2010-09-03 | USD | 11503.34 | Active | UNIVERSITY NEW MEXICO HOSPITAL
0000070906 | 1143525 | ZOLL MEDICAL CORP | R-SERIES ALS | R-SERIES ALS | DEFIBRILLATOR/ MONITOR/ PACEMAKERS |  | 531134 | AF10E010765 | 2016-10-26 | 2017-10-15 | 12210 | CORONARY CARE SUBACUTE | 2010-09-03 | USD | 11503.34 | Active | UNIVERSITY NEW MEXICO HOSPITAL
0000070905 | 1143524 | ZOLL MEDICAL CORP | R-SERIES ALS | R-SERIES ALS | DEFIBRILLATOR/ MONITOR/ PACEMAKERS |  | 531134 | AF10E010728 | 2016-09-21 | 2017-09-15 | 12240 | GENERAL SURGERY (6-S) | 2010-09-03 | USD | 11503.34 | Active | UNIVERSITY NEW MEXICO HOSPITAL
0000070904 | 1143523 | ZOLL MEDICAL CORP | R-SERIES ALS | R-SERIES ALS | DEFIBRILLATOR/ MONITOR/ PACEMAKERS |  | 531134 | AF10E010771 | 2016-09-29 | 2017-09-15 | 12240 | GENERAL SURGERY (6-S) | 2010-09-03 | USD | 11503.34 | Active | UNIVERSITY NEW MEXICO HOSPITAL
0000070368 | 1084289 | EXERGEN CORP | TAT-5000 | TAT-5000 | THERMOMETERS/ ELECTRONIC/ INFRARED |  | 539244 | a212890 |  | 2017-06-15 | 12230 | GEN MED/SAC (4-W) | 2010-09-03 | USD | 316.01 | Active | UNIVERSITY NEW MEXICO HOSPITAL
0000070883 | 1143505 | GE HEALTHCARE | CAPNOSTAT | CAPNOSTAT | MODULES/ CARBON DIOXIDE/OXYGEN |  | 530216 | RCJ09352031GA | 2017-07-11 | 2018-07-15 | 21015 | ED-NORTH | 2010-09-01 | USD | 5810 | Active | UNIVERSITY NEW MEXICO HOSPITAL
0000070903 | 1143516 | GE HEALTHCARE | CAPNOSTAT | CAPNOSTAT | MODULES/ CARBON DIOXIDE/OXYGEN |  | 530216 | RCJ10222490GA | 2017-07-07 | 2018-07-15 | 21015 | ED-NORTH | 2010-09-01 | USD | 5810 | Active | UNIVERSITY NEW MEXICO HOSPITAL
0000070901 | 1143518 | GE HEALTHCARE | CAPNOSTAT | CAPNOSTAT | MODULES/ CARBON DIOXIDE/OXYGEN |  | 530216 | RCJ10042340GA | 2017-07-07 | 2018-07-15 | 21015 | ED-NORTH | 2010-09-01 | USD | 5810 | Active | UNIVERSITY NEW MEXICO HOSPITAL
0000070900 | 1143519 | GE HEALTHCARE | CAPNOSTAT | CAPNOSTAT | MODULES/ CARBON DIOXIDE/OXYGEN |  | 530216 | RCJ10042334GA | 2017-07-17 | 2018-07-15 | 21015 | ED-NORTH | 2010-09-01 | USD | 5810 | Reactivated | UNIVERSITY NEW MEXICO HOSPITAL
0000070899 | 1143520 | GE HEALTHCARE | CAPNOSTAT | CAPNOSTAT | MODULES/ CARBON DIOXIDE/OXYGEN |  | 530216 | RCJ10052380GA | 2017-07-07 | 2018-07-15 | 21015 | ED-NORTH | 2010-09-01 | USD | 5810 | Active | UNIVERSITY NEW MEXICO HOSPITAL
0000070898 | 1143521 | GE HEALTHCARE | CAPNOSTAT | CAPNOSTAT | MODULES/ CARBON DIOXIDE/OXYGEN |  | 530216 | RCJ09532294GA | 2017-07-07 | 2018-07-15 | 21015 | ED-NORTH | 2010-09-01 | USD | 5810 | Active | UNIVERSITY NEW MEXICO HOSPITAL
0000070897 | 1143522 | GE HEALTHCARE | CAPNOSTAT | CAPNOSTAT | MODULES/ CARBON DIOXIDE/OXYGEN |  | 530216 | RCJ10222494GA | 2017-07-11 | 2018-07-15 | 21015 | ED-NORTH | 2010-09-01 | USD | 5810 | Active | UNIVERSITY NEW MEXICO HOSPITAL
0000070690 | 1083738 | GE HEALTHCARE | V100 | V100 | MONITORS/ BEDSIDE/ BLOOD PRESSURE |  | 537981 | sdt10350013sa | 2016-12-13 | 2017-12-15 | 34235 | GENERAL SURGERY CLINIC | 2010-09-01 | USD | 3052.01 | Active | UNIVERSITY NEW MEXICO HOSPITAL
0000070363 | 1084287 | GE HEALTHCARE | PRO 300 V2 | PRO 300 V2 | MONITORING SYSTEMS/ PHYSIOLOGIC |  | 532336 | AAX1027001SA | 2017-01-01 | 2018-01-15 | 12035 | UPC INPATIENT ADULT SERVICES | 2010-08-30 | USD | 4657.96 | Active | UNIVERSITY NEW MEXICO HOSPITAL
0000070364 | 1084288 | GE Healthcare USA | Pro 400 V2 | Pro 400 V2 | MONITORING SYSTEMS/ PHYSIOLOGIC/ ACUTE CARE |  | 532336 | AAX10320002SA | 2017-01-01 | 2018-01-15 | 12035 | UPC INPATIENT ADULT SERVICES | 2010-08-30 | USD | 4937.99 | Active | UNIVERSITY NEW MEXICO HOSPITAL
0000070885 | 1143508 | GE HEALTHCARE | CASE P2 SERIES | CASE P2 SERIES | MONITORING SYSTEMS/ PHYSIOLOGIC/ STRESS EXERCISE |  | 530182 | R3X10305715SA | 2016-10-01 | 2017-10-15 | 75045 | RADIOLOGY - NUCLEAR MED | 2010-08-27 | USD | 19636.8 | Active | UNIVERSITY NEW MEXICO HOSPITAL
0000070884 | 1143507 | GE HEALTHCARE | CASE T2100 | CASE T2100 | TREADMILLS |  | 530182 | SBC10306591SA | 2016-10-01 | 2017-10-15 | 75045 | RADIOLOGY - NUCLEAR MED | 2010-08-27 | USD | 5916.8 | Active | UNIVERSITY NEW MEXICO HOSPITAL
0000070869 | 1143509 | DRAEGER MEDICAL INC | VAPOR 2000 SEVOFLURANE | VAPOR 2000 (M35170) | ANESTHESIA UNIT VAPORIZERS |  | REPL 68563 | ARWM-0633 | 2017-01-09 | 2018-01-15 | 15055 | ANESTHESIA | 2010-08-27 | USD | 1 | Active | UNIVERSITY NEW MEXICO HOSPITAL
0000070878 | 1143512 | CADWELL LABORATORIES INC | TCS-1 | TCS-1 | STIMULATORS/ ELECTRICAL/ NEUROMUSCULAR |  | 530671 | 1004CX12-05-010 | 2016-09-21 | 2017-09-15 | 78010 | NEURODIAGNOSTICS LAB | 2010-08-26 | USD | 2500 | Active | UNIVERSITY NEW MEXICO HOSPITAL
0000070547 | 1084886 | MIDMARK CORP | RITTER 223 (223-008) | RITTER 223 (223-008) | TABLES/ EXAMINATION/TREATMENT |  | 537060 | V931488 |  | 2017-06-15 | 34110 | WOMEN'S HEALTH CENTER | 2010-08-26 | USD | 4389.72 | Active | UNIVERSITY NEW MEXICO HOSPITAL
0000070546 | 1084885 | DATEX-OHMEDA INC | GIRAFFE OMNIBED | GIRAFFE OMNIBED | INCUBATORS/ INFANT |  | 535168 | HDHP50559 | 2017-02-03 | 2018-02-15 | 12455 | NEWBORN ICU | 2010-08-25 | USD | 21688.4 | Active | UNIVERSITY NEW MEXICO HOSPITAL
0000070545 | 1084884 | DATEX-OHMEDA INC | GIRAFFE OMNIBED | GIRAFFE OMNIBED | INCUBATORS/ INFANT |  | 535168 | HDHP50560 | 2017-02-02 | 2018-02-15 | 12455 | NEWBORN ICU | 2010-08-25 | USD | 21688.4 | Active | UNIVERSITY NEW MEXICO HOSPITAL
0000070868 | 1143491 | STRYKER CORP | TPS CONSOLE | TPS CONSOLE | CONTROLLERS |  | FOUND | 0314103103 |  | 2017-06-15 | 15500 | OSIS OPERATING ROOM | 2010-08-24 | USD | 1 | Active | UNIVERSITY NEW MEXICO HOSPITAL
0000070886 | 1143504 | SONOSITE INC | S-SERIES | 555330 | SCANNING SYSTEMS/ULTRASONIC/DIAGNOSTIC (DI) | 535458 | 535458 | 03JNK8 | 2017-02-28 | 2017-08-15 | 34340 | PAIN CLINIC | 2010-08-24 | USD | 37220.4 | Active | UNIVERSITY NEW MEXICO HOSPITAL
0000070509 | 1084535 | CADWELL LABORATORIES INC | CASCADE ELITE | CASCADE ELITE | MONITORS/ BEDSIDE/ NEUROLOGY |  | 530671 | 1004CX200308 | 2016-09-21 | 2017-09-15 | 78010 | NEURODIAGNOSTICS LAB | 2010-08-23 | USD | 31986 | Active | UNIVERSITY NEW MEXICO HOSPITAL
0000070543 | 1084878 | NIHON KOHDEN (AMERICA) INC | NEUROFAX | JE-922A | MODULES/ DATA/ TRANSFER |  | REPLACN68975 | 02178 | 2012-02-14 | 2012-02-15 | 34015 | SLEEP DISORDERS CENTER 1101-2 | 2010-08-19 | USD | 1595 | Active | UNIVERSITY NEW MEXICO HOSPITAL
70750 | 1143423 | NIHON KOHDEN CORP | NOMAD | PMU800 | RECORDERS/ ELECTRONIC STORAGE/ DATA/ SLEEP/AWAKE |  | 494173 | NMD-0911052 | 2013-02-11 | 2013-02-15 | 34015 | SLEEP DISORDERS CENTER 1101-2 | 2010-08-19 | USD |  | Active | UNIVERSITY NEW MEXICO HOSPITAL
70749 | 1143422 | NIHON KOHDEN CORP | NOMAD | PMU800 | RECORDERS/ ELECTRONIC STORAGE/ DATA/ SLEEP/AWAKE |  | 494173 | NMD-0911091 | 2013-02-11 | 2013-02-15 | 34015 | SLEEP DISORDERS CENTER 1101-2 | 2010-08-19 | USD |  | Active | UNIVERSITY NEW MEXICO HOSPITAL
0000070508 | 1084534 | HILL-ROM INC | 767 | 767 | OPHTHALMOSCOPE/OTOSCOPES |  | FOUND | 90090 |  | 2017-06-15 | 34350 | MEDICINE CLINIC | 2010-08-19 | USD | 0.01 | Active | UNIVERSITY NEW MEXICO HOSPITAL
0000073305 | 1083495 | MEDISCAN | 0383 | MEDISCAN | DETECTORS/ METALLIC FOREIGN BODY |  | 536891 | NA |  | 2017-06-15 | 15500 | OSIS OPERATING ROOM | 2010-08-18 | USD | 3245 | Active | UNIVERSITY NEW MEXICO HOSPITAL
0000070805 | 1084606 | THE KENDALL CO | FIRSTEMP GENIUS 3000A | FIRSTEMP GENIUS 3000A | THERMOMETERS/ ELECTRONIC/ INFRARED/ EAR |  | REPLACN70132 | J0624480 |  | 2017-06-15 | 21015 | ED-NORTH | 2010-08-17 | USD | 120 | Active | UNIVERSITY NEW MEXICO HOSPITAL
0000070804 | 1084605 | THE KENDALL CO | FIRSTEMP GENIUS 3000A | FIRSTEMP GENIUS 3000A | THERMOMETERS/ ELECTRONIC/ INFRARED/ EAR |  | REPLACN62858 | J0638267 |  | 2017-06-15 | 12210 | CORONARY CARE SUBACUTE | 2010-08-17 | USD | 120 | Active | UNIVERSITY NEW MEXICO HOSPITAL
0000070801 | 1084602 | TYCO HEALTHCARE GROUP | GENIUS II | GENIUS II | THERMOMETERS/ ELECTRONIC/ INFRARED/ EAR |  | 537186 | N10038059 |  | 2017-06-15 | 12240 | GENERAL SURGERY (6-S) | 2010-08-17 | USD | 323.01 | Active | UNIVERSITY NEW MEXICO HOSPITAL
82774 | 1162109 | PHILIPS HEALTHCARE | HEARTSTART HS1 | HEARTSTART HS1 | DEFIBRILLATORS/ EXTERNAL/ AUTOMATED |  | 410359 | A72B-06678 | 2012-03-23 | 2012-03-15 | 34540 | SPORTS MEDICINE | 2010-08-13 | USD | 1223.71 | Active | UNIVERSITY NEW MEXICO HOSPITAL
82775 | 1162110 | PHILIPS HEALTHCARE | HEARTSTART HS1 | HEARTSTART HS1 | DEFIBRILLATORS/ EXTERNAL/ AUTOMATED |  | 410359 | A12B-06990 |  | 2012-03-15 | 34540 | SPORTS MEDICINE | 2010-08-13 | USD | 1223.71 | Active | UNIVERSITY NEW MEXICO HOSPITAL
0000070866 | 1143492 | PHILIPS HEALTHCARE | HEARTSTART HS1 | HEARTSTART HS1 | DEFIBRILLATORS/ EXTERNAL/ AUTOMATED |  | 410359 | A10F-05999 | 2012-03-23 | 2012-03-15 | 34540 | SPORTS MEDICINE | 2010-08-13 | USD | 1223.71 | Active | UNIVERSITY NEW MEXICO HOSPITAL
0000070865 | 1143493 | PHILIPS HEALTHCARE | HEARTSTART HS1 | HEARTSTART HS1 | DEFIBRILLATORS/ EXTERNAL/ AUTOMATED |  | 410359 | A10F-06157 | 2012-03-26 | 2012-03-15 | 34540 | SPORTS MEDICINE | 2010-08-13 | USD | 1223.71 | Active | UNIVERSITY NEW MEXICO HOSPITAL
0000070864 | 1143494 | PHILIPS HEALTHCARE | HEARTSTART HS1 | HEARTSTART HS1 | DEFIBRILLATORS/ EXTERNAL/ AUTOMATED |  | 410359 | A10F-06224 | 2012-03-23 | 2012-03-15 | 34540 | SPORTS MEDICINE | 2010-08-13 | USD | 1223.71 | Active | UNIVERSITY NEW MEXICO HOSPITAL
0000070725 | 1084982 | SIEMENS HEALTHCARE | CLINITEK STATUS PLUS | CLINITEK STATUS PLUS | ANALYZERS/ POINT-OF-CARE/ URINE |  | 532121 | 204004 | 2010-08-11 | 2017-06-15 | 12000 | LABOR AND DELIVERY | 2010-08-11 | USD | 1298.01 | Active | UNIVERSITY NEW MEXICO HOSPITAL
0000070862 | 1084598 | TYCO HEALTHCARE GROUP | GENIUS II | GENIUS II | THERMOMETERS/ ELECTRONIC/ INFRARED/ EAR |  | 535596 | N10030485 |  | 2017-06-15 | 12430 | GENERAL PEDIATRICS UNIT | 2010-08-11 | USD | 323.01 | Active | UNIVERSITY NEW MEXICO HOSPITAL
0000070861 | 1084597 | TYCO HEALTHCARE GROUP | GENIUS II | GENIUS II | THERMOMETERS/ ELECTRONIC/ INFRARED/ EAR |  | 535596 | N10030302 |  | 2017-06-15 | 12430 | GENERAL PEDIATRICS UNIT | 2010-08-11 | USD | 323.01 | Active | UNIVERSITY NEW MEXICO HOSPITAL
0000070433 | 1143464 | FISHER & PAYKEL HEALTHCARE INC | 100226 | AUTOCPAP | CONTINUOUS POSITIVE AIRWAY PRESSURE UNITS |  | 539389 | 100226006504 | 2017-02-01 | 2018-02-15 | 34015 | SLEEP DISORDERS CENTER 1101-2 | 2010-08-11 | USD | 0.01 | Active | UNIVERSITY NEW MEXICO HOSPITAL
0000070724 | 1084981 | FERNO-WASHINGTON INC | 500 | 500 | PROBES |  | REPLACN73900 | CX001-401 |  | 2017-06-15 | 12110 | NEUROSCIENCE ICU | 2010-08-10 | USD | 0.01 | Active | UNIVERSITY NEW MEXICO HOSPITAL
0000070831 | 1084877 | SSCOR INC | REF 2314 | REF 2314 | ASPIRATORS/ EMERGENCY |  | 536222 | M18453 | 2016-08-19 | 2017-08-15 | 12360 | NEUROSCIENCE | 2010-08-09 | USD | 950.01 | Active | UNIVERSITY NEW MEXICO HOSPITAL
0000070819 | 1143466 | EXERGEN CORP | TAT-5000 | TAT-5000 | THERMOMETERS/ ELECTRONIC/ INFRARED |  | REPLACN67416 | A0571 |  | 2017-06-15 | 12000 | LABOR AND DELIVERY | 2010-08-09 | USD | 0.01 | Active | UNIVERSITY NEW MEXICO HOSPITAL
0000070717 | 1084974 | GE HEALTHCARE | COROMETRICS 259CX-C | COROMETRICS 259CX-C | MONITORS/ BEDSIDE/ FETAL |  | B108751 | SDJ10215446PA | 2016-11-29 | 2017-11-15 | 12000 | LABOR AND DELIVERY | 2010-08-04 | USD | 15856.5 | Active | UNIVERSITY NEW MEXICO HOSPITAL
0000070716 | 1084973 | GE HEALTHCARE | COROMETRICS 259CX-C | COROMETRICS 259CX-C | MONITORS/ BEDSIDE/ FETAL |  | B108751 | SDJ10215437PA | 2016-11-22 | 2017-11-15 | 12000 | LABOR AND DELIVERY | 2010-08-04 | USD | 15856.5 | Active | UNIVERSITY NEW MEXICO HOSPITAL
0000070715 | 31084971 | GE HEALTHCARE | COROMETRICS 259CX-C | COROMETRICS 259CX-C | MONITORS/ BEDSIDE/ FETAL |  | B108751 | SDJ10215434PA | 2016-11-23 | 2017-11-15 | 12000 | LABOR AND DELIVERY | 2010-08-04 | USD | 15856.5 | Active | UNIVERSITY NEW MEXICO HOSPITAL
0000070731 | 1084972 | GE HEALTHCARE | COROMETRICS 259CX-C | COROMETRICS 259CX-C | MONITORS/ BEDSIDE/ FETAL |  | B108751 | SDJ10215441PA | 2016-11-10 | 2017-11-15 | 12000 | LABOR AND DELIVERY | 2010-08-04 | USD | 15856.5 | Active | UNIVERSITY NEW MEXICO HOSPITAL
0000070850 | 1143990 | EXERGEN CORP | TAT-5000-RS232 | TAT-5000-RS232 | THERMOMETERS/ ELECTRONIC/ INFRARED |  | B108751 | A1951 |  | 2017-06-15 | 12000 | LABOR AND DELIVERY | 2010-08-04 | USD | 712.5 | Active | UNIVERSITY NEW MEXICO HOSPITAL
0000070849 | 1143989 | EXERGEN CORP | TAT-5000-RS232 | TAT-5000-RS232 | THERMOMETERS/ ELECTRONIC/ INFRARED |  | B108751 | A2129 |  | 2017-06-15 | 12000 | LABOR AND DELIVERY | 2010-08-04 | USD | 712.5 | Active | UNIVERSITY NEW MEXICO HOSPITAL
0000070848 | 1143988 | EXERGEN CORP | TAT-5000-RS232 | TAT-5000-RS232 | THERMOMETERS/ ELECTRONIC/ INFRARED |  | B108751 | A2128 |  | 2017-06-15 | 12000 | LABOR AND DELIVERY | 2010-08-04 | USD | 712.5 | Active | UNIVERSITY NEW MEXICO HOSPITAL
0000070847 | 1143987 | EXERGEN CORP | TAT-5000-RS232 | TAT-5000-RS232 | THERMOMETERS/ ELECTRONIC/ INFRARED |  | B108751 | A2132 |  | 2017-06-15 | 12000 | LABOR AND DELIVERY | 2010-08-04 | USD | 712.5 | Active | UNIVERSITY NEW MEXICO HOSPITAL
0000070846 | 1143986 | EXERGEN CORP | TAT-5000-RS232 | TAT-5000-RS232 | THERMOMETERS/ ELECTRONIC/ INFRARED |  | B108751 | A10232 |  | 2017-06-15 | 12000 | LABOR AND DELIVERY | 2010-08-04 | USD | 712.5 | Active | UNIVERSITY NEW MEXICO HOSPITAL
0000070845 | 1143985 | EXERGEN CORP | TAT-5000-RS232 | TAT-5000-RS232 | THERMOMETERS/ ELECTRONIC/ INFRARED |  | B108751 | A2107 |  | 2017-06-15 | 12000 | LABOR AND DELIVERY | 2010-08-04 | USD | 712.5 | Active | UNIVERSITY NEW MEXICO HOSPITAL
0000070843 | 1143983 | EXERGEN CORP | TAT-5000-RS232 | TAT-5000-RS232 | THERMOMETERS/ ELECTRONIC/ INFRARED |  | B108751 | A1891 |  | 2017-06-15 | 12000 | LABOR AND DELIVERY | 2010-08-04 | USD | 712.5 | Active | UNIVERSITY NEW MEXICO HOSPITAL
0000070842 | 1143982 | EXERGEN CORP | TAT-5000-RS232 | TAT-5000-RS232 | THERMOMETERS/ ELECTRONIC/ INFRARED |  | B108751 | A2106 |  | 2017-06-15 | 12000 | LABOR AND DELIVERY | 2010-08-04 | USD | 712.5 | Active | UNIVERSITY NEW MEXICO HOSPITAL
0000070853 | 1143993 | EXERGEN CORP | TAT-5000-RS232 | TAT-5000-RS232 | THERMOMETERS/ ELECTRONIC/ INFRARED |  | B108751 | A2123 |  | 2017-06-15 | 12000 | LABOR AND DELIVERY | 2010-08-04 | USD | 712.5 | Active | UNIVERSITY NEW MEXICO HOSPITAL
0000070852 | 1143992 | EXERGEN CORP | TAT-5000-RS232 | TAT-5000-RS232 | THERMOMETERS/ ELECTRONIC/ INFRARED |  | B108751 | A2138 |  | 2017-06-15 | 12000 | LABOR AND DELIVERY | 2010-08-04 | USD | 712.5 | Active | UNIVERSITY NEW MEXICO HOSPITAL
0000070837 | 1143460 | THE KENDALL CO | FIRSTEMP GENIUS 3000A | FIRSTEMP GENIUS 3000A | THERMOMETERS/ ELECTRONIC/ INFRARED/ EAR |  | REPLACN67579 | J0420020 |  | 2017-06-15 | 12410 | PEDIATRIC SPECIALTY CARE | 2010-08-02 | USD | 115 | Active | UNIVERSITY NEW MEXICO HOSPITAL
0000070836 | 1143461 | THE KENDALL CO | FIRSTEMP GENIUS 3000A | FIRSTEMP GENIUS 3000A | THERMOMETERS/ ELECTRONIC/ INFRARED/ EAR |  | REPLACN60791 | J0312960 |  | 2017-06-15 | 12120 | MEDICAL/CARDIAC ICU | 2010-08-02 | USD | 115 | Active | UNIVERSITY NEW MEXICO HOSPITAL
0000070835 | 1143462 | THE KENDALL CO | FIRSTEMP GENIUS 3000A | FIRSTEMP GENIUS 3000A | THERMOMETERS/ ELECTRONIC/ INFRARED/ EAR |  | REPLACN70217 | J0239693 |  | 2017-06-15 | 21015 | ED-NORTH | 2010-08-02 | USD | 115 | Active | UNIVERSITY NEW MEXICO HOSPITAL
0000073462 | 1083489 | KARL STORZ ENDOSCOPY-AMERICA INC | 20204520 | 20204520 | ENDOSCOPES |  | 502401 | EA661964-P |  | 2017-06-15 | 15500 | OSIS OPERATING ROOM | 2010-07-29 | USD | 11700 | Active | UNIVERSITY NEW MEXICO HOSPITAL
0000070790 | 1143480 | GE HEALTHCARE | DASH 4000 | DASH 4000 | MONITORING SYSTEMS/ PHYSIOLOGIC |  | 531126 | SD010261898GA | 2016-10-01 | 2017-10-15 | 70020 | ENDOSCOPY CENTER | 2010-07-29 | USD | 12160.17 | Active | UNIVERSITY NEW MEXICO HOSPITAL
0000070789 | 1143481 | GE HEALTHCARE | DASH 4000 | DASH 4000 | MONITORING SYSTEMS/ PHYSIOLOGIC |  | 531126 | SD010261808GA | 2016-10-01 | 2017-10-15 | 70020 | ENDOSCOPY CENTER | 2010-07-29 | USD | 12160.17 | Active | UNIVERSITY NEW MEXICO HOSPITAL
0000070788 | 1084577 | GE HEALTHCARE | DASH 4000 | DASH 4000 | MONITORING SYSTEMS/ PHYSIOLOGIC |  | 531126 | SD010261803GA | 2016-10-01 | 2017-10-15 | 70020 | ENDOSCOPY CENTER | 2010-07-29 | USD | 12160.17 | Active | UNIVERSITY NEW MEXICO HOSPITAL
0000070787 | 1084576 | GE HEALTHCARE | DASH 4000 | DASH 4000 | MONITORING SYSTEMS/ PHYSIOLOGIC |  | 531126 | SD010261821GA | 2016-10-01 | 2017-10-15 | 70020 | ENDOSCOPY CENTER | 2010-07-29 | USD | 12160.17 | Active | UNIVERSITY NEW MEXICO HOSPITAL
0000070783 | 1084575 | GE HEALTHCARE | DASH 4000 | DASH 4000 | MONITORING SYSTEMS/ PHYSIOLOGIC |  | 531126 | SD010261804GA | 2016-10-01 | 2017-10-15 | 70020 | ENDOSCOPY CENTER | 2010-07-29 | USD | 12160.17 | Active | UNIVERSITY NEW MEXICO HOSPITAL
0000070825 | 1143444 | GE HEALTHCARE | DASH 4000 | DASH 4000 | MONITORING SYSTEMS/ PHYSIOLOGIC |  | 531126 | SD010261900GA | 2016-10-01 | 2017-10-15 | 70020 | ENDOSCOPY CENTER | 2010-07-29 | USD | 12160.17 | Active | UNIVERSITY NEW MEXICO HOSPITAL
0000070824 | 1143445 | GE HEALTHCARE | DASH 4000 | DASH 4000 | MONITORING SYSTEMS/ PHYSIOLOGIC |  | 531126 | SD010261903GA | 2016-10-01 | 2017-10-15 | 70020 | ENDOSCOPY CENTER | 2010-07-29 | USD | 12160.17 | Active | UNIVERSITY NEW MEXICO HOSPITAL
0000070823 | 1143446 | GE HEALTHCARE | DASH 4000 | DASH 4000 | MONITORING SYSTEMS/ PHYSIOLOGIC |  | 531126 | SD010261794GA | 2016-10-01 | 2017-10-15 | 70020 | ENDOSCOPY CENTER | 2010-07-29 | USD | 12160.17 | Active | UNIVERSITY NEW MEXICO HOSPITAL
0000070822 | 1143447 | GE HEALTHCARE | DASH 4000 | DASH 4000 | MONITORING SYSTEMS/ PHYSIOLOGIC |  | 531126 | SD010261811GA | 2016-10-01 | 2017-10-15 | 70020 | ENDOSCOPY CENTER | 2010-07-29 | USD | 12160.17 | Active | UNIVERSITY NEW MEXICO HOSPITAL
0000070821 | 1143478 | GE HEALTHCARE | DASH 4000 | DASH 4000 | MONITORING SYSTEMS/ PHYSIOLOGIC |  | 531126 | SD010261824GA | 2016-10-01 | 2017-10-15 | 70020 | ENDOSCOPY CENTER | 2010-07-29 | USD | 12160.17 | Active | UNIVERSITY NEW MEXICO HOSPITAL
0000070820 | 1143479 | GE HEALTHCARE | DASH 4000 | DASH 4000 | MONITORING SYSTEMS/ PHYSIOLOGIC |  | 531126 | SD010261914GA | 2016-10-01 | 2017-10-15 | 70020 | ENDOSCOPY CENTER | 2010-07-29 | USD | 12160.17 | Active | UNIVERSITY NEW MEXICO HOSPITAL
0000070809 | 1143442 | GE HEALTHCARE | DASH 4000 | DASH 4000 | MONITORING SYSTEMS/ PHYSIOLOGIC |  | 531126 | SD010199866GA | 2016-10-21 | 2017-10-15 | 70010 | DIGESTIVE DISEASE PROCEDURES | 2010-07-28 | USD | 12353.76 | Active | UNIVERSITY NEW MEXICO HOSPITAL
0000070830 | 1143443 | GE HEALTHCARE | DASH 4000 | DASH 4000 | MONITORING SYSTEMS/ PHYSIOLOGIC |  | 531126 | SD010209937GA | 2016-10-21 | 2017-10-15 | 70010 | DIGESTIVE DISEASE PROCEDURES | 2010-07-28 | USD | 12353.76 | Active | UNIVERSITY NEW MEXICO HOSPITAL
0000070829 | 1084581 | GE HEALTHCARE | DASH 4000 | DASH 4000 | MONITORING SYSTEMS/ PHYSIOLOGIC |  | 531126 | SD010261810GA | 2016-10-21 | 2017-10-15 | 70010 | DIGESTIVE DISEASE PROCEDURES | 2010-07-28 | USD | 12353.76 | Active | UNIVERSITY NEW MEXICO HOSPITAL
0000070828 | 1084580 | GE HEALTHCARE | DASH 4000 | DASH 4000 | MONITORING SYSTEMS/ PHYSIOLOGIC |  | 531126 | SD010261823GA | 2016-10-21 | 2017-10-15 | 70010 | DIGESTIVE DISEASE PROCEDURES | 2010-07-28 | USD | 12353.76 | Active | UNIVERSITY NEW MEXICO HOSPITAL
0000070827 | 1084579 | GE HEALTHCARE | DASH 4000 | DASH 4000 | MONITORING SYSTEMS/ PHYSIOLOGIC |  | 531126 | SD010261790GA | 2016-10-21 | 2017-10-15 | 70010 | DIGESTIVE DISEASE PROCEDURES | 2010-07-28 | USD | 12353.76 | Active | UNIVERSITY NEW MEXICO HOSPITAL
0000070826 | 1084578 | GE HEALTHCARE | DASH 4000 | DASH 4000 | MONITORING SYSTEMS/ PHYSIOLOGIC |  | 531126 | SD010261813GA | 2016-10-21 | 2017-10-15 | 70010 | DIGESTIVE DISEASE PROCEDURES | 2010-07-28 | USD | 12353.76 | Active | UNIVERSITY NEW MEXICO HOSPITAL
0000070818 | 1084594 | GE HEALTHCARE | DASH 4000 | DASH 4000 | MONITORING SYSTEMS/ PHYSIOLOGIC |  | 531126 | SD010209947GA | 2016-10-21 | 2017-10-15 | 70010 | DIGESTIVE DISEASE PROCEDURES | 2010-07-28 | USD | 12353.76 | Active | UNIVERSITY NEW MEXICO HOSPITAL
0000070817 | 1084595 | GE HEALTHCARE | DASH 4000 | DASH 4000 | MONITORING SYSTEMS/ PHYSIOLOGIC |  | 531126 | SD010209944GA | 2016-10-21 | 2017-10-15 | 70010 | DIGESTIVE DISEASE PROCEDURES | 2010-07-28 | USD | 12353.76 | Active | UNIVERSITY NEW MEXICO HOSPITAL
0000070816 | 1084593 | GE HEALTHCARE | DASH 4000 | DASH 4000 | MONITORING SYSTEMS/ PHYSIOLOGIC |  | 531126 | SD010209939GA | 2016-10-21 | 2017-10-15 | 70010 | DIGESTIVE DISEASE PROCEDURES | 2010-07-28 | USD | 12353.76 | Active | UNIVERSITY NEW MEXICO HOSPITAL
0000070815 | 1084592 | GE HEALTHCARE | DASH 4000 | DASH 4000 | MONITORING SYSTEMS/ PHYSIOLOGIC |  | 531126 | SD010209941GA | 2016-10-21 | 2017-10-15 | 70010 | DIGESTIVE DISEASE PROCEDURES | 2010-07-28 | USD | 12353.76 | Active | UNIVERSITY NEW MEXICO HOSPITAL
0000070814 | 1084591 | GE HEALTHCARE | DASH 4000 | DASH 4000 | MONITORING SYSTEMS/ PHYSIOLOGIC |  | 531126 | SD010261814GA | 2016-10-21 | 2017-10-15 | 70010 | DIGESTIVE DISEASE PROCEDURES | 2010-07-28 | USD | 12353.76 | Active | UNIVERSITY NEW MEXICO HOSPITAL
0000070813 | 1084590 | GE HEALTHCARE | DASH 4000 | DASH 4000 | MONITORING SYSTEMS/ PHYSIOLOGIC |  | 531126 | SD010261809GA | 2016-10-21 | 2017-10-15 | 70010 | DIGESTIVE DISEASE PROCEDURES | 2010-07-28 | USD | 12353.76 | Active | UNIVERSITY NEW MEXICO HOSPITAL
0000070812 | 1084589 | GE HEALTHCARE | DASH 4000 | DASH 4000 | MONITORING SYSTEMS/ PHYSIOLOGIC |  | 531126 | SD010209945GA | 2016-10-21 | 2017-10-15 | 70010 | DIGESTIVE DISEASE PROCEDURES | 2010-07-28 | USD | 12353.76 | Active | UNIVERSITY NEW MEXICO HOSPITAL
0000070811 | 1084588 | GE HEALTHCARE | DASH 4000 | DASH 4000 | MONITORING SYSTEMS/ PHYSIOLOGIC |  | 531126 | SD010209946GA | 2016-10-21 | 2017-10-15 | 70010 | DIGESTIVE DISEASE PROCEDURES | 2010-07-28 | USD | 12353.76 | Active | UNIVERSITY NEW MEXICO HOSPITAL
0000070810 | 1084587 | GE HEALTHCARE | DASH 4000 | DASH 4000 | MONITORING SYSTEMS/ PHYSIOLOGIC |  | 531126 | SD010209940GA | 2016-10-21 | 2017-10-15 | 70010 | DIGESTIVE DISEASE PROCEDURES | 2010-07-28 | USD | 12353.76 | Active | UNIVERSITY NEW MEXICO HOSPITAL
0000070643 | 1084819 | HILL LABORATORIES CO | HILL ADJUSTABLE | HILL ADJUSTABLE | TABLES/ EXAMINATION/TREATMENT |  | 525744 | 100819 |  | 2017-06-15 | 34520 | ORTHOPEDICS CLINIC | 2010-07-22 | USD | 3495 | Active | UNIVERSITY NEW MEXICO HOSPITAL
0000070782 | 1143482 | VAPOTHERM INC | PRECISION FLOW | PRECISION FLOW | HUMIDIFIERS/ HEATED |  | REPL 68150 | PF00002769-P | 2016-09-01 | 2017-09-15 | 71510 | PULMONARY SERVICES | 2010-07-21 | USD | 1 | Active | UNIVERSITY NEW MEXICO HOSPITAL
0000070781 | 1143483 | VAPOTHERM INC | PRECISION FLOW | PRECISION FLOW | HUMIDIFIERS/ HEATED |  | REPL 68150 | PF00002761-P | 2016-09-16 | 2017-09-15 | 71510 | PULMONARY SERVICES | 2010-07-21 | USD | 1 | Reactivated | UNIVERSITY NEW MEXICO HOSPITAL
0000070775 | 1143484 | VAPOTHERM INC | PRECISION FLOW | PRECISION FLOW | HUMIDIFIERS/ HEATED |  | REPL 68149 | PF00002753-P | 2016-09-01 | 2017-09-15 | 71510 | PULMONARY SERVICES | 2010-07-21 | USD | 1 | Active | UNIVERSITY NEW MEXICO HOSPITAL
0000070774 | 1143485 | VAPOTHERM INC | PRECISION FLOW | PRECISION FLOW | HUMIDIFIERS/ HEATED |  | REPL 68152 | PF00002758-P | 2016-09-01 | 2017-09-15 | 71510 | PULMONARY SERVICES | 2010-07-21 | USD | 1 | Active | UNIVERSITY NEW MEXICO HOSPITAL
0000070773 | 1084676 | VAPOTHERM INC | PRECISION FLOW | PRECISION FLOW | HUMIDIFIERS/ HEATED |  | REPL 68148 | PF00002770-P | 2016-09-16 | 2017-09-15 | 71510 | PULMONARY SERVICES | 2010-07-21 | USD | 1 | Active | UNIVERSITY NEW MEXICO HOSPITAL
0000068995 | 1143188 | STERIS CORP | HARMONY EMS ( DF 80) | DF 80 | EQUIPMENT BOOM ARMS |  | FOUND | 0408909083 |  | 2017-06-15 | 15000 | OPERATING ROOM | 2010-07-21 | USD | 28950.14 | Active | UNIVERSITY NEW MEXICO HOSPITAL
0000070719 | 1084976 | STERIS CORP | HARMONY EMS (DA-60) | DA-60 | EQUIPMENT BOOM ARMS |  | 494473 | 041740946 |  | 2017-06-15 | 15000 | OPERATING ROOM | 2010-07-21 | USD | 22534.96 | Active | UNIVERSITY NEW MEXICO HOSPITAL
0000070718 | 1084975 | STERIS CORP | HARMONY EMS (DA-60) | DA-60 | EQUIPMENT BOOM ARMS |  | 494473 | 0417409053 |  | 2017-06-15 | 15000 | OPERATING ROOM | 2010-07-21 | USD | 18568.52 | Active | UNIVERSITY NEW MEXICO HOSPITAL
0000068996 | 1143189 | STERIS CORP | HARMONY EMS (DA-60) | DA-60 | EQUIPMENT BOOM ARMS |  | FOUND | 0408909081 |  | 2017-06-15 | 15000 | OPERATING ROOM | 2010-07-21 | USD | 22263.46 | Active | UNIVERSITY NEW MEXICO HOSPITAL
0000070541 | 1084875 | INTEGRA NEUROSCIENCES | LICOX CMP | LICOX CMP | MONITORS/ BEDSIDE/ INTRACRANIAL PRESSURE |  | FOUND | 1317 | 2017-07-10 | 2018-07-15 | 12110 | NEUROSCIENCE ICU | 2010-07-20 | USD | 0.01 | Active | UNIVERSITY NEW MEXICO HOSPITAL
0000070757 | 1143475 | HOSPIRA INC | LIFECARE PCA | 207209 | INFUSION PUMPS/ PATIENT-CONTROLLED ANALGESIC |  | REPL 73449 | 16224264 | 2017-01-30 | 2018-01-15 | 12310 | ADULT ONCOLOGY MED/SURG | 2010-07-19 | USD | 2794.8 | Active | UNIVERSITY NEW MEXICO HOSPITAL
0000070533 | 1143467 | EXERGEN CORP | TAT-5000 | TAT-5000 | THERMOMETERS/ ELECTRONIC/ INFRARED |  | 481157 | A112389 |  | 2017-06-15 | 12360 | NEUROSCIENCE | 2010-07-19 | USD | 316 | Active | UNIVERSITY NEW MEXICO HOSPITAL
0000070345 | 1219856 | HEINE USA LTD | OMEGA 500 | OMEGA 500 | OPHTHALMOSCOPES/ INDIRECT |  | replaced6811 | 2169347 |  | 2017-06-15 | 34610 | OPHTHALMOLOGY ON SITE CLINIC | 2010-07-15 | USD | 0.01 | Active | UNIVERSITY NEW MEXICO HOSPITAL
0000070797 | 1084523 | HEALTHCARE SERVICE AND SUPPLY | ALP 501 | 501 | COMPRESSION UNITS/ INTERMITTENT |  | 533981 | 2857 | 2012-07-02 | 2017-06-15 | 12330 | FAMILY PRACTICE (3-N) | 2010-07-15 | USD | 0.01 | Reactivated | UNIVERSITY NEW MEXICO HOSPITAL
0000070796 | 1084522 | HEALTHCARE SERVICE AND SUPPLY | ALP 501 | 501 | COMPRESSION UNITS/ INTERMITTENT |  | 533981 | 11173 | 2012-07-27 | 2013-08-15 | 12240 | GENERAL SURGERY (6-S) | 2010-07-15 | USD | 0.01 | Active | UNIVERSITY NEW MEXICO HOSPITAL
0000070794 | 1084520 | HEALTHCARE SERVICE AND SUPPLY | ALP 501 | 501 | COMPRESSION UNITS/ INTERMITTENT |  | 533981 | 9502 | 2012-08-03 | 2013-08-15 | 12360 | NEUROSCIENCE | 2010-07-15 | USD | 0.01 | Active | UNIVERSITY NEW MEXICO HOSPITAL
0000070793 | 1084519 | HEALTHCARE SERVICE AND SUPPLY | ALP 501 | 501 | COMPRESSION UNITS/ INTERMITTENT |  | 533981 | 11179 | 2012-08-31 | 2013-08-15 | 12330 | FAMILY PRACTICE (3-N) | 2010-07-15 | USD | 0.01 | Active | UNIVERSITY NEW MEXICO HOSPITAL
0000070792 | 1084518 | HEALTHCARE SERVICE AND SUPPLY | ALP 501 | 501 | COMPRESSION UNITS/ INTERMITTENT |  | 533981 | 11828 | 2012-08-17 | 2013-08-15 | 12220 | MED/SURG SUBACUTE (4-E) | 2010-07-15 | USD | 0.01 | Active | UNIVERSITY NEW MEXICO HOSPITAL
0000070791 | 1084517 | HEALTHCARE SERVICE AND SUPPLY | ALP 501 | 501 | COMPRESSION UNITS/ INTERMITTENT |  | 533981 | 11843 | 2012-08-28 | 2013-08-15 | 12330 | FAMILY PRACTICE (3-N) | 2010-07-15 | USD | 0.01 | Active | UNIVERSITY NEW MEXICO HOSPITAL
0000070786 | 1084516 | HEALTHCARE SERVICE AND SUPPLY | ALP 501 | 501 | COMPRESSION UNITS/ INTERMITTENT |  | 533981 | 11869 | 2012-08-31 | 2013-08-15 | 12330 | FAMILY PRACTICE (3-N) | 2010-07-15 | USD | 0.01 | Active | UNIVERSITY NEW MEXICO HOSPITAL
0000070785 | 1084515 | HEALTHCARE SERVICE AND SUPPLY | ALP 501 | 501 | COMPRESSION UNITS/ INTERMITTENT |  | 533981 | 11829 | 2012-08-29 | 2013-08-15 | 12330 | FAMILY PRACTICE (3-N) | 2010-07-15 | USD | 0.01 | Active | UNIVERSITY NEW MEXICO HOSPITAL
0000070784 | 1084514 | HEALTHCARE SERVICE AND SUPPLY | ALP 501 | 501 | COMPRESSION UNITS/ INTERMITTENT |  | 533981 | 11284 | 2012-08-31 | 2013-08-15 | 12360 | NEUROSCIENCE | 2010-07-15 | USD | 0.01 | Active | UNIVERSITY NEW MEXICO HOSPITAL
0000070771 | 1143470 | GE HEALTHCARE | DASH 4000 | DASH 4000 | MONITORING SYSTEMS/ PHYSIOLOGIC |  | 531126 | SD010261796GA | 2016-08-03 | 2017-08-15 | 12360 | NEUROSCIENCE | 2010-07-14 | USD | 12552.93 | Active | UNIVERSITY NEW MEXICO HOSPITAL
0000070770 | 1143471 | GE HEALTHCARE | DASH 4000 | DASH 4000 | MONITORING SYSTEMS/ PHYSIOLOGIC |  | 531126 | SD010261795GA | 2016-08-03 | 2017-08-15 | 12360 | NEUROSCIENCE | 2010-07-14 | USD | 12552.93 | Active | UNIVERSITY NEW MEXICO HOSPITAL
0000070769 | 1143472 | GE HEALTHCARE | DASH 4000 | DASH 4000 | MONITORING SYSTEMS/ PHYSIOLOGIC |  | 531126 | SD010261797GA | 2016-09-02 | 2017-08-15 | 12360 | NEUROSCIENCE | 2010-07-14 | USD | 12552.93 | Active | UNIVERSITY NEW MEXICO HOSPITAL
0000070768 | 1143473 | GE HEALTHCARE | DASH 4000 | DASH 4000 | MONITORING SYSTEMS/ PHYSIOLOGIC |  | 531126 | SD010261792GA | 2016-08-03 | 2017-08-15 | 12360 | NEUROSCIENCE | 2010-07-14 | USD | 12552.93 | Active | UNIVERSITY NEW MEXICO HOSPITAL
0000070767 | 1143474 | GE HEALTHCARE | DASH 4000 | DASH 4000 | MONITORING SYSTEMS/ PHYSIOLOGIC |  | 531126 | SD010261818GA | 2016-08-03 | 2017-08-15 | 12360 | NEUROSCIENCE | 2010-07-14 | USD | 12552.93 | Active | UNIVERSITY NEW MEXICO HOSPITAL
0000070766 | 1143433 | GE HEALTHCARE | DASH 4000 | DASH 4000 | MONITORING SYSTEMS/ PHYSIOLOGIC |  | 531126 | SD010261800GA | 2016-08-03 | 2017-08-15 | 12360 | NEUROSCIENCE | 2010-07-14 | USD | 12552.93 | Active | UNIVERSITY NEW MEXICO HOSPITAL
0000070764 | 1143438 | GE HEALTHCARE | DASH 4000 | DASH 4000 | MONITORING SYSTEMS/ PHYSIOLOGIC |  | 531126 | SD010261801GA | 2016-08-03 | 2017-08-15 | 12360 | NEUROSCIENCE | 2010-07-14 | USD | 12552.93 | Active | UNIVERSITY NEW MEXICO HOSPITAL
0000070763 | 1143437 | GE HEALTHCARE | DASH 4000 | DASH 4000 | MONITORING SYSTEMS/ PHYSIOLOGIC |  | 531126 | SD010261793GA | 2016-08-03 | 2017-08-15 | 12360 | NEUROSCIENCE | 2010-07-14 | USD | 12552.93 | Active | UNIVERSITY NEW MEXICO HOSPITAL
0000070762 | 1143436 | GE HEALTHCARE | DASH 4000 | DASH 4000 | MONITORING SYSTEMS/ PHYSIOLOGIC |  | 531126 | SD010261819GA | 2016-08-03 | 2017-08-15 | 12360 | NEUROSCIENCE | 2010-07-14 | USD | 12552.93 | Active | UNIVERSITY NEW MEXICO HOSPITAL
0000070761 | 1143435 | GE HEALTHCARE | DASH 4000 | DASH 4000 | MONITORING SYSTEMS/ PHYSIOLOGIC |  | 531126 | SD010261785GA | 2017-01-01 | 2018-01-15 | 75025 | RADIOLOGY - INTERVENTIONAL RAD | 2010-07-14 | USD | 12070.71 | Active | UNIVERSITY NEW MEXICO HOSPITAL
0000070760 | 1143434 | GE HEALTHCARE | DASH 4000 | DASH 4000 | MONITORING SYSTEMS/ PHYSIOLOGIC |  | 531126 | SD010261799GA | 2017-01-01 | 2018-01-15 | 75025 | RADIOLOGY - INTERVENTIONAL RAD | 2010-07-14 | USD | 12070.71 | Active | UNIVERSITY NEW MEXICO HOSPITAL
0000070759 | 1143439 | GE HEALTHCARE | DASH 4000 | DASH 4000 | MONITORING SYSTEMS/ PHYSIOLOGIC |  | 531126 | SD010261830GA | 2017-01-01 | 2018-01-15 | 75025 | RADIOLOGY - INTERVENTIONAL RAD | 2010-07-14 | USD | 12070.71 | Active | UNIVERSITY NEW MEXICO HOSPITAL
0000070758 | 1143440 | GE HEALTHCARE | DASH 4000 | DASH 4000 | MONITORING SYSTEMS/ PHYSIOLOGIC |  | 531126 | SD010261812GA | 2017-01-04 | 2018-01-15 | 75025 | RADIOLOGY - INTERVENTIONAL RAD | 2010-07-14 | USD | 12070.71 | Active | UNIVERSITY NEW MEXICO HOSPITAL
0000070740 | 1143441 | GE HEALTHCARE | DASH 4000 | DASH 4000 | MONITORING SYSTEMS/ PHYSIOLOGIC |  | 531126 | SD010261791GA | 2017-01-31 | 2018-01-15 | 75025 | RADIOLOGY - INTERVENTIONAL RAD | 2010-07-14 | USD | 12070.71 | Active | UNIVERSITY NEW MEXICO HOSPITAL
0000070780 | 1084508 | STRYKER CORP | SYSTEM 6 | SYSTEM 6 | BATTERY CHARGERS |  | 531138 | 1015906233 |  | 2017-06-15 | 15000 | OPERATING ROOM | 2010-07-14 | USD | 5544 | Active | UNIVERSITY NEW MEXICO HOSPITAL
0000070779 | 1084509 | STRYKER CORP | SYSTEM 6 | SYSTEM 6 | BATTERY CHARGERS |  | 531138 | 1015900113 |  | 2017-06-15 | 15000 | OPERATING ROOM | 2010-07-14 | USD | 5544 | Active | UNIVERSITY NEW MEXICO HOSPITAL
0000070778 | 1084510 | STRYKER CORP | SYSTEM 6 | SYSTEM 6 | BATTERY CHARGERS |  | 531138 | 1015900193 |  | 2017-06-15 | 15000 | OPERATING ROOM | 2010-07-14 | USD | 5544 | Active | UNIVERSITY NEW MEXICO HOSPITAL
0000070777 | 1084506 | STRYKER CORP | SYSTEM 6 | SYSTEM 6 | BATTERY CHARGERS |  | 531138 | 1015900173 |  | 2017-06-15 | 15000 | OPERATING ROOM | 2010-07-14 | USD | 5544 | Active | UNIVERSITY NEW MEXICO HOSPITAL
0000070776 | 1084507 | STRYKER CORP | SYSTEM 6 | SYSTEM 6 | BATTERY CHARGERS |  | 531138 | 1015900123 |  | 2017-06-15 | 15000 | OPERATING ROOM | 2010-07-14 | USD | 5544 | Active | UNIVERSITY NEW MEXICO HOSPITAL
0000070755 | 1143477 | NOT ASSIGNED | UROCAP-III | UROCAP-III | ANALYZERS/ LABORATORY/ URINE |  | 533280 | UCE10032280 | 2017-01-23 | 2018-01-15 | 30030 | CTH OUTPATIENT CLINIC | 2010-07-13 | USD | 2747 | Active | UNIVERSITY NEW MEXICO HOSPITAL
98860 | 1421749 | PHILIPS HEALTHCARE | BILICHEK | BILICHEK | BILIRUBINOMETERS |  | 534367 | B0792 | 2012-07-26 | 2012-07-15 | 30030 | CTH OUTPATIENT CLINIC | 2010-07-13 | USD | 4745.21 | Active | UNIVERSITY NEW MEXICO HOSPITAL
0000064277 | 1141600 | SCALE-TRONIX INC | 4802 | 4802 | SCALES/ INFANT |  | FOUND | 4802-15862 | 2016-10-01 | 2017-10-15 | 32040 | NE HEIGHTS CLINIC | 2010-07-13 | USD | 1 | Active | UNIVERSITY NEW MEXICO HOSPITAL
0000070344 | 1143449 | LW SCIENTIFIC INC | ULTRA 8-V | ULTRA 8-V | CENTRIFUGES |  | 533101 | V122527 | 2017-01-31 | 2017-07-15 | 9025 | CLINICAL AND TRANSLATIONAL SCIENCE CENTER (07) | 2010-07-12 | USD | 0.01 | Active | UNIVERSITY NEW MEXICO HOSPITAL
0000070841 | 1143490 | GE HEALTHCARE | VOLUSON E8 | 555172 | SCANNING SYSTEMS/ULTRASONIC/DIAGNOSTIC (DI) |  | H531132 | D12125 | 2011-11-29 | 2011-11-15 | 34115 | WOMEN'S ULTRASOUND CLINIC | 2010-07-12 | USD | 106387.5 | Active | UNIVERSITY NEW MEXICO HOSPITAL
0000070840 | 1143489 | GE HEALTHCARE | VOLUSON E8 | 555172 | SCANNING SYSTEMS/ULTRASONIC/DIAGNOSTIC (DI) |  | H531132 | D12138 | 2011-11-29 | 2011-11-15 | 34115 | WOMEN'S ULTRASOUND CLINIC | 2010-07-12 | USD | 106387.5 | Active | UNIVERSITY NEW MEXICO HOSPITAL
0000070839 | 1143488 | GE HEALTHCARE | VOLUSON E8 | 555172 | SCANNING SYSTEMS/ULTRASONIC/DIAGNOSTIC (DI) |  | H531132 | D12137 | 2011-11-29 | 2011-11-15 | 34115 | WOMEN'S ULTRASOUND CLINIC | 2010-07-12 | USD | 106387.5 | Active | UNIVERSITY NEW MEXICO HOSPITAL
0000070838 | 1143487 | GE HEALTHCARE | VOLUSON E8 | 555172 | SCANNING SYSTEMS/ULTRASONIC/DIAGNOSTIC (DI) |  | H531132 | D12112 | 2011-11-29 | 2011-11-15 | 34115 | WOMEN'S ULTRASOUND CLINIC | 2010-07-12 | USD | 106387.5 | Active | UNIVERSITY NEW MEXICO HOSPITAL
0000070739 | 1143432 | WELCH ALLYN INC | 7670-03 | 7670-03 | SPHYGMOMANOMETERS/ ANEROID |  | 497859 | 081027213519 |  | 2017-06-15 | 12330 | FAMILY PRACTICE (3-N) | 2010-07-07 | USD | 145.82 | Active | UNIVERSITY NEW MEXICO HOSPITAL
0000073266 | 1083293 | ZOLL MEDICAL CORP | M SERIES | M SERIES | DEFIBRILLATOR/ MONITOR/ PACEMAKERS |  | 509157 | T09H114305 | 2017-05-02 | 2017-11-15 | 12330 | FAMILY PRACTICE (3-N) | 2010-07-07 | USD | 9369.55 | Active | UNIVERSITY NEW MEXICO HOSPITAL
0000070754 | 1219865 | ARIZANT HEALTHCARE INC | 750* | BAIR HUGGER 750 | WARMING UNITS/ PATIENT/ FORCED-AIR (BAIR HUGGER) |  | 532576 | 10754 | 2017-01-01 | 2018-01-15 | 75000 | RADIOLOGY - GENERAL | 2010-07-07 | USD | 0.01 | Active | UNIVERSITY NEW MEXICO HOSPITAL
0000070687 | 1143427 | TYCO HEALTHCARE GROUP | GENIUS II | GENIUS II | THERMOMETERS/ ELECTRONIC/ INFRARED/ EAR |  | 531778 | N10031969 |  | 2017-06-15 | 30030 | CTH OUTPATIENT CLINIC | 2010-07-06 | USD | 323.01 | Active | UNIVERSITY NEW MEXICO HOSPITAL
0000070686 | 1143426 | TYCO HEALTHCARE GROUP | GENIUS II | GENIUS II | THERMOMETERS/ ELECTRONIC/ INFRARED/ EAR |  | 531778 | N10031972 |  | 2017-06-15 | 30030 | CTH OUTPATIENT CLINIC | 2010-07-06 | USD | 323.01 | Active | UNIVERSITY NEW MEXICO HOSPITAL
0000060797 | 1004697 | GETINGE USA INC | 5624 | 5624 | WARMING UNITS/ MULTIPURPOSE | 428457 | FOUND | L064126 | 2016-07-07 | 2017-07-15 | 21015 | ED-NORTH | 2010-07-02 | USD | 0.01 | Active | UNIVERSITY NEW MEXICO HOSPITAL
70889 | 1085960 | E-Z-EM INC | EMPOWER CTA | EMPOWER CTA | INJECTORS/ CONTRAST MEDIA/ COMPUTED TOMOGRAPHY |  |  | EP0006739 | 2013-03-27 | 2014-03-15 | 75010 | RADIOLOGY - CT SCAN | 2010-07-01 | USD | 0 | Active | UNIVERSITY NEW MEXICO HOSPITAL
0000070637 | 1084813 | GE HEALTHCARE | PRO 300 V2 | PRO 300 V2 | MONITORING SYSTEMS/ PHYSIOLOGIC |  | 527341 | AAX09410006SA | 2017-01-01 | 2018-01-15 | 12035 | UPC INPATIENT ADULT SERVICES | 2010-07-01 | USD | 4620.01 | Active | UNIVERSITY NEW MEXICO HOSPITAL
70890 | 1085961 | E-Z-EM INC | EMPOWER CTA | EMPOWER CTA | INJECTORS/ CONTRAST MEDIA/ COMPUTED TOMOGRAPHY |  |  | EP0006740 | 2013-03-27 | 2014-03-15 | 75010 | RADIOLOGY - CT SCAN | 2010-07-01 | USD | 0 | Active | UNIVERSITY NEW MEXICO HOSPITAL
0000070636 | 1084812 | GE HEALTHCARE | PRO 300 V2 | PRO 300 V2 | MONITORING SYSTEMS/ PHYSIOLOGIC |  | 531473 | AAX10100016SA | 2017-01-01 | 2018-01-15 | 12035 | UPC INPATIENT ADULT SERVICES | 2010-07-01 | USD | 4620.01 | Reactivated | UNIVERSITY NEW MEXICO HOSPITAL
98702 | 1420440 | E-Z-EM INC | EMPOWER CTA | EMPOWER CTA | INJECTORS/ CONTRAST MEDIA/ COMPUTED TOMOGRAPHY |  |  | EP0006738 | 2013-03-27 | 2014-03-15 | 75010 | RADIOLOGY - CT SCAN | 2010-07-01 | USD | 0 | Active | UNIVERSITY NEW MEXICO HOSPITAL
0000070476 | 1084991 | LENOVO GROUP LIMITED | THINKVISION | THINKVISION | MONITORS/ VIDEO |  | 530079 | 70476 |  | 2017-06-15 | 15005 | OPERATING ROOM - BBRP | 2010-07-01 | USD | 1500 | Active | UNIVERSITY NEW MEXICO HOSPITAL
95874 | 1399967 | E-Z-EM INC | EMPOWER CTA | EMPOWER CTA | INJECTORS/ CONTRAST MEDIA/ COMPUTED TOMOGRAPHY |  |  | EP0006694 | 2013-03-27 | 2014-03-15 | 75010 | RADIOLOGY - CT SCAN | 2010-07-01 | USD | 0 | Active | UNIVERSITY NEW MEXICO HOSPITAL
0000070746 | 1143419 | PRECISION MEDICAL INC | PM3300 | PM3300 | REGULATORS/ SUCTION |  | 530294 | 169601 |  | 2017-06-15 | 12120 | MEDICAL/CARDIAC ICU | 2010-07-01 | USD | 365 | Active | UNIVERSITY NEW MEXICO HOSPITAL
95872 | 1420456 | E-Z-EM INC | EMPOWER CTA | EMPOWER CTA | INJECTORS/ CONTRAST MEDIA/ COMPUTED TOMOGRAPHY |  |  | EP0006734 | 2013-03-27 | 2014-03-15 | 75010 | RADIOLOGY - CT SCAN | 2010-07-01 | USD | 0 | Active | UNIVERSITY NEW MEXICO HOSPITAL
0000070745 | 1143418 | PRECISION MEDICAL INC | PM3300 | PM3300 | REGULATORS/ SUCTION |  | 530294 | 00169600 |  | 2017-06-15 | 12120 | MEDICAL/CARDIAC ICU | 2010-07-01 | USD | 365 | Active | UNIVERSITY NEW MEXICO HOSPITAL
95872 | 1420455 | E-Z-EM INC | EMPOWER CTA | EMPOWER CTA | INJECTORS/ CONTRAST MEDIA/ COMPUTED TOMOGRAPHY |  |  | EP0006735 | 2013-03-27 | 2014-03-15 | 75010 | RADIOLOGY - CT SCAN | 2010-07-01 | USD | 0 | Active | UNIVERSITY NEW MEXICO HOSPITAL
0000070744 | 1143417 | PRECISION MEDICAL INC | PM3300 | PM3300 | REGULATORS/ SUCTION |  | 530294 | 00169599 |  | 2017-06-15 | 12220 | MED/SURG SUBACUTE (4-E) | 2010-07-01 | USD | 365 | Active | UNIVERSITY NEW MEXICO HOSPITAL
95871 | 1420454 | E-Z-EM INC | EMPOWER CTA | EMPOWER CTA | INJECTORS/ CONTRAST MEDIA/ COMPUTED TOMOGRAPHY |  |  | EP0006733 | 2013-03-27 | 2014-03-15 | 75010 | RADIOLOGY - CT SCAN | 2010-07-01 | USD | 0 | Active | UNIVERSITY NEW MEXICO HOSPITAL
0000070743 | 1143416 | PRECISION MEDICAL INC | PM3300 | PM3300 | REGULATORS/ SUCTION |  | 530294 | 00169598 |  | 2017-06-15 | 12120 | MEDICAL/CARDIAC ICU | 2010-07-01 | USD | 365 | Active | UNIVERSITY NEW MEXICO HOSPITAL
0000070286 | 1084433 | ENTHERMICS MEDICAL SYSTEMS | EC770 | EC770 | WARMING UNITS/ BLANKET |  | 530358 | 808724-000 | 2016-09-28 | 2017-09-15 | 12350 | CRC/CTC (5-E) | 2010-07-01 | USD | 5386.65 | Active | UNIVERSITY NEW MEXICO HOSPITAL
0000070432 | 1143415 | KARL STORZ ENDOSCOPY-AMERICA INC | 202330 20 | DX II | CAMERAS/ ENDOSCOPIC |  | 530490 | SZ673268-P |  | 2011-12-15 | 34250 | UROLOGY | 2010-07-01 | USD | 19347.24 | Active | UNIVERSITY NEW MEXICO HOSPITAL
0000070477 | 1084800 | IBM CORP | THINKCENTRE M52 | THINKCENTRE M52 | COMPUTERS |  | 530079 | MJMFX29 |  | 2017-06-15 | 15005 | OPERATING ROOM - BBRP | 2010-07-01 | USD | 4995 | Active | UNIVERSITY NEW MEXICO HOSPITAL
0000070431 | 1084900 | SANDHILL SCIENTIFIC INC | HF300 | INSIGHT (HF300) | PRESSURE MEASURING UNITS |  | 531095 | F108018A | 2016-10-24 | 2017-10-15 | 70020 | ENDOSCOPY CENTER | 2010-07-01 | USD | 17500 | Active | UNIVERSITY NEW MEXICO HOSPITAL
0000070710 | 1084966 | DELL INC | LATITUDE D630 | LATITUDE D630 | COMPUTERS |  | 530978 | 19092361753 |  | 2017-06-15 | 76020 | SPEECH/LANGUAGE PATHOLOGY | 2010-07-01 | USD | 2370 | Active | UNIVERSITY NEW MEXICO HOSPITAL
70738 | 1143431 | VERATHON INC | BLADDERSCAN (BVI-3000) | BLADDERSCAN (BVI-3000) | SCANNING SYSTEMS/ULTRASONIC/DIAGNOSTIC (BIOMED) | 507208 | 507208 | B3100268 | 2017-02-13 | 2018-02-15 | 12330 | FAMILY PRACTICE (3-N) | 2010-07-01 | USD | 16781.96 | Active | UNIVERSITY NEW MEXICO HOSPITAL
0000070736 | 1084986 | SIEMENS HEALTHCARE | ACUSON X300 | 555262 | SCANNING SYSTEMS/ULTRASONIC/DIAGNOSTIC (DI) |  | H532794 | 316846 | 2015-11-23 | 2016-05-15 | 71040 | CARDIAC CATH LAB | 2010-06-30 | USD | 54895 | Active | UNIVERSITY NEW MEXICO HOSPITAL
0000070735 | 1084988 | UNETIXS INC | UNETIXS MULTILAB 2CP UL | 530772 | PLETHYSMOGRAPHS/ BODY |  | 530974 | MLS2C713 | 2016-10-01 | 2017-10-15 | 71060 | VASCULAR LAB | 2010-06-29 | USD | 21875 | Active | UNIVERSITY NEW MEXICO HOSPITAL
0000070463 | 1084963 | STERIS CORP | HARMONY DUAL LED 585 | HARMONY DUAL LED 585 | LIGHTS/ SURGICAL |  | 494473 | 0411109033 | 2017-06-01 | 2018-06-15 | 15000 | OPERATING ROOM | 2010-06-28 | USD | 25423.05 | Active | UNIVERSITY NEW MEXICO HOSPITAL
0000070464 | 1084964 | VTS MEDICAL SYSTEMS INC | VTS-24-HD003 | VTS-24-HD003 | MONITORS/ MEDICAL GRADE DISPLAY |  | 494473 | 240-000590 |  | 2017-06-15 | 15000 | OPERATING ROOM | 2010-06-28 | USD | 6768.29 | Active | UNIVERSITY NEW MEXICO HOSPITAL
0000067780 | 1219778 | MIDMARK CORP | RITTER 391 (391-002) | RITTER 391 (391-002) | CHAIRS/ EXAMINATION/ TREATMENT |  | FOUND | V597939 |  | 2017-06-15 | 32040 | NE HEIGHTS CLINIC | 2010-06-28 | USD | 1 | Active | UNIVERSITY NEW MEXICO HOSPITAL
0000070465 | 1084965 | STERIS CORP | HARMONY EMS (DA-60) | DA-60 | EQUIPMENT BOOM ARMS |  | 494473 | 0417409050 |  | 2017-06-15 | 15000 | OPERATING ROOM | 2010-06-28 | USD | 22263.46 | Active | UNIVERSITY NEW MEXICO HOSPITAL
0000070742 | 1084999 | GE HEALTHCARE | VOLUSON I | VOLUSON I | SCANNING SYSTEMS/ULTRASONIC/DIAGNOSTIC (DI) |  | H530595 | B02534 | 2011-12-28 | 2012-06-15 | 12000 | LABOR AND DELIVERY | 2010-06-25 | USD | 67830 | Active | UNIVERSITY NEW MEXICO HOSPITAL
0000070741 | 1084998 | GE HEALTHCARE | VOLUSON I | VOLUSON I | SCANNING SYSTEMS/ULTRASONIC/DIAGNOSTIC (DI) |  | H530595 | B02535 | 2011-12-28 | 2013-01-15 | 12000 | LABOR AND DELIVERY | 2010-06-25 | USD | 67380 | Reactivated | UNIVERSITY NEW MEXICO HOSPITAL
0000070462 | 1084962 | LAERDAL MEDICAL CORP | LCSU3 | LCSU3 | ASPIRATORS |  | EMS FUNDS | L51000428 | 2017-06-14 | 2018-06-15 | 9325 | EMERGENCY MEDICINE (6) | 2010-06-24 | USD | 0.01 | Active | UNIVERSITY NEW MEXICO HOSPITAL
0000070459 | 1084959 | CARDIAC SCIENCE INC | POWERHEART AED G3 | POWERHEART AED G3 | DEFIBRILLATORS/ EXTERNAL/ AUTOMATED |  | EMS FUNDS | 4318686 | 2017-06-14 | 2018-06-15 | 9325 | EMERGENCY MEDICINE (6) | 2010-06-24 | USD | 0.01 | Active | UNIVERSITY NEW MEXICO HOSPITAL
0000070458 | 1084958 | CARDIAC SCIENCE INC | POWERHEART AED G3 | POWERHEART AED G3 | DEFIBRILLATORS/ EXTERNAL/ AUTOMATED |  | EMS FUNDS | 4318609 | 2017-06-14 | 2018-06-15 | 9325 | EMERGENCY MEDICINE (6) | 2010-06-24 | USD | 0.01 | Active | UNIVERSITY NEW MEXICO HOSPITAL
0000070461 | 1084961 | CARDIAC SCIENCE INC | POWERHEART AED G3 | POWERHEART AED G3 | DEFIBRILLATORS/ EXTERNAL/ AUTOMATED |  | EMS FUNDS | 4318693 | 2017-06-14 | 2018-06-15 | 9325 | EMERGENCY MEDICINE (6) | 2010-06-24 | USD | 0.01 | Active | UNIVERSITY NEW MEXICO HOSPITAL
0000070689 | 1084989 | GE HEALTHCARE | VOLUSON I | 555235 | SCANNING SYSTEMS/ULTRASONIC/DIAGNOSTIC (DI) |  | H 530768 | B02537 | 2012-12-28 | 2013-06-15 | 34125 | WOMEN'S FACULTY & MIDWIFE CLIN | 2010-06-23 | USD | 73100 | Active | UNIVERSITY NEW MEXICO HOSPITAL
0000070457 | 1084957 | SOMANETICS CORP | INVOS(5100C) | INVOS(5100C) | OXIMETERS/ CEREBRAL |  | REPLACN73757 | 06-10934 | 2017-07-10 | 2018-07-15 | 12110 | NEUROSCIENCE ICU | 2010-06-22 | USD | 0.01 | Active | UNIVERSITY NEW MEXICO HOSPITAL
0000070493 | 1084955 | EXERGEN CORP | 124275* | TAT-5000 | THERMOMETERS/ ELECTRONIC/ INFRARED |  | 497970 | A127169 |  | 2017-06-15 | 12330 | FAMILY PRACTICE (3-N) | 2010-06-21 | USD | 316 | Active | UNIVERSITY NEW MEXICO HOSPITAL
0000070495 | 1143430 | GE HEALTHCARE | 300 V2 | 300 V2 | MONITORS/ PHYSIOLOGIC/ VITAL SIGNS |  | 497970 | AAX09040006SA | 2016-11-14 | 2017-11-15 | 12330 | FAMILY PRACTICE (3-N) | 2010-06-21 | USD | 3931.49 | Active | UNIVERSITY NEW MEXICO HOSPITAL
0000070494 | 1143429 | GE HEALTHCARE | 300 V2 | 300 V2 | MONITORS/ PHYSIOLOGIC/ VITAL SIGNS |  | 497970 | AAX08300001SA | 2016-10-25 | 2017-11-15 | 12330 | FAMILY PRACTICE (3-N) | 2010-06-21 | USD | 3931.49 | Active | UNIVERSITY NEW MEXICO HOSPITAL
0000070681 | 1084952 | PARKS MEDICAL ELECTRONICS INC | 811-B | 811-B | BLOOD-FLOW DETECTORS/ ULTRASONIC |  | 497862 | 811B-600005735 |  | 2017-06-15 | 12330 | FAMILY PRACTICE (3-N) | 2010-06-18 | USD | 620.01 | Active | UNIVERSITY NEW MEXICO HOSPITAL
0000070670 | 1084941 | NATUS MEDICAL INC | neoBLUE RADIOMETER | neoBlue | RADIOMETERS |  | 531264 | 11389 | 2017-01-23 | 2017-07-15 | 12480 | CTH REHAB-ORTHO UNIT | 2010-06-18 | USD | 1995 | Active | UNIVERSITY NEW MEXICO HOSPITAL
0000070491 | 1084811 | AMICO CORP | VR-CIUD-CMA | VR-CIUD-CMA | REGULATORS/ SUCTION |  | 497851 | VRA06694PH |  | 2017-06-15 | 12330 | FAMILY PRACTICE (3-N) | 2010-06-18 | USD | 328.75 | Active | UNIVERSITY NEW MEXICO HOSPITAL
0000070490 | 1084810 | AMICO CORP | VR-CIUD-CMA | VR-CIUD-CMA | REGULATORS/ SUCTION |  | 497851 | VRA06695PH |  | 2017-06-15 | 12330 | FAMILY PRACTICE (3-N) | 2010-06-18 | USD | 328.75 | Active | UNIVERSITY NEW MEXICO HOSPITAL
0000070489 | 1084809 | AMICO CORP | VR-CIUD-CMA | VR-CIUD-CMA | REGULATORS/ SUCTION |  | 497851 | VRA06693H |  | 2017-06-15 | 12330 | FAMILY PRACTICE (3-N) | 2010-06-18 | USD | 328.75 | Active | UNIVERSITY NEW MEXICO HOSPITAL
0000070488 | 1084808 | AMICO CORP | VR-CIUD-CMA | VR-CIUD-CMA | REGULATORS/ SUCTION |  | 497851 | VRA06692PH |  | 2017-06-15 | 12330 | FAMILY PRACTICE (3-N) | 2010-06-18 | USD | 328.75 | Active | UNIVERSITY NEW MEXICO HOSPITAL
0000070680 | 1084951 | AMICO CORP | VR-CIUD-CMA | VR-CIUD-CMA | REGULATORS/ SUCTION |  | 495651 | VRA06384NH |  | 2017-06-15 | 12330 | FAMILY PRACTICE (3-N) | 2010-06-18 | USD | 289 | Active | UNIVERSITY NEW MEXICO HOSPITAL
0000070679 | 1084950 | AMICO CORP | VR-CIUD-CMA | VR-CIUD-CMA | REGULATORS/ SUCTION |  | 495651 | VRA06385NH |  | 2017-06-15 | 12330 | FAMILY PRACTICE (3-N) | 2010-06-18 | USD | 289 | Active | UNIVERSITY NEW MEXICO HOSPITAL
0000070678 | 1084949 | AMICO CORP | VR-CIUD-CMA | VR-CIUD-CMA | REGULATORS/ SUCTION |  | 495651 | VRA06383NH |  | 2017-06-15 | 12330 | FAMILY PRACTICE (3-N) | 2010-06-18 | USD | 289 | Active | UNIVERSITY NEW MEXICO HOSPITAL
0000070677 | 1084948 | AMICO CORP | VR-CIUD-CMA | VR-CIUD-CMA | REGULATORS/ SUCTION |  | 495651 | VRA06388NH |  | 2017-06-15 | 12330 | FAMILY PRACTICE (3-N) | 2010-06-18 | USD | 289 | Active | UNIVERSITY NEW MEXICO HOSPITAL
0000070676 | 1084947 | AMICO CORP | VR-CIUD-CMA | VR-CIUD-CMA | REGULATORS/ SUCTION |  | 495651 | VRA06386NH |  | 2017-06-15 | 12330 | FAMILY PRACTICE (3-N) | 2010-06-18 | USD | 289 | Active | UNIVERSITY NEW MEXICO HOSPITAL
0000070675 | 1084946 | AMICO CORP | VR-CIUD-CMA | VR-CIUD-CMA | REGULATORS/ SUCTION |  | 495651 | VRA06387NH |  | 2017-06-15 | 12330 | FAMILY PRACTICE (3-N) | 2010-06-18 | USD | 289 | Active | UNIVERSITY NEW MEXICO HOSPITAL
0000070674 | 1084945 | AMICO CORP | VR-CIUD-CMA | VR-CIUD-CMA | REGULATORS/ SUCTION |  | 495651 | VRA06389NH |  | 2017-06-15 | 12330 | FAMILY PRACTICE (3-N) | 2010-06-18 | USD | 289 | Active | UNIVERSITY NEW MEXICO HOSPITAL
0000070673 | 1084944 | AMICO CORP | VR-CIUD-CMA | VR-CIUD-CMA | REGULATORS/ SUCTION |  | 495651 | VRA06380NH |  | 2017-06-15 | 12330 | FAMILY PRACTICE (3-N) | 2010-06-18 | USD | 289 | Active | UNIVERSITY NEW MEXICO HOSPITAL
0000070672 | 1084943 | AMICO CORP | VR-CIUD-CMA | VR-CIUD-CMA | REGULATORS/ SUCTION |  | 495651 | VRA06381NH |  | 2017-06-15 | 12330 | FAMILY PRACTICE (3-N) | 2010-06-18 | USD | 289 | Active | UNIVERSITY NEW MEXICO HOSPITAL
0000070671 | 1084942 | AMICO CORP | VR-CIUD-CMA | VR-CIUD-CMA | REGULATORS/ SUCTION |  | 495651 | VRA06382NH |  | 2017-06-15 | 12330 | FAMILY PRACTICE (3-N) | 2010-06-18 | USD | 289 | Active | UNIVERSITY NEW MEXICO HOSPITAL
0000070682 | 1084953 | SSCOR INC | DUET | DUET | ASPIRATORS |  | 497836 | M15445 | 2016-11-14 | 2017-11-15 | 12330 | FAMILY PRACTICE (3-N) | 2010-06-18 | USD | 884.01 | Active | UNIVERSITY NEW MEXICO HOSPITAL
0000070481 | 1084933 | ERBE USA INC | VIO 300D | VIO 300D | ELECTROSURGICAL UNIT/ MONO/ BI-POLAR/ ARGON-ENHANCED |  | 531149 | 11266591 | 2017-04-17 | 2017-10-15 | 70010 | DIGESTIVE DISEASE PROCEDURES | 2010-06-17 | USD | 15495 | Active | UNIVERSITY NEW MEXICO HOSPITAL
0000070482 | 1084934 | MEDTRONIC INC | NIM-RESPONSE 3.0 | NIM-RESPONSE 3.0 | NERVE LOCATORS |  | 531158 | INR3-0536 | 2017-06-29 | 2018-06-15 | 15000 | OPERATING ROOM | 2010-06-17 | USD | 30200 | Reactivated | UNIVERSITY NEW MEXICO HOSPITAL
0000070480 | 1084932 | ERBE USA INC | VIO 300D | VIO 300D | ELECTROSURGICAL UNIT/ MONO/ BI-POLAR/ ARGON-ENHANCED |  | 531149 | 11258837 | 2017-04-01 | 2018-04-15 | 70020 | ENDOSCOPY CENTER | 2010-06-17 | USD | 15495 | Active | UNIVERSITY NEW MEXICO HOSPITAL
0000070484 | 1084936 | NATUS MEDICAL INC | NEOBLUE COZY | NEOBLUE COZY | PHOTOTHERAPY UNIT/VISIBLE LIGHT/HYPERBILIRUBINEMIA |  | 531264 | 22158 | 2017-07-14 | 2018-01-15 | 12480 | CTH REHAB-ORTHO UNIT | 2010-06-17 | USD | 3295 | Active | UNIVERSITY NEW MEXICO HOSPITAL
0000070485 | 1084937 | SCALE-TRONIX INC | 5002 | 5002 | SCALES/ PATIENT/ PLATFORM/ ELECTRONIC |  | 495658 | 5002-23035 | 2016-11-14 | 2017-11-15 | 12330 | FAMILY PRACTICE (3-N) | 2010-06-17 | USD | 2295.01 | Active | UNIVERSITY NEW MEXICO HOSPITAL
0000070483 | 1084935 | NATUS MEDICAL INC | NEOBLUE | NEOBLUE | PHOTOTHERAPY UNITS/ VISIBLE LIGHT/ HYPERBILIRUBINE |  | 531264 | 22002 | 2017-07-14 | 2018-01-15 | 12480 | CTH REHAB-ORTHO UNIT | 2010-06-17 | USD | 3395 | Active | UNIVERSITY NEW MEXICO HOSPITAL
0000070479 | 1084931 | ADVANCED DENTAL SYSTEM | 2025M | 2025M | DENTAL DELIVERY UNITS | 527910 | 527910 | 594108 |  | 2017-06-15 | 15000 | OPERATING ROOM | 2010-06-17 | USD | 7550 | Active | UNIVERSITY NEW MEXICO HOSPITAL
0000070667 | 1084939 | IRIDEX CORP | IQ 810 | IQ 810 | LASERS/ DIODE/ OPHTHALMIC |  | 531269 | 60288 | 2017-06-26 | 2017-12-15 | 34610 | OPHTHALMOLOGY ON SITE CLINIC | 2010-06-16 | USD | 20400 | Active | UNIVERSITY NEW MEXICO HOSPITAL
0000070475 | 1084798 | RETROFIT LLC | GYNOCART | GYNOCART | CARTS |  | 530457 | 100319EA 010 |  | 2017-06-15 | 21015 | ED-NORTH | 2010-06-15 | USD | 7895 | Active | UNIVERSITY NEW MEXICO HOSPITAL
0000070474 | 1083767 | RETROFIT LLC | GYNOCART | GYNOCART | CARTS |  | 530457 | 100319EA 009 |  | 2017-06-15 | 21015 | ED-NORTH | 2010-06-15 | USD | 7895 | Active | UNIVERSITY NEW MEXICO HOSPITAL
0000070486 | 1084806 | VASCULAR TECHNOLOGY INC | 108400 | 108400 | FLOWMETERS/ BLOOD/ ULTRASONIC |  | REPLACEMENT | 8875-039 |  | 2017-06-15 | 15000 | OPERATING ROOM | 2010-06-15 | USD | 0.01 | Active | UNIVERSITY NEW MEXICO HOSPITAL
0000070648 | 1084930 | PHILIPS HEALTHCARE | M1116B | M1116B | MODULES/ RECORDERS |  | B108872 | 4227A72246 |  | 2017-06-15 | 75025 | RADIOLOGY - INTERVENTIONAL RAD | 2010-06-14 | USD | 1614.2 | Active | UNIVERSITY NEW MEXICO HOSPITAL
0000070645 | 1084927 | PHILIPS HEALTHCARE | M1116B | M1116B | MODULES/ RECORDERS |  | B108872 | 4227A72245 |  | 2017-06-15 | 75025 | RADIOLOGY - INTERVENTIONAL RAD | 2010-06-14 | USD | 1614.2 | Active | UNIVERSITY NEW MEXICO HOSPITAL
70867 | 49902747 | PHILIPS HEALTHCARE | ALLURA XPER FD20 BIPLANE | 722008 | RADIOGRAPHIC/FLUOROSCOPIC SYSTEMS/ CARDIOVASCULAR | 108872 |  | 490 | 2016-12-01 | 2017-06-15 | 75025 | RADIOLOGY - INTERVENTIONAL RAD | 2010-06-14 | USD | 1940013.65 | Active | UNIVERSITY NEW MEXICO HOSPITAL
0000070629 | 1084922 | KARL STORZ ENDOSCOPY-AMERICA INC | OFFICEKART | OFFICEKART | CARTS/ OTHER |  | 530483 | 15020012 |  | 2017-06-15 | 34230 | SURGICAL SPECIALTIES | 2010-06-11 | USD | 2772 | Active | UNIVERSITY NEW MEXICO HOSPITAL
0000070630 | 1084923 | KARL STORZ ENDOSCOPY-AMERICA INC | XENON NOVA 175 | XENON NOVA 175 | LIGHT SOURCES/ FIBEROPTIC |  | 530483 | SZ0661961 | 2016-12-01 | 2017-12-15 | 34230 | SURGICAL SPECIALTIES | 2010-06-11 | USD | 3089.63 | Active | UNIVERSITY NEW MEXICO HOSPITAL
0000070628 | 1084921 | VALLEYLAB INC | FORCE FX | FORCE FX | ELECTROSURGICAL UNITS |  | 530504 | SF0C06124A | 2017-05-25 | 2017-11-15 | 12130 | TRAUMA/SURGICAL ICU | 2010-06-11 | USD | 8946.93 | Active | UNIVERSITY NEW MEXICO HOSPITAL
0000070631 | 1084924 | KARL STORZ ENDOSCOPY-AMERICA INC | TELECAM DX II | TELECAM DX II | CAMERAS/ ENDOSCOPIC |  | 530483 | PZ671031-P |  | 2017-06-15 | 34230 | SURGICAL SPECIALTIES | 2010-06-11 | USD | 11627.58 | Active | UNIVERSITY NEW MEXICO HOSPITAL
0000070632 | 1084925 | SONY CORP OF AMERICA | UP-20 | UP-20 | PRINTERS/ VIDEO |  | 530483 | 25789 |  | 2017-06-15 | 34230 | SURGICAL SPECIALTIES | 2010-06-11 | USD | 3015.27 | Active | UNIVERSITY NEW MEXICO HOSPITAL
0000070621 | 1084920 | QUINTRON INSTRUMENT CO INC | BREATH TRACKER | BREATH TRACKER | ANALYZERS |  | 531091 | 10213 | 2016-10-21 | 2017-10-15 | 70010 | DIGESTIVE DISEASE PROCEDURES | 2010-06-10 | USD | 13599 | Active | UNIVERSITY NEW MEXICO HOSPITAL
0000070456 | 1084793 | FISHER & PAYKEL HEALTHCARE INC | NEOPUFF | NEOPUFF | RESUSCITATORS |  | 531094 | 100224000497 | 2017-02-09 | 2018-02-15 | 12455 | NEWBORN ICU | 2010-06-10 | USD | 1000 | Active | UNIVERSITY NEW MEXICO HOSPITAL
0000070627 | 1084915 | SMITHS MEDICAL MD INC | H-1200 | H-1200 | WARMING UNITS/ BLOOD/SOLUTION (FLUID) |  | 530506 | S10001956 | 2017-05-24 | 2017-11-15 | 12130 | TRAUMA/SURGICAL ICU | 2010-06-10 | USD | 8500 | Active | UNIVERSITY NEW MEXICO HOSPITAL
0000070626 | 1084914 | SMITHS MEDICAL MD INC | H-1200 | H-1200 | WARMING UNITS/ BLOOD/SOLUTION (FLUID) |  | 530506 | S10001957 | 2017-05-24 | 2017-11-15 | 12130 | TRAUMA/SURGICAL ICU | 2010-06-10 | USD | 8500 | Active | UNIVERSITY NEW MEXICO HOSPITAL
0000070619 | 1084919 | FISHER & PAYKEL HEALTHCARE INC | MR850 | MR850 | HUMIDIFIERS/ HEATED |  | 524079 | 091023063923 | 2016-09-14 | 2017-09-15 | 71510 | PULMONARY SERVICES | 2010-06-10 | USD | 944.23 | Active | UNIVERSITY NEW MEXICO HOSPITAL
0000070618 | 1084918 | FISHER & PAYKEL HEALTHCARE INC | MR850 | MR850 | HUMIDIFIERS/ HEATED |  | 524079 | 091023063920 | 2016-09-01 | 2017-09-15 | 71510 | PULMONARY SERVICES | 2010-06-10 | USD | 944.23 | Active | UNIVERSITY NEW MEXICO HOSPITAL
0000070617 | 1084917 | FISHER & PAYKEL HEALTHCARE INC | MR850 | MR850 | HUMIDIFIERS/ HEATED |  | 524079 | 091023063926 | 2016-09-02 | 2017-09-15 | 71510 | PULMONARY SERVICES | 2010-06-10 | USD | 944.23 | Active | UNIVERSITY NEW MEXICO HOSPITAL
0000070616 | 1084916 | FISHER & PAYKEL HEALTHCARE INC | MR850 | MR850 | HUMIDIFIERS/ HEATED |  | 524079 | 091117066106 | 2016-09-09 | 2017-09-15 | 71510 | PULMONARY SERVICES | 2010-06-10 | USD | 944.23 | Active | UNIVERSITY NEW MEXICO HOSPITAL
0000070247 | 1084778 | VIASYS HEALTHCARE INC | GSI AUDERA | GSI AUDERA | AUDITORY FUNCTION SCREENING DEVICES |  | Found | 20020632 | 2016-11-01 | 2017-11-15 | 76025 | AUDIOLOGY | 2010-06-09 | USD | 18675 | Active | UNIVERSITY NEW MEXICO HOSPITAL
0000070455 | 1084791 | WELCH ALLYN INC | AUDIOSCOPE 3 (23300) | AUDIOSCOPE 3 (23300) | AUDIOMETERS |  | found | 200900827 | 2017-06-30 | 2017-12-15 | B9935 | School Based Health Center | 2010-06-09 | USD | 0.01 | Active | UNIVERSITY NEW MEXICO HOSPITAL
0000070634 | 1084908 | MESA LABORATORIES INC | PHOENIX | PHOENIX | PH METERS |  | 531278 | P22765 | 2016-07-05 | 2017-06-15 | 4362 | PEDIATRIC DIALYSIS | 2010-06-08 | USD | 1101.01 | Active | UNIVERSITY NEW MEXICO HOSPITAL
0000070635 | 1084909 | HEMAMETRICS INC | CRIT-LINE III TQA | CRIT-LINE III TQA | ANALYZERS/ POINT-OF-CARE/ WHOLE BLOOD |  | 531279 | 1905M100130 | 2015-09-14 | 2015-09-15 | 72040 | I/P HEMODIALYSIS | 2010-06-08 | USD | 2750 | Active | UNIVERSITY NEW MEXICO HOSPITAL
0000070453 | 1084789 | VNUS MEDICAL TECHNOLOGIES INC | RFG2 | RFG2 | GENERATORS/ RADIO-FREQUENCY |  | 530169 | 20101415BP | 2017-04-27 | 2017-10-15 | 30110 | UNMMG - VEIN CENTER | 2010-06-08 | USD | 25001 | Active | UNIVERSITY NEW MEXICO HOSPITAL
0000055855 | 1004459 | NOVACEPT (HOLOGIC) | NOVASURE | NOVASURE | RADIOFREQUENCY THERAPY SYSTEMS/ TISSUE ABLATION |  | FOUND | CSP6042 | 2017-06-30 | 2017-12-15 | 15000 | OPERATING ROOM | 2010-06-08 | USD | 0.01 | Reactivated | UNIVERSITY NEW MEXICO HOSPITAL
0000070538 | 1084863 | VERATHON INC | BLADDERSCAN (BVI-9400) | BVI-9400 | SCANNING SYSTEMS/ULTRASONIC/DIAGNOSTIC (BIOMED) | 530523 | 530523 | B4006608 | 2017-05-15 | 2018-05-15 | 12310 | ADULT ONCOLOGY MED/SURG | 2010-06-07 | USD | 13350.25 | Active | UNIVERSITY NEW MEXICO HOSPITAL
0000070537 | 1084862 | VERATHON INC | BLADDERSCAN (BVI-9400) | BVI-9400 | SCANNING SYSTEMS/ULTRASONIC/DIAGNOSTIC (BIOMED) |  | 530523 | B4006609 | 2017-06-20 | 2018-06-15 | 12460 | PEDIATRIC ICU | 2010-06-07 | USD | 13350.25 | Active | UNIVERSITY NEW MEXICO HOSPITAL
0000070536 | 1084861 | VERATHON INC | BLADDERSCAN (BVI-9400) | BVI-9400 | SCANNING SYSTEMS/ULTRASONIC/DIAGNOSTIC (BIOMED) |  | 530523 | B4006611 | 2017-06-28 | 2018-06-15 | 15510 | OSIS PACU | 2010-06-07 | USD | 13350.25 | Active | UNIVERSITY NEW MEXICO HOSPITAL
0000070535 | 1084860 | VERATHON INC | BLADDERSCAN (BVI-9400) | BVI-9400 | SCANNING SYSTEMS/ULTRASONIC/DIAGNOSTIC (BIOMED) |  | 530523 | B4006610 | 2017-03-01 | 2018-02-15 | 21020 | PEDIATRIC EMERGENCY DEPARTMENT | 2010-06-07 | USD | 13350.25 | Active | UNIVERSITY NEW MEXICO HOSPITAL
0000070534 | 1084859 | VERATHON INC | BLADDERSCAN (BVI-9400) | BVI-9400 | SCANNING SYSTEMS/ULTRASONIC/DIAGNOSTIC (BIOMED) |  | 530523 | B4006618 | 2017-03-16 | 2018-03-15 | 12110 | NEUROSCIENCE ICU | 2010-06-07 | USD | 13350.25 | Active | UNIVERSITY NEW MEXICO HOSPITAL
0000070623 | 1084911 | DRAEGER MEDICAL INC | VAPOR 2000 SEVOFLURANE | VAPOR 2000 (M35170) | ANESTHESIA UNIT VAPORIZERS |  | CONTRACT | ARUM-0872 | 2017-01-11 | 2018-01-15 | 15055 | ANESTHESIA | 2010-06-04 | USD | 1 | Active | UNIVERSITY NEW MEXICO HOSPITAL
0000070633 | 1084907 | ORTHOSCAN INC | 1000HD | 555281 | RADIOGRAPHIC/FLUOROSCOPIC UNITS/ MOBILE |  | 530976 | 5E0932 | 2012-05-29 | 2012-11-15 | 21020 | PEDIATRIC EMERGENCY DEPARTMENT | 2010-06-04 | USD | 60000 | Active | UNIVERSITY NEW MEXICO HOSPITAL
0000070625 | 1084913 | DRAEGER MEDICAL INC | APOLLO | 8606500-54 | ANESTHESIA UNITS |  | 517079 | ASBB-0432 | 2017-04-25 | 2017-10-15 | 15055 | ANESTHESIA | 2010-06-04 | USD | 66829.84 | Active | UNIVERSITY NEW MEXICO HOSPITAL
0000070540 | 1084865 | D E HOKANSON INC | AG101 | AG101 | CUFF INFLATORS |  | 529834 | 01251029 |  | 2017-06-15 | 30110 | UNMMG - VEIN CENTER | 2010-06-04 | USD | 2050 | Active | UNIVERSITY NEW MEXICO HOSPITAL
0000070539 | 1084864 | D E HOKANSON INC | AG101 | AG101 | CUFF INFLATORS |  | 529834 | 03301017 |  | 2017-06-15 | 30110 | UNMMG - VEIN CENTER | 2010-06-04 | USD | 1210 | Active | UNIVERSITY NEW MEXICO HOSPITAL
0000070624 | 1084912 | DRAEGER MEDICAL INC | VAPOR 2000 ISOFLURANE | VAPOR 2000 | ANESTHESIA UNIT VAPORIZERS |  | 517079 | ASBB-0524 | 2017-01-11 | 2018-01-15 | 15055 | ANESTHESIA | 2010-06-04 | USD | 1 | Active | UNIVERSITY NEW MEXICO HOSPITAL
0000070525 | 1084851 | INTEGRA LIFESCIENCES | MLX | MLX | LIGHT SOURCES |  | 530498 | 045010 | 2017-06-20 | 2018-06-15 | 15000 | OPERATING ROOM | 2010-06-03 | USD | 6501 | Active | UNIVERSITY NEW MEXICO HOSPITAL
0000070524 | 1084850 | INTEGRA LIFESCIENCES | MLX | MLX | LIGHT SOURCES |  | 530498 | 044910 | 2017-06-20 | 2018-06-15 | 15000 | OPERATING ROOM | 2010-06-03 | USD | 6501 | Active | UNIVERSITY NEW MEXICO HOSPITAL
0000070523 | 1084849 | INTEGRA LIFESCIENCES | MLX | MLX | LIGHT SOURCES |  | 530498 | 044210 | 2017-06-16 | 2018-06-15 | 15000 | OPERATING ROOM | 2010-06-03 | USD | 6501 | Active | UNIVERSITY NEW MEXICO HOSPITAL
0000070522 | 1084848 | INTEGRA LIFESCIENCES | MLX | MLX | LIGHT SOURCES |  | 530498 | 045710 | 2017-06-09 | 2018-06-15 | 15000 | OPERATING ROOM | 2010-06-03 | USD | 6501 | Active | UNIVERSITY NEW MEXICO HOSPITAL
0000070521 | 1084847 | INTEGRA LIFESCIENCES | MLX | MLX | LIGHT SOURCES |  | 530498 | 045510 | 2017-06-14 | 2018-06-15 | 15000 | OPERATING ROOM | 2010-06-03 | USD | 6501 | Active | UNIVERSITY NEW MEXICO HOSPITAL
0000070520 | 1084846 | INTEGRA LIFESCIENCES | MLX | MLX | LIGHT SOURCES |  | 530498 | 044110 | 2017-06-30 | 2018-06-15 | 15000 | OPERATING ROOM | 2010-06-03 | USD | 6501 | Active | UNIVERSITY NEW MEXICO HOSPITAL
0000070519 | 1084845 | INTEGRA LIFESCIENCES | MLX | MLX | LIGHT SOURCES |  | 530498 | 046810 | 2017-06-30 | 2018-06-15 | 15000 | OPERATING ROOM | 2010-06-03 | USD | 6501 | Active | UNIVERSITY NEW MEXICO HOSPITAL
105349 | 1447543 | INTEGRA LIFESCIENCES | MLX | MLX | LIGHT SOURCES |  | 530498 | 044310 | 2017-06-16 | 2018-06-15 | 15000 | OPERATING ROOM | 2010-06-03 | USD | 6501 | Active | UNIVERSITY NEW MEXICO HOSPITAL
0000070517 | 1084843 | INTEGRA LIFESCIENCES | MLX | MLX | LIGHT SOURCES |  | 530498 | 041610 | 2017-06-16 | 2018-06-15 | 15000 | OPERATING ROOM | 2010-06-03 | USD | 6501 | Active | UNIVERSITY NEW MEXICO HOSPITAL
0000070527 | 1084853 | OLYMPUS AMERICA INC | CLV-180 | CLV-180 | LIGHT SOURCES |  | 530079 | 7015790 | 2016-10-14 | 2017-10-15 | 15005 | OPERATING ROOM - BBRP | 2010-06-03 | USD | 11122 | Active | UNIVERSITY NEW MEXICO HOSPITAL
0000070613 | 1084904 | THE KENDALL CO | FIRSTEMP GENIUS 3000A | FIRSTEMP GENIUS 3000A | THERMOMETERS/ ELECTRONIC/ INFRARED/ EAR |  | REPL 41862 | J0545257 |  | 2017-06-15 | 12000 | LABOR AND DELIVERY | 2010-06-03 | USD | 1 | Active | UNIVERSITY NEW MEXICO HOSPITAL
0000070612 | 1084903 | THE KENDALL CO | FIRSTEMP GENIUS 3000A | FIRSTEMP GENIUS 3000A | THERMOMETERS/ ELECTRONIC/ INFRARED/ EAR |  | REPL 73798 | J0640380 |  | 2017-06-15 |  | NOT ASSIGNED | 2010-06-03 | USD | 1 | Active | UNIVERSITY NEW MEXICO HOSPITAL
0000070532 | 1084858 | PULSION MEDICAL SYSTEMS | DVG-SPC 5013 | PC 8500 | MONITORING SYSTEMS/ PHYSIOLOGIC |  | 530662 | A108500050 | 2017-05-01 | 2018-05-15 | 12130 | TRAUMA/SURGICAL ICU | 2010-06-03 | USD | 18000 | Active | UNIVERSITY NEW MEXICO HOSPITAL
0000070531 | 1084857 | PULSION MEDICAL SYSTEMS | DVG-SPC 5013 | PC 8500 | MONITORING SYSTEMS/ PHYSIOLOGIC |  | 530662 | A108500026 | 2017-05-01 | 2018-05-15 | 12130 | TRAUMA/SURGICAL ICU | 2010-06-03 | USD | 18000 | Active | UNIVERSITY NEW MEXICO HOSPITAL
0000070530 | 1084856 | PULSION MEDICAL SYSTEMS | DVG-SPC 5013 | PC 8500 | MONITORING SYSTEMS/ PHYSIOLOGIC |  | 530662 | A108500048 | 2017-05-01 | 2018-05-15 | 12130 | TRAUMA/SURGICAL ICU | 2010-06-03 | USD | 18000 | Active | UNIVERSITY NEW MEXICO HOSPITAL
0000070526 | 1084852 | OLYMPUS AMERICA INC | EVIS EXERA II CV-180 | EVIS EXERA II CV-180 | VIDEO IMAGE PROCESSORS/ ENDOSCOPIC |  | 530079 | 7006326 | 2013-07-31 | 2014-07-15 | 15005 | OPERATING ROOM - BBRP | 2010-06-03 | USD | 19505 | Active | UNIVERSITY NEW MEXICO HOSPITAL
0000070450 | 1084729 | DRAEGER MEDICAL INC | D-VAPOR DESFLURANE | D-VAPOR DESFLURANE | ANESTHESIA UNIT VAPORIZERS |  | CONTRACT | ARZL-0393 | 2017-01-12 | 2018-01-15 | 15055 | ANESTHESIA | 2010-06-02 | USD | 1 | Active | UNIVERSITY NEW MEXICO HOSPITAL
0000070529 | 1084855 | OLYMPUS AMERICA INC | OEV 143 | OEV 143 | MONITORS/ VIDEO |  | 530079 | 7002040 |  | 2017-06-15 | 15005 | OPERATING ROOM - BBRP | 2010-06-02 | USD | 6474 | Active | UNIVERSITY NEW MEXICO HOSPITAL
0000070515 | 1084841 | ZOLL MEDICAL CORP | AED PLUS | AED PLUS | DEFIBRILLATORS/ EXTERNAL/ AUTOMATED |  | 523384 | X10A437916 | 2017-04-28 | 2017-10-15 | 30110 | UNMMG - VEIN CENTER | 2010-06-02 | USD | 1634.47 | Active | UNIVERSITY NEW MEXICO HOSPITAL
0000070451 | 1084730 | DRAEGER MEDICAL INC | VAPOR 2000 SEVOFLURANE | VAPOR 2000 (M35170) | ANESTHESIA UNIT VAPORIZERS |  | CONTRACT | ARWA-0182 | 2017-01-01 | 2018-01-15 | 15515 | OSIS ANESTHESIA | 2010-06-02 | USD | 1 | Active | UNIVERSITY NEW MEXICO HOSPITAL
0000070452 | 1084788 | DRAEGER MEDICAL INC | VAPOR 2000 ISOFLURANE | VAPOR 2000 | ANESTHESIA UNIT VAPORIZERS |  | 517079 | ASBB-0523 | 2017-01-09 | 2018-01-15 | 15055 | ANESTHESIA | 2010-06-02 | USD | 1 | Active | UNIVERSITY NEW MEXICO HOSPITAL
0000070448 | 1084786 | DRAEGER MEDICAL INC | VAPOR 2000 SEVOFLURANE | VAPOR 2000 (M35170) | ANESTHESIA UNIT VAPORIZERS |  | CONTRACT | ARSD-0532 | 2017-01-12 | 2018-01-15 | 15055 | ANESTHESIA | 2010-06-02 | USD | 1 | Active | UNIVERSITY NEW MEXICO HOSPITAL
0000070447 | 1084787 | DRAEGER MEDICAL INC | VAPOR 2000 ISOFLURANE | VAPOR 2000 | ANESTHESIA UNIT VAPORIZERS |  | 517079 | ASBB-0525 | 2017-01-12 | 2018-01-15 | 15055 | ANESTHESIA | 2010-06-02 | USD | 1 | Active | UNIVERSITY NEW MEXICO HOSPITAL
0000070449 | 1084728 | DRAEGER MEDICAL INC | APOLLO | 8606500-54 | ANESTHESIA UNITS |  | 517079 | ASBB-0439 | 2017-04-25 | 2017-10-15 | 15055 | ANESTHESIA | 2010-06-02 | USD | 66829.84 | Active | UNIVERSITY NEW MEXICO HOSPITAL
0000070615 | 1084906 | THE KENDALL CO | FIRSTEMP GENIUS 3000A | FIRSTEMP GENIUS 3000A | THERMOMETERS/ ELECTRONIC/ INFRARED/ EAR |  | REPL 23717 | J0323099 |  | 2017-06-15 | 32050 | WESTSIDE FAMILY & SENIOR HLTH | 2010-06-02 | USD | 1 | Active | UNIVERSITY NEW MEXICO HOSPITAL
0000070446 | 1084727 | DRAEGER MEDICAL INC | APOLLO | 8606500-54 | ANESTHESIA UNITS |  | 517079 | ASBB-0430 | 2017-04-26 | 2017-10-15 | 15055 | ANESTHESIA | 2010-06-02 | USD | 66829.84 | Active | UNIVERSITY NEW MEXICO HOSPITAL
0000070513 | 1084839 | OLYMPUS AMERICA INC | OFP | OFP | IRRIGATION/ DISTENTION SYSTEMS |  | 530079 | 21 007356 | 2016-10-14 | 2017-10-15 | 15005 | OPERATING ROOM - BBRP | 2010-06-02 | USD | 4504.25 | Active | UNIVERSITY NEW MEXICO HOSPITAL
0000070514 | 1084840 | GE HEALTHCARE | PRO 400 | PRO 400 | MONITORS/ BEDSIDE/ BLOOD PRESSURE |  | 523392 | AAX08360046SA | 2016-10-27 | 2017-10-15 | 30110 | UNMMG - VEIN CENTER | 2010-06-01 | USD | 4937.95 | Active | UNIVERSITY NEW MEXICO HOSPITAL
0000062201 | 1004290 | HEMOCUE INC | HB 201+ | HB 201+ | ANALYZERS/ POINT-OF-CARE/ WHOLE BLOOD/ HEMATOLOGY/ HEMOGLOBIN |  | FOUND | 0647620139 |  | 2017-06-15 | 90030 | LAB - ADMIN | 2010-06-01 | USD | 0.01 | Active | UNIVERSITY NEW MEXICO HOSPITAL
0000070516 | 1084842 | SSCOR INC | REF 2314 | REF 2314 | ASPIRATORS/ EMERGENCY |  | 522454 | M17490 | 2016-10-27 | 2017-10-15 | 30110 | UNMMG - VEIN CENTER | 2010-06-01 | USD | 874 | Active | UNIVERSITY NEW MEXICO HOSPITAL
82242 | 1085565 | UNKNOWN | CHAIRS | CHAIRS | CHAIRS/ EXAMINATION/ TREATMENT |  |  | 336301-2 |  | 2011-01-15 | 30030 | CTH OUTPATIENT CLINIC | 2010-05-28 | USD |  | Active | UNIVERSITY NEW MEXICO HOSPITAL
82240 | 1085563 | UNKNOWN | CHAIRS | CHAIRS | CHAIRS/ EXAMINATION/ TREATMENT |  |  | 336301-1 |  | 2011-01-15 | 30030 | CTH OUTPATIENT CLINIC | 2010-05-28 | USD |  | Active | UNIVERSITY NEW MEXICO HOSPITAL
82239 | 1085562 | NOT ASSIGNED | CAVITRON SELECT SPS | CEN-124 | DENTAL HAND INSTRUMENTS/ ENDODONTIC |  |  | c019125 |  | 2011-01-15 | 30030 | CTH OUTPATIENT CLINIC | 2010-05-28 | USD |  | Active | UNIVERSITY NEW MEXICO HOSPITAL
82241 | 1085564 | NOT ASSIGNED | CAVITRON SELECT SPS | CEN-124 | DENTAL HAND INSTRUMENTS/ ENDODONTIC |  |  | C019126 |  | 2011-01-15 | 30030 | CTH OUTPATIENT CLINIC | 2010-05-28 | USD |  | Active | UNIVERSITY NEW MEXICO HOSPITAL
0000070506 | 1084765 | SCALE-TRONIX INC | 5122 | 5122 | SCALES/ PATIENT/ PLATFORM/ ELECTRONIC |  | 528529 | 5122-925 | 2016-10-20 | 2017-10-15 | 34025 | CARDIOLOGY CLINIC | 2010-05-27 | USD | 1595.01 | Active | UNIVERSITY NEW MEXICO HOSPITAL
0000070501 | 1084764 | PCI MEDICAL INC | ENDO-FLUSH | ENDO-FLUSH | DISINFECTING UNITS/ LIQUID/ FLEXIBLE ENDOSCOPE |  | 528001 | 103429 | 2016-10-26 | 2017-10-15 | 70020 | ENDOSCOPY CENTER | 2010-05-21 | USD | 1472 | Active | UNIVERSITY NEW MEXICO HOSPITAL
0000052710 | 1096205 | DETECTO SCALE COMPANY | DETECTO MECHANICAL SCALE | DETECTO MECHANICAL SCALE | SCALES/ PATIENT/ PLATFORM/ MECHANICAL |  | FOUND | E10406-0102 | 2011-05-25 | 2012-05-15 | 34310 | CLINICAL-MIND IMAGING CENTER | 2010-05-18 | USD | 0.01 | Active | UNIVERSITY NEW MEXICO HOSPITAL
0000070360 | 1083334 | GE HEALTHCARE | DINAMAP PRO 100 | DINAMAP PRO 100 | MONITORS/ BEDSIDE/ BLOOD PRESSURE |  | 527863 | AAX09170004SA | 2017-01-09 | 2018-01-15 | 71020 | CARDIAC REHAB | 2010-05-14 | USD | 3080.01 | Active | UNIVERSITY NEW MEXICO HOSPITAL
0000070358 | 1084285 | ARIZANT HEALTHCARE INC | BAIR HUGGER | 505 | WARMING UNITS/ PATIENT/ FORCED-AIR (BAIR HUGGER) |  | exchange | 41083 | 2017-06-09 | 2018-06-15 | 15055 | ANESTHESIA | 2010-05-12 | USD | 589 | Active | UNIVERSITY NEW MEXICO HOSPITAL
0000070420 | 1084717 | THE KENDALL CO | FIRSTEMP GENIUS 3000A | FIRSTEMP GENIUS 3000A | THERMOMETERS/ ELECTRONIC/ INFRARED/ EAR |  | REPLACN60558 | J0537022 |  | 2017-06-15 | 12460 | PEDIATRIC ICU | 2010-05-07 | USD | 120 | Active | UNIVERSITY NEW MEXICO HOSPITAL
0000070419 | 1084716 | THE KENDALL CO | FIRSTEMP GENIUS 3000A | FIRSTEMP GENIUS 3000A | THERMOMETERS/ ELECTRONIC/ INFRARED/ EAR |  | REPLACN68177 | J0534997 |  | 2017-06-15 | 12460 | PEDIATRIC ICU | 2010-05-07 | USD | 120 | Active | UNIVERSITY NEW MEXICO HOSPITAL
0000070472 | 1084804 | SSCOR INC | REF 2314 | REF 2314 | ASPIRATORS/ EMERGENCY |  | 526975 | M17819 | 2017-01-26 | 2018-01-15 | 34150 | PEDIATRICS CLINIC | 2010-05-06 | USD | 855 | Active | UNIVERSITY NEW MEXICO HOSPITAL
0000070471 | 1084803 | SSCOR INC | REF 2314 | REF 2314 | ASPIRATORS/ EMERGENCY |  | 526975 | M17818 | 2017-01-26 | 2018-01-15 | 34150 | PEDIATRICS CLINIC | 2010-05-06 | USD | 855 | Active | UNIVERSITY NEW MEXICO HOSPITAL
0000070469 | 1219862 | STERIS CORP | 4085 | 4085 | TABLES/ OPERATING |  | 522559 | 0409810062 | 2017-06-22 | 2017-12-15 | 15000 | OPERATING ROOM | 2010-05-03 | USD | 42049.23 | Active | UNIVERSITY NEW MEXICO HOSPITAL
0000070468 | 1084795 | STERIS CORP | 4085 | 4085 | TABLES/ OPERATING |  | 522559 | 0409810063 | 2017-06-22 | 2017-12-15 | 15000 | OPERATING ROOM | 2010-05-03 | USD | 42049.23 | Active | UNIVERSITY NEW MEXICO HOSPITAL
0000070246 | 1084777 | BAKER COMPANY THE | EG- 6320 | EG- 6320 | HOODS/ ISOLATION/ LAMINAR AIR FLOW |  | Main | 89826 | 2017-05-30 | 2017-11-15 | 77010 | PHARMACY - INPATIENT | 2010-05-01 | USD | 0.01 | Active | UNIVERSITY NEW MEXICO HOSPITAL
| 1096230 | FLUKE BIOMEDICAL CORP | PS410 | PS410 | SIMULATORS/ MULTIPARAMETER | PHILIPS |  | 1695009 | 2017-05-01 | 2018-03-15 | 95700 | CLINICAL ENGINEERING | 2010-05-01 | USD |  | Active | UNIVERSITY NEW MEXICO HOSPITAL
0000070435 | 1084794 | OR SOLUTIONS INC | ORS- 2038D | ORS- 2038D | WARMING UNITS |  | replacn62165 | 50557 | 2017-06-08 | 2018-06-15 | 15000 | OPERATING ROOM | 2010-04-30 | USD | 0.01 | Active | UNIVERSITY NEW MEXICO HOSPITAL
0000070411 | 1084708 | STERIS CORP | HARMONY EMS ( DF 80) | DF 80 | EQUIPMENT BOOM ARMS |  | 494473 | 0417409089 |  | 2017-06-15 | 15000 | OPERATING ROOM | 2010-04-28 | USD | 28950.14 | Active | UNIVERSITY NEW MEXICO HOSPITAL
0000070410 | 1084707 | STERIS CORP | HARMONY EMS (DA-60) | DA-60 | EQUIPMENT BOOM ARMS |  | 494473 | 0417409051 |  | 2017-06-15 | 15000 | OPERATING ROOM | 2010-04-28 | USD | 23175.14 | Active | UNIVERSITY NEW MEXICO HOSPITAL
0000070438 | 1084782 | STERIS CORP | HARMONY DUAL LED 585 | HARMONY DUAL LED 585 | LIGHTS/ SURGICAL |  | 494473 | 041520928 | 2017-06-30 | 2018-06-15 | 15000 | OPERATING ROOM | 2010-04-28 | USD | 31434.99 | Active | UNIVERSITY NEW MEXICO HOSPITAL
0000070413 | 1084710 | STERIS CORP | HARMONY DUAL LED 585 | HARMONY DUAL LED 585 | LIGHTS/ SURGICAL |  | 494473 | 041309056 | 2017-06-01 | 2018-06-15 | 15000 | OPERATING ROOM | 2010-04-28 | USD | 25423.05 | Active | UNIVERSITY NEW MEXICO HOSPITAL
0000070412 | 1084709 | STERIS CORP | HARMONY DUAL LED 585 | HARMONY DUAL LED 585 | LIGHTS/ SURGICAL |  | 494473 | 0409209190 | 2017-06-30 | 2018-06-15 | 15000 | OPERATING ROOM | 2010-04-28 | USD | 31438.99 | Active | UNIVERSITY NEW MEXICO HOSPITAL
82932 | 1162162 | BAYER CORP | MARK V PROVIS | 531381 | INJECTORS/ CONTRAST MEDIA | 108872 |  | 108089 | 2015-12-01 | 2016-12-15 | 75025 | RADIOLOGY - INTERVENTIONAL RAD | 2010-04-28 | USD |  | Active | UNIVERSITY NEW MEXICO HOSPITAL
0000070425 | 1219858 | RF SURGICAL SYSTEMS INC | 100A | 100A | IDENTIFICATION AND SECURITY SYSTEMS |  | 523991 | 06550065 |  | 2017-06-15 | 15500 | OSIS OPERATING ROOM | 2010-04-26 | USD | 0.01 | Active | UNIVERSITY NEW MEXICO HOSPITAL
0000070424 | 1219857 | RF SURGICAL SYSTEMS INC | 100A | 100A | IDENTIFICATION AND SECURITY SYSTEMS |  | 523991 | 08560048 |  | 2017-06-15 | 15500 | OSIS OPERATING ROOM | 2010-04-26 | USD | 0.01 | Active | UNIVERSITY NEW MEXICO HOSPITAL
0000070427 | 1219860 | RF SURGICAL SYSTEMS INC | 100A | 100A | IDENTIFICATION AND SECURITY SYSTEMS |  | 523991 | D0903034 |  | 2017-06-15 | 15500 | OSIS OPERATING ROOM | 2010-04-26 | USD | 0.01 | Active | UNIVERSITY NEW MEXICO HOSPITAL
0000070426 | 1219859 | RF SURGICAL SYSTEMS INC | 100A | 100A | IDENTIFICATION AND SECURITY SYSTEMS |  | 523991 | 08600162 |  | 2017-06-15 | 15500 | OSIS OPERATING ROOM | 2010-04-26 | USD | 0.01 | Active | UNIVERSITY NEW MEXICO HOSPITAL
0000070375 | 1084737 | WELCH ALLYN INC | 76730 | 76730 | OPHTHALMOSCOPE/OTOSCOPES |  | 477262 | NONE |  | 2017-06-15 | 32025 | FAMILY PRACTICE CLINIC | 2010-04-23 | USD | 1179.71 | Active | UNIVERSITY NEW MEXICO HOSPITAL
0000073868 | 10840730000073868 Control # 90402 Megasite | OLYMPUS AMERICA INC | OTV-SI | OTV-SI | VIDEO IMAGE PROCESSORS/ ENDOSCOPIC |  | crtc | 7843107 |  | 2014-05-15 | 15500 | OSIS OPERATING ROOM | 2010-04-22 | USD | 0.01 | Reactivated | UNIVERSITY NEW MEXICO HOSPITAL
0000070406 | 1084770 | TYCO HEALTHCARE GROUP | GENIUS II | GENIUS II | THERMOMETERS/ ELECTRONIC/ INFRARED/ EAR |  | FOUND | N07072896 |  | 2017-06-15 | 21015 | ED-NORTH | 2010-04-22 | USD | 320 | Active | UNIVERSITY NEW MEXICO HOSPITAL
0000070407 | 1084771 | SHERWOOD MEDICAL | FIRSTTEMP GENIUS | 3000A | THERMOMETERS/ ELECTRONIC/ INFRARED/ EAR |  | REPLACN68679 | J0527649 |  | 2017-06-15 | 21015 | ED-NORTH | 2010-04-22 | USD | 120 | Active | UNIVERSITY NEW MEXICO HOSPITAL
0000070409 | 1084773 | THE KENDALL CO | FIRSTEMP GENIUS 3000A | FIRSTEMP GENIUS 3000A | THERMOMETERS/ ELECTRONIC/ INFRARED/ EAR |  | REPLACN64772 | J0521682 |  | 2017-06-15 | 34150 | PEDIATRICS CLINIC | 2010-04-22 | USD | 120 | Active | UNIVERSITY NEW MEXICO HOSPITAL
0000070408 | 1084772 | THE KENDALL CO | FIRSTEMP GENIUS 3000A | FIRSTEMP GENIUS 3000A | THERMOMETERS/ ELECTRONIC/ INFRARED/ EAR |  | REPLACN64051 | J0546492 |  | 2017-06-15 | 21015 | ED-NORTH | 2010-04-22 | USD | 120 | Active | UNIVERSITY NEW MEXICO HOSPITAL
0000070405 | 1084769 | EXERGEN CORP | TAT-5000 | TAT-5000 | THERMOMETERS/ ELECTRONIC/ INFRARED |  | REPLACN67184 | A191872 |  | 2017-06-15 | 15040 | PACU (RECOVERY ROOM 1) | 2010-04-21 | USD | 0.01 | Active | UNIVERSITY NEW MEXICO HOSPITAL
0000070404 | 1084768 | DRAEGER MEDICAL INC | VAPOR 2000 SEVOFLURANE | VAPOR 2000 (M35170) | ANESTHESIA UNIT VAPORIZERS |  | REPL 67305 | ARUH-0990 | 2017-01-01 | 2018-01-15 | 15515 | OSIS ANESTHESIA | 2010-04-15 | USD | 1 | Active | UNIVERSITY NEW MEXICO HOSPITAL
0000070241 | 1084704 | DRAEGER MEDICAL INC | FABIUS TIRO | FABIUS TIRO | ANESTHESIA UNITS |  | 517079 | ASBB-0115 | 2017-04-01 | 2017-10-15 | 15055 | ANESTHESIA | 2010-04-15 | USD | 27018.41 | Active | UNIVERSITY NEW MEXICO HOSPITAL
0000070239 | 1084700 | DRAEGER MEDICAL INC | VAPOR 2000 SEVOFLURANE | VAPOR 2000 (M35170) | ANESTHESIA UNIT VAPORIZERS |  | CONTRACT | ARSD-0377 | 2017-01-11 | 2018-01-15 | 15055 | ANESTHESIA | 2010-04-15 | USD | 1 | Active | UNIVERSITY NEW MEXICO HOSPITAL
0000070196 | 1084343 | DRAEGER MEDICAL INC | VAPOR 2000 ISOFLURANE | VAPOR 2000 | ANESTHESIA UNIT VAPORIZERS |  | 506325 | ASAK-1483 | 2017-01-09 | 2018-01-15 | 15055 | ANESTHESIA | 2010-04-15 | USD | 0.01 | Active | UNIVERSITY NEW MEXICO HOSPITAL
0000070193 | 1084341 | DRAEGER MEDICAL INC | APOLLO | 8606500-54 | ANESTHESIA UNITS |  | 506325 | ASAM-0041 | 2017-04-19 | 2017-10-15 | 15055 | ANESTHESIA | 2010-04-15 | USD | 65213.15 | Active | UNIVERSITY NEW MEXICO HOSPITAL
0000070362 | 1084087 | ZOLL MEDICAL CORP | M SERIES | M SERIES | DEFIBRILLATOR/ MONITOR/ PACEMAKERS |  | CRTC | t04d58014 | 2017-05-01 | 2017-11-15 | 15500 | OSIS OPERATING ROOM | 2010-04-15 | USD | 0.01 | Reactivated | UNIVERSITY NEW MEXICO HOSPITAL
0000070398 | 1084745 | ROCHE DIAGNOSTICS CORP | ACCU-CHECK INFORM | ACCU-CHECK INFORM | ANALYZERS/ POINT-OF-CARE/ WHOLE BLOOD/ GLUCOSE |  | REPLACN67709 | UJ70004189 | 2010-04-14 | 2017-06-15 | 90030 | LAB - ADMIN | 2010-04-14 | USD | 0.01 | Active | UNIVERSITY NEW MEXICO HOSPITAL
0000070394 | 1084741 | GE HEALTHCARE | TEC 6 PLUS | TEC 6 PLUS | ANESTHESIA UNIT VAPORIZERS |  | REPLACN55969 | AETK27009 | 2017-01-31 | 2017-07-15 | 15055 | ANESTHESIA | 2010-04-14 | USD | 0.01 | Active | UNIVERSITY NEW MEXICO HOSPITAL
0000067829 | 1141327 | WELCH ALLYN INC | 14001 | SURESIGHT (14001) | RETINOSCOPES |  | found | 200800466 | 2016-10-06 | 2017-10-15 | 32005 | YCHC GENERAL | 2010-04-13 | USD | 0.01 | Active | UNIVERSITY NEW MEXICO HOSPITAL
0000070377 | 1084739 | MEDTRONIC INC | KANGAROO EPUMP | KANGAROO EPUMP | PUMPS/ ENTERAL FEEDING |  | NOPO | C1916559 | 2015-11-30 | 2016-11-15 | 12110 | NEUROSCIENCE ICU | 2010-04-13 | USD | 0.01 | Active | UNIVERSITY NEW MEXICO HOSPITAL
0000070389 | 1084761 | RF SURGICAL SYSTEMS INC | 100A | 100A | IDENTIFICATION AND SECURITY SYSTEMS |  | 524492 | 02710040 |  | 2017-06-15 | 12000 | LABOR AND DELIVERY | 2010-04-09 | USD | 0.01 | Active | UNIVERSITY NEW MEXICO HOSPITAL
0000070382 | 1084754 | RF SURGICAL SYSTEMS INC | 100A | 100A | IDENTIFICATION AND SECURITY SYSTEMS |  | 524492 | D0912008 |  | 2017-06-15 | 12000 | LABOR AND DELIVERY | 2010-04-09 | USD | 0.01 | Active | UNIVERSITY NEW MEXICO HOSPITAL
0000070380 | 50223982 | PHILIPS HEALTHCARE | CX50 Cardiac/ShS Ultrasound System | 795076 | SCANNING SYSTEMS/ ULTRASONIC/ PORTABLE |  | H 522905 | SG31000417 | 2011-10-07 | 2012-10-15 | 75025 | RADIOLOGY - INTERVENTIONAL RAD | 2010-04-09 | USD | 63280 | Active | UNIVERSITY NEW MEXICO HOSPITAL
0000070372 | 1084734 | GC AMERICA INC | GCA 3629 | TP-103 | MIXERS |  | 514142 | NSN |  | 2017-06-15 | 15000 | OPERATING ROOM | 2010-04-07 | USD | 0.01 | Active | UNIVERSITY NEW MEXICO HOSPITAL
0000062440 | 1143296 | STERIS CORP | QDJ05 | QDJ05 | WARMING UNITS/ BLANKET |  | FOUND | 041520755 | 2017-04-01 | 2018-04-15 | 12015 | PEDIATRIC INFUSION UNIT PIU | 2010-04-07 | USD | 0.01 | Active | UNIVERSITY NEW MEXICO HOSPITAL
0000060531 | 1084140 | SCALE-TRONIX INC | 3003 | 3003 | SCALES/ PATIENT/ PLATFORM/ ELECTRONIC |  | FOUND | 3-1348 | 2017-04-18 | 2018-04-15 | 12015 | PEDIATRIC INFUSION UNIT PIU | 2010-04-07 | USD | 0.01 | Active | UNIVERSITY NEW MEXICO HOSPITAL
0000070238 | 1084698 | AMERICAN POWER CONVERSION (APC) | SC620 | SMART-UPS 620 (SC620 | POWER SYSTEMS/ UNINTERRUPTIBLE |  | REPL | 5S0943T70749 | 2017-06-30 | 2018-06-15 | 15055 | ANESTHESIA | 2010-04-02 | USD | 299 | Active | UNIVERSITY NEW MEXICO HOSPITAL
0000070124 | 1084455 | BD | 15625 | 15625 | OXYGEN-AIR PROPORTIONERS |  | FOUND | AJS01321 | 2016-01-11 | 2017-01-15 | 32025 | FAMILY PRACTICE CLINIC | 2010-04-01 | USD | 0.01 | Active | UNIVERSITY NEW MEXICO HOSPITAL
0000070227 | 1084687 | GE HEALTHCARE | 4400 | 4400 | WARMING UNITS/ PATIENT/ RADIANT/ INFANT |  | 520641 | HCCP00102 | 2017-02-06 | 2017-08-15 | 12455 | NEWBORN ICU | 2010-04-01 | USD | 12081.65 | Active | UNIVERSITY NEW MEXICO HOSPITAL
0000073893 | 1084459 | WELCH ALLYN INC | 400 | 400 | MONITORS/ BEDSIDE/ BLOOD PRESSURE |  | found | 200605848 | 2017-01-19 | 2018-01-15 | 32025 | FAMILY PRACTICE CLINIC | 2010-04-01 | USD | 0.01 | Active | UNIVERSITY NEW MEXICO HOSPITAL
0000070226 | 1084686 | GE HEALTHCARE | 4400 | 4400 | WARMING UNITS/ PATIENT/ RADIANT/ INFANT |  | 520641 | HCCP00095 | 2017-01-31 | 2017-08-15 | 12455 | NEWBORN ICU | 2010-04-01 | USD | 12081.65 | Active | UNIVERSITY NEW MEXICO HOSPITAL
0000070123 | 1084454 | WELCH ALLYN INC | 400 | 400 | MONITORS/ BEDSIDE/ BLOOD PRESSURE |  | found | 200605857 | 2017-01-19 | 2018-01-15 | 32025 | FAMILY PRACTICE CLINIC | 2010-04-01 | USD | 0.01 | Active | UNIVERSITY NEW MEXICO HOSPITAL
0000070225 | 1084685 | GE HEALTHCARE | 4400 | 4400 | WARMING UNITS/ PATIENT/ RADIANT/ INFANT |  | 520643 | HCCP00097 | 2016-02-05 | 2016-08-15 | 12415 | INTERMEDIATE CARE NURSERY | 2010-04-01 | USD | 12081.65 | Active | UNIVERSITY NEW MEXICO HOSPITAL
0000073894 | 1084460 | HILL-ROM INC | 767 | 767 | OPHTHALMOSCOPE/OTOSCOPES |  | FOUND | 2 |  | 2017-06-15 |  | NOT ASSIGNED | 2010-04-01 | USD | 0.01 | Active | UNIVERSITY NEW MEXICO HOSPITAL
0000070224 | 1084684 | GE HEALTHCARE | 4400 | 4400 | WARMING UNITS/ PATIENT/ RADIANT/ INFANT |  | 520641 | HCCP00085 | 2017-02-28 | 2017-08-15 | 12455 | NEWBORN ICU | 2010-04-01 | USD | 12081.65 | Active | UNIVERSITY NEW MEXICO HOSPITAL
0000073892 | 1084464 | HILL-ROM INC | 767 | 767 | OPHTHALMOSCOPE/OTOSCOPES |  | FOUND | 3 |  | 2017-06-15 | 32025 | FAMILY PRACTICE CLINIC | 2010-04-01 | USD | 0.01 | Active | UNIVERSITY NEW MEXICO HOSPITAL
0000070223 | 1084683 | GE HEALTHCARE | 4400 | 4400 | WARMING UNITS/ PATIENT/ RADIANT/ INFANT |  | 520641 | HCCP00103 | 2017-02-08 | 2017-08-15 | 12455 | NEWBORN ICU | 2010-04-01 | USD | 12081.65 | Active | UNIVERSITY NEW MEXICO HOSPITAL
0000073898 | 1084458 | HILL-ROM INC | 767 | 767 | OPHTHALMOSCOPE/OTOSCOPES |  | FOUND | 06353 |  | 2017-06-15 |  | NOT ASSIGNED | 2010-04-01 | USD | 0.01 | Active | UNIVERSITY NEW MEXICO HOSPITAL
0000070222 | 1084682 | GE HEALTHCARE | 4400 | 4400 | WARMING UNITS/ PATIENT/ RADIANT/ INFANT |  | 520641 | HCCP00118 | 2017-02-17 | 2017-08-15 | 12455 | NEWBORN ICU | 2010-04-01 | USD | 12081.65 | Active | UNIVERSITY NEW MEXICO HOSPITAL
0000070221 | 1084681 | GE HEALTHCARE | 4400 | 4400 | WARMING UNITS/ PATIENT/ RADIANT/ INFANT |  | 520641 | HCCP00098 | 2017-02-03 | 2017-08-15 | 12455 | NEWBORN ICU | 2010-04-01 | USD | 12081.65 | Active | UNIVERSITY NEW MEXICO HOSPITAL
0000070220 | 1084680 | GE HEALTHCARE | 4400 | 4400 | WARMING UNITS/ PATIENT/ RADIANT/ INFANT |  | 520643 | HCCP00096 | 2017-02-15 | 2017-08-15 | 12415 | INTERMEDIATE CARE NURSERY | 2010-04-01 | USD | 12081.65 | Active | UNIVERSITY NEW MEXICO HOSPITAL
0000070219 | 1084679 | GE HEALTHCARE | 4400 | 4400 | WARMING UNITS/ PATIENT/ RADIANT/ INFANT |  | 520643 | HCCP00101 | 2017-02-22 | 2017-08-15 | 12415 | INTERMEDIATE CARE NURSERY | 2010-04-01 | USD | 12081.65 | Active | UNIVERSITY NEW MEXICO HOSPITAL
0000070218 | 1084678 | GE HEALTHCARE | 4400 | 4400 | WARMING UNITS/ PATIENT/ RADIANT/ INFANT |  | 520643 | HCCP00100 | 2017-02-01 | 2017-08-15 | 12455 | NEWBORN ICU | 2010-04-01 | USD | 12081.65 | Reactivated | UNIVERSITY NEW MEXICO HOSPITAL
0000070203 | 1084677 | KINGYE | WOODS LAMP (1856) | WOODS LAMP (1856) | LIGHTS/ ULTRAVIOLET |  | 524074 | 726212 | 2016-10-05 | 2017-10-15 | 32030 | UNM LOBOCARE CLINIC | 2010-04-01 | USD | 297.01 | Active | UNIVERSITY NEW MEXICO HOSPITAL
0000070121 | 1084098 | BAYER CORP | CLINITEK STATUS | CLINITEK STATUS | ANALYZERS/ POINT-OF-CARE/ URINE |  | FOUND | 13B1X0096 | 2010-04-06 | 2017-06-15 | 32025 | FAMILY PRACTICE CLINIC | 2010-04-01 | USD | 0.01 | Active | UNIVERSITY NEW MEXICO HOSPITAL
0000073896 | 1084462 | MIDMARK CORP | 204 (204-002) | 204 (204-002) | TABLES/ EXAMINATION/TREATMENT |  | FOUND | V393860 |  | 2017-06-15 | 32025 | FAMILY PRACTICE CLINIC | 2010-04-01 | USD | 0.01 | Active | UNIVERSITY NEW MEXICO HOSPITAL
0000070126 | 1084457 | MIDMARK CORP | 204 (204-002) | 204 (204-002) | TABLES/ EXAMINATION/TREATMENT |  | FOUND | V393887 |  | 2017-06-15 | 32025 | FAMILY PRACTICE CLINIC | 2010-04-01 | USD | 0.01 | Active | UNIVERSITY NEW MEXICO HOSPITAL
0000070125 | 1084456 | MIDMARK CORP | 204 (204-002) | 204 (204-002) | TABLES/ EXAMINATION/TREATMENT |  | FOUND | V393865 |  | 2017-06-15 | 32025 | FAMILY PRACTICE CLINIC | 2010-04-01 | USD | 0.01 | Active | UNIVERSITY NEW MEXICO HOSPITAL
0000073897 | 1084463 | MIDMARK CORP | RITTER 204 (204-001) | RITTER 204 (204-001) | TABLES/ EXAMINATION/TREATMENT |  | FOUND | KE061979 |  | 2017-06-15 | 32025 | FAMILY PRACTICE CLINIC | 2010-04-01 | USD | 0.01 | Active | UNIVERSITY NEW MEXICO HOSPITAL
0000070237 | 1084697 | SCALE-TRONIX INC | 4002 | 4002 | SCALES/ INFANT |  | 520641 | 4002-6963 | 2017-02-15 | 2018-02-15 | 12455 | NEWBORN ICU | 2010-04-01 | USD | 2600 | Active | UNIVERSITY NEW MEXICO HOSPITAL
0000070236 | 1084696 | SCALE-TRONIX INC | 4002 | 4002 | SCALES/ INFANT |  | 520641 | 4002-6961 | 2017-02-15 | 2018-02-15 | 12455 | NEWBORN ICU | 2010-04-01 | USD | 2600 | Active | UNIVERSITY NEW MEXICO HOSPITAL
0000070235 | 1084695 | SCALE-TRONIX INC | 4002 | 4002 | SCALES/ INFANT |  | 520643 | 4002-6960 | 2017-02-23 | 2018-02-15 | 12415 | INTERMEDIATE CARE NURSERY | 2010-04-01 | USD | 2600 | Active | UNIVERSITY NEW MEXICO HOSPITAL
0000070234 | 1084694 | SCALE-TRONIX INC | 4002 | 4002 | SCALES/ INFANT |  | 520641 | 4002-6962 | 2016-02-05 | 2017-02-15 | 12455 | NEWBORN ICU | 2010-04-01 | USD | 2600 | Active | UNIVERSITY NEW MEXICO HOSPITAL
0000070233 | 1084693 | SCALE-TRONIX INC | 4002 | 4002 | SCALES/ INFANT |  | 520641 | 4002-6964 | 2017-02-01 | 2018-02-15 | 89025 | CLINICAL EDUCATION | 2010-04-01 | USD | 2600 | Active | UNIVERSITY NEW MEXICO HOSPITAL
0000070232 | 1084692 | SCALE-TRONIX INC | 4002 | 4002 | SCALES/ INFANT |  | 520641 | 4002-6965 | 2017-01-31 | 2018-02-15 | 12455 | NEWBORN ICU | 2010-04-01 | USD | 2600 | Active | UNIVERSITY NEW MEXICO HOSPITAL
0000070231 | 1084691 | SCALE-TRONIX INC | 4002 | 4002 | SCALES/ INFANT |  | 520641 | 4002-6939 | 2017-02-15 | 2018-02-15 | 12455 | NEWBORN ICU | 2010-04-01 | USD | 2600 | Active | UNIVERSITY NEW MEXICO HOSPITAL
0000070230 | 1084690 | SCALE-TRONIX INC | 4002 | 4002 | SCALES/ INFANT |  | 520643 | 4002-6942 | 2017-02-06 | 2018-02-15 | 12415 | INTERMEDIATE CARE NURSERY | 2010-04-01 | USD | 2600 | Active | UNIVERSITY NEW MEXICO HOSPITAL
0000070229 | 1084689 | SCALE-TRONIX INC | 4002 | 4002 | SCALES/ INFANT |  | 520643 | 4002-6941 | 2017-02-17 | 2018-02-15 | 12415 | INTERMEDIATE CARE NURSERY | 2010-04-01 | USD | 2600 | Active | UNIVERSITY NEW MEXICO HOSPITAL
0000070228 | 1084688 | SCALE-TRONIX INC | 4002 | 4002 | SCALES/ INFANT |  | 520643 | 4002-6959 | 2017-02-02 | 2018-02-15 | 12415 | INTERMEDIATE CARE NURSERY | 2010-04-01 | USD | 2600 | Active | UNIVERSITY NEW MEXICO HOSPITAL
0000073895 | 1084461 | TOPCON MEDICAL SYSTEMS INC | SL-D4Z | SL-D4Z | SLIT LAMPS |  | FOUND | 626260 |  | 2017-06-15 | 32025 | FAMILY PRACTICE CLINIC | 2010-04-01 | USD | 0.01 | Active | UNIVERSITY NEW MEXICO HOSPITAL
0000070348 | 1084669 | BOYD INDUSTRIES INC | S-2605 | S-2605 | CHAIRS/ EXAMINATION/ TREATMENT/ DENTISTRY |  | 514142 | 335858 |  | 2017-06-15 | 15000 | OPERATING ROOM | 2010-03-26 | USD | 20000 | Active | UNIVERSITY NEW MEXICO HOSPITAL
0000073910 | 1084673 | DENSPLY PROFESSIONAL | B7210 | SCANXILE | ULTRASOUND CLEANING SYSTEMS |  | h514142 | 6549 |  | 2017-06-15 | 15000 | OPERATING ROOM | 2010-03-26 | USD | 25000 | Active | UNIVERSITY NEW MEXICO HOSPITAL
0000070347 | 1084668 | SIRONA DENTAL SYSTEMS | 4684606 D3302 | 4684606 D3302 | RADIOGRAPHIC UNITS/ DENTAL/ EXTRAORAL |  | H 514142 | 45621 | 2017-01-31 | 2018-01-15 | 15000 | OPERATING ROOM | 2010-03-26 | USD | 30091.97 | Reactivated | UNIVERSITY NEW MEXICO HOSPITAL
0000068501 | 1083312 | MARCO OPHTHALMIC INC | 1206 | 1206 | EXAMINATION/ TREATMENT STANDS/ OPHTHALMIC |  | 524090 | 09D0220 | 2016-12-01 | 2017-12-15 | 34610 | OPHTHALMOLOGY ON SITE CLINIC | 2010-03-26 | USD | 4295 | Active | UNIVERSITY NEW MEXICO HOSPITAL
0000068500 | 10883324 | MARCO OPHTHALMIC INC | MARCO 5 | MARCO 5 ULTRA SLIM | SLIT LAMPS |  | 522133 | 08G0077 | 2011-12-06 | 2011-12-15 | 34610 | OPHTHALMOLOGY ON SITE CLINIC | 2010-03-26 | USD | 7614.44 | Active | UNIVERSITY NEW MEXICO HOSPITAL
0000073997 | 1083331 | GE HEALTHCARE | TRANSPORT PRO | TRANSPORT PRO | MONITORS/ PATIENT TRANSPORT |  | 417588 | SCSO8142585GA | 2017-01-25 | 2018-01-15 | 95700 | CLINICAL ENGINEERING | 2010-03-26 | USD | 27938.4 | Active | UNIVERSITY NEW MEXICO HOSPITAL
0000070314 | 1084138 | MEDASONICS INC | TRIA II | TRIA II | BLOOD-FLOW DETECTORS/ ULTRASONIC |  | 497425 | TS23256 |  | 2017-06-15 | 34130 | MILAGRO OP OB CLINIC | 2010-03-25 | USD | 423.96 | Active | UNIVERSITY NEW MEXICO HOSPITAL
0000073996 | 1083330 | GE HEALTHCARE | PRO 400 | PRO 400 | MONITORS/ BEDSIDE/ BLOOD PRESSURE |  | 494719 | AAX08380022SA | 2017-01-18 | 2018-01-15 | 71010 | PEDIATRIC CARDIOLOGY | 2010-03-25 | USD | 0.01 | Active | UNIVERSITY NEW MEXICO HOSPITAL
| 1084644 | FLUKE BIOMEDICAL CORP | 80TK | 80TK | THERMOMETERS/ ELECTRONIC/ THERMISTOR/THERMOCOUPLE/ |  | Philips | 96810073 | 2017-03-22 | 2018-03-15 | 95700 | CLINICAL ENGINEERING | 2010-03-24 | USD | 0.01 | Active | UNIVERSITY NEW MEXICO HOSPITAL
| 1084643 | FLUKE BIOMEDICAL CORP | 80TK | 80TK | THERMOMETERS/ ELECTRONIC/ THERMISTOR/THERMOCOUPLE/ |  | Philips | 10190002 | 2017-03-21 | 2018-03-15 | 95700 | CLINICAL ENGINEERING | 2010-03-24 | USD | 0.01 | Active | UNIVERSITY NEW MEXICO HOSPITAL
0000070336 | 1084626 | MEDICAL GRAPHICS CORP | CPFS/D | CPFS/D | SPIROMETERS |  | P-CARD | 22002142 | 2016-07-29 | 2017-07-15 | 9025 | CLINICAL AND TRANSLATIONAL SCIENCE CENTER (07) | 2010-03-24 | USD | 0.01 | Reactivated | UNIVERSITY NEW MEXICO HOSPITAL
0000070215 | 1084368 | ROCHE DIAGNOSTIC SYSTEMS INC | COAGUCHEK XS | COAGUCHEK XS | ANALYZERS/ POINT-OF-CARE/ WHOLE BLOOD/ COAGULATION |  | REPLACN73345 | UP0411724 | 2010-03-22 | 2017-06-15 | 90030 | LAB - ADMIN | 2010-03-22 | USD | 0.01 | Active | UNIVERSITY NEW MEXICO HOSPITAL
0000070214 | 1084360 | ROCHE DIAGNOSTIC SYSTEMS INC | COAGUCHEK XS | COAGUCHEK XS | ANALYZERS/ POINT-OF-CARE/ WHOLE BLOOD/ COAGULATION |  | REPLACN73342 | UP0416122 | 2010-03-22 | 2017-06-15 | 90030 | LAB - ADMIN | 2010-03-22 | USD | 0.01 | Active | UNIVERSITY NEW MEXICO HOSPITAL
0000070329 | 1084441 | MOBERG RESEARCH INC | COMPONENT NEUROMONITORING SYSTEM | CNS-100 | MONITORS/ BEDSIDE/ ELECTROENCEPHALOGRAPHY |  | UNM0092343 | A-DIM-10018 | 2017-07-05 | 2018-07-15 | 12110 | NEUROSCIENCE ICU | 2010-03-18 | USD | 31950 | Active | UNIVERSITY NEW MEXICO HOSPITAL
0000070328 | 1084442 | MOBERG RESEARCH INC | COMPONENT NEUROMONITORING SYSTEM | CNS-100 | MONITORS/ BEDSIDE/ ELECTROENCEPHALOGRAPHY |  | UNM0092343 | A-DIM-10015 | 2017-07-07 | 2018-07-15 | 12110 | NEUROSCIENCE ICU | 2010-03-18 | USD | 31950 | Active | UNIVERSITY NEW MEXICO HOSPITAL
0000070327 | 1084624 | MOBERG RESEARCH INC | COMPONENT NEUROMONITORING SYSTEM | CNS-100 | MONITORS/ BEDSIDE/ ELECTROENCEPHALOGRAPHY |  | UNM0092343 | A-DIM-10016 | 2017-07-07 | 2018-07-15 | 12110 | NEUROSCIENCE ICU | 2010-03-18 | USD | 31950 | Active | UNIVERSITY NEW MEXICO HOSPITAL
0000070267 | 1084440 | MOBERG RESEARCH INC | COMPONENT NEUROMONITORING SYSTEM | CNS-100 | MONITORS/ BEDSIDE/ ELECTROENCEPHALOGRAPHY |  | UNM0092343 | A-DIM-10017 | 2017-07-05 | 2018-07-15 | 12110 | NEUROSCIENCE ICU | 2010-03-18 | USD | 31950 | Active | UNIVERSITY NEW MEXICO HOSPITAL
0000070209 | 1084367 | STERIS CORP | HARMONY DUAL LED 585 | HARMONY DUAL LED 585 | LIGHTS/ SURGICAL |  | 494473 | 0407609117 | 2017-06-01 | 2018-06-15 | 15000 | OPERATING ROOM | 2010-03-18 | USD | 31438.99 | Active | UNIVERSITY NEW MEXICO HOSPITAL
0000070208 | 1084366 | STERIS CORP | HARMONY DUAL LED 585 | HARMONY DUAL LED 585 | LIGHTS/ SURGICAL |  | 494473 | 0405709080 | 2017-06-01 | 2018-06-15 | 15000 | OPERATING ROOM | 2010-03-18 | USD | 31438.99 | Active | UNIVERSITY NEW MEXICO HOSPITAL
0000070204 | 1084361 | STERIS CORP | B605516882 | DA60 | EQUIPMENT BOOM ARMS |  | 494473 | 0417409052 |  | 2017-06-15 | 15000 | OPERATING ROOM | 2010-03-18 | USD | 23175.14 | Active | UNIVERSITY NEW MEXICO HOSPITAL
0000070205 | 1084363 | STERIS CORP | HARMONY EMS ( DF 80) | DF 80 | EQUIPMENT BOOM ARMS |  | 494473 | 0417409090 |  | 2017-06-15 | 15000 | OPERATING ROOM | 2010-03-18 | USD | 28950.14 | Active | UNIVERSITY NEW MEXICO HOSPITAL
0000070326 | 1219849 | TOPCON MEDICAL SYSTEMS INC | KR-8900 | KR-8900 | REFRACTORS/ OPHTHALMOLOGIC |  | 522180 | 4360569 | 2016-12-01 | 2017-12-15 | 34610 | OPHTHALMOLOGY ON SITE CLINIC | 2010-03-11 | USD | 9900 | Active | UNIVERSITY NEW MEXICO HOSPITAL
0000064376 | 1219669 | HUNTLEIGH HEALTHCARE LTD | AUDIO DOPPLEX | AUDIO DOPPLEX | FETAL HEART DETECTORS/ ULTRASONIC |  | FOUND | 920L X 0A 09800-07 |  | 2017-06-15 | 34125 | WOMEN'S FACULTY & MIDWIFE CLIN | 2010-03-11 | USD | 1 | Active | UNIVERSITY NEW MEXICO HOSPITAL
0000070325 | 1084632 | HOLOGIC INC | INSIGHT 2 | 555136 | RADIOGRAPHIC/FLUOROSCOPIC UNITS/ MOBILE |  | HB108932 | 09-0909-27 | 2011-11-30 | 2012-05-15 | 15500 | OSIS OPERATING ROOM | 2010-03-11 | USD | 42000 | Active | UNIVERSITY NEW MEXICO HOSPITAL
0000070200 | 1084353 | EXERGEN CORP | TAT-5000 | TAT-5000 | THERMOMETERS/ ELECTRONIC/ INFRARED |  | REPLACN67282 | A188831 |  | 2017-06-15 | 15045 | PACU - BBRP | 2010-03-10 | USD | 0.01 | Active | UNIVERSITY NEW MEXICO HOSPITAL
0000070311 | 1084136 | ETHICON INC A JOHNSON & JOHNSON CO | 1938 | 1938 | REGULATORS/ HIGH-PRESSURE GAS |  | 107406 | MRXE1135 |  | 2017-06-15 | 15000 | OPERATING ROOM | 2010-03-03 | USD | 0.01 | Active | UNIVERSITY NEW MEXICO HOSPITAL
0000070310 | 1084135 | ETHICON INC A JOHNSON & JOHNSON CO | 1938 | 1938 | REGULATORS/ HIGH-PRESSURE GAS |  | 107406 | MRXE1516 |  | 2017-06-15 | 15000 | OPERATING ROOM | 2010-03-03 | USD | 0.01 | Active | UNIVERSITY NEW MEXICO HOSPITAL
| 1077716 | FLUKE BIOMEDICAL CORP | 287 | 287 | DIGITAL MULTIMETERS |  | Philips | 96560221 | 2017-03-22 | 2018-03-15 | 95700 | CLINICAL ENGINEERING | 2010-03-01 | USD | 1000 | Active | UNIVERSITY NEW MEXICO HOSPITAL
93486 | 1380062 | AMICO CORP | VR-CIUD-CMA | VR-CIUD-CMA | REGULATORS/ SUCTION |  |  | VRA05344BG |  | 2017-06-15 | 12455 | NEWBORN ICU | 2010-03-01 | USD | 320 | Active | UNIVERSITY NEW MEXICO HOSPITAL
0000070322 | 1084132 | AMICO CORP | VR-CIUD-CMA | VR-CIUD-CMA | REGULATORS/ SUCTION |  | 521505 | VRA07047KI |  | 2017-06-15 | 12240 | GENERAL SURGERY (6-S) | 2010-03-01 | USD | 320 | Active | UNIVERSITY NEW MEXICO HOSPITAL
0000070321 | 1084131 | AMICO CORP | VR-CIUD-CMA | VR-CIUD-CMA | REGULATORS/ SUCTION |  | 521505 | VRA07046KI |  | 2017-06-15 | 12240 | GENERAL SURGERY (6-S) | 2010-03-01 | USD | 320 | Active | UNIVERSITY NEW MEXICO HOSPITAL
0000070320 | 1084130 | AMICO CORP | VR-CIUD-CMA | VR-CIUD-CMA | REGULATORS/ SUCTION |  | 521505 | VRA07045KI |  | 2017-06-15 | 12240 | GENERAL SURGERY (6-S) | 2010-03-01 | USD | 320 | Active | UNIVERSITY NEW MEXICO HOSPITAL
0000070319 | 1084129 | AMICO CORP | VR-CIUD-CMA | VR-CIUD-CMA | REGULATORS/ SUCTION |  | 521505 | VRA07044KI |  | 2017-06-15 | 12240 | GENERAL SURGERY (6-S) | 2010-03-01 | USD | 320 | Active | UNIVERSITY NEW MEXICO HOSPITAL
0000070318 | 1084128 | AMICO CORP | VR-CIUD-CMA | VR-CIUD-CMA | REGULATORS/ SUCTION |  | 521505 | VRA07043KI |  | 2017-06-15 | 12240 | GENERAL SURGERY (6-S) | 2010-03-01 | USD | 320 | Active | UNIVERSITY NEW MEXICO HOSPITAL
0000070317 | 1084127 | AMICO CORP | VR-CIUD-CMA | VR-CIUD-CMA | REGULATORS/ SUCTION |  | 521505 | VRA07042KI |  | 2017-06-15 | 12240 | GENERAL SURGERY (6-S) | 2010-03-01 | USD | 320 | Active | UNIVERSITY NEW MEXICO HOSPITAL
0000070316 | 1084126 | AMICO CORP | VR-CIUD-CMA | VR-CIUD-CMA | REGULATORS/ SUCTION |  | 521505 | VRA07041KI |  | 2017-06-15 | 12240 | GENERAL SURGERY (6-S) | 2010-03-01 | USD | 320 | Active | UNIVERSITY NEW MEXICO HOSPITAL
0000070315 | 1084125 | AMICO CORP | VR-CIUD-CMA | VR-CIUD-CMA | REGULATORS/ SUCTION |  | 521505 | VRA07040KI |  | 2017-06-15 | 12240 | GENERAL SURGERY (6-S) | 2010-03-01 | USD | 320 | Active | UNIVERSITY NEW MEXICO HOSPITAL
0000070324 | 1084134 | AMICO CORP | VR-CIUD-CMA | VR-CIUD-CMA | REGULATORS/ SUCTION |  | 521505 | VRA07049KI |  | 2017-06-15 | 12240 | GENERAL SURGERY (6-S) | 2010-03-01 | USD | 320 | Active | UNIVERSITY NEW MEXICO HOSPITAL
0000070323 | 1084133 | AMICO CORP | VR-CIUD-CMA | VR-CIUD-CMA | REGULATORS/ SUCTION |  | 521505 | VRA07048KI |  | 2017-06-15 | 12240 | GENERAL SURGERY (6-S) | 2010-03-01 | USD | 320 | Active | UNIVERSITY NEW MEXICO HOSPITAL
0000062738 | 1084348 | INTERNATIONAL BIOMEDICAL INC | 10065 | 10065 | OXYGEN-AIR PROPORTIONERS |  | FOUND | AHF06779 | 2017-02-09 | 2018-02-15 | 12455 | NEWBORN ICU | 2010-02-25 | USD | 0.01 | Reactivated | UNIVERSITY NEW MEXICO HOSPITAL
0000070016 | 1084109 | BARNSTEAD INTERNATIONAL CORP | VM-3000 | VM-3000 | MIXERS/ CLINICAL LABORATORY |  | UNM P-CARD | 090529060 |  | 2017-06-15 | 34015 | SLEEP DISORDERS CENTER 1101-2 | 2010-02-22 | USD | 0.01 | Active | UNIVERSITY NEW MEXICO HOSPITAL
0000062828 | 1440049 | PRECISION MEDICAL INC | PM5300 | PM5300 | OXYGEN-AIR PROPORTIONERS |  | FOUND | BL004265 | 2017-02-13 | 2018-02-15 | 12455 | NEWBORN ICU | 2010-02-19 | USD | 0.1 | Active | UNIVERSITY NEW MEXICO HOSPITAL
0000062827 | 1440023 | PRECISION MEDICAL INC | PM5300 | PM5300 | OXYGEN-AIR PROPORTIONERS |  | FOUND | BL004264 | 2017-02-16 | 2018-02-15 | 12455 | NEWBORN ICU | 2010-02-19 | USD | 0.1 | Active | UNIVERSITY NEW MEXICO HOSPITAL
0000062825 | 1439751 | PRECISION MEDICAL INC | PM5300 | PM5300 | OXYGEN-AIR PROPORTIONERS |  | FOUND | BL004237 | 2017-02-27 | 2018-02-15 | 12455 | NEWBORN ICU | 2010-02-19 | USD | 0.1 | Active | UNIVERSITY NEW MEXICO HOSPITAL
0000062822 | 1440312 | PRECISION MEDICAL INC | PM5300 | PM5300 | OXYGEN-AIR PROPORTIONERS |  | FOUND | BL004236 | 2017-02-13 | 2018-02-15 | 12455 | NEWBORN ICU | 2010-02-19 | USD | 0.1 | Active | UNIVERSITY NEW MEXICO HOSPITAL
0000070119 | 1084284 | MEDTRONIC INC | KANGAROO EPUMP | KANGAROO EPUMP | PUMPS/ ENTERAL FEEDING |  | NA | C0624907 | 2016-11-01 | 2017-11-15 | 12430 | GENERAL PEDIATRICS UNIT | 2010-02-19 | USD | 0.01 | Reactivated | UNIVERSITY NEW MEXICO HOSPITAL
0000062826 | 1162004 | PRECISION MEDICAL INC | PM5300 | PM5300 | OXYGEN-AIR PROPORTIONERS |  | FOUND | BL004238 | 2017-02-15 | 2018-02-15 | 12455 | NEWBORN ICU | 2010-02-18 | USD | 1 | Active | UNIVERSITY NEW MEXICO HOSPITAL
0000068499 | 1083311 | GE HEALTHCARE | DINAMAP PRO 100 | DINAMAP PRO 100 | MONITORS/ BEDSIDE/ BLOOD PRESSURE |  | 518934 | AAX09280003SA | 2017-02-01 | 2018-02-15 | 34015 | SLEEP DISORDERS CENTER 1101-2 | 2010-02-17 | USD | 2765.01 | Active | UNIVERSITY NEW MEXICO HOSPITAL
0000070308 | 1084423 | SONOSITE INC | M-OB/GYN OFFICE | M-OB/GYN OFFICE | SCANNING SYSTEMS/ ULTRASONIC/ PORTABLE |  | HB108861 | 03HMN0 | 2017-02-28 | 2017-08-15 | 12510 | WOMEN'S SPECIAL CARE | 2010-02-11 | USD | 38137.05 | Active | UNIVERSITY NEW MEXICO HOSPITAL
0000070306 | 1084421 | GE HEALTHCARE | PRN-50 | PRN-50 | MODULES/ RECORDERS |  | 108737 | RPV09420726GA |  | 2017-06-15 | 75025 | RADIOLOGY - INTERVENTIONAL RAD | 2010-02-08 | USD | 1547 | Active | UNIVERSITY NEW MEXICO HOSPITAL
0000070305 | 1084420 | GE HEALTHCARE | CIC PRO | CIC PRO | MONITORS/ CENTRAL STATION |  | 108737 | SDY08510307GR | 2017-01-01 | 2018-01-15 | 75025 | RADIOLOGY - INTERVENTIONAL RAD | 2010-02-08 | USD | 13299.05 | Active | UNIVERSITY NEW MEXICO HOSPITAL
0000041742 | 1084336 | PARKS MEDICAL ELECTRONICS INC | 842 | 842 | BLOOD-FLOW DETECTORS/ ULTRASONIC |  | FOUND | NONE |  | 2017-06-15 | 34530 | ORTHOPAEDICS FACULTY CLINIC | 2010-02-08 | USD | 0.01 | Active | UNIVERSITY NEW MEXICO HOSPITAL
0000070137 | 1084324 | HEMOCUE INC | HEMOCUE | HEMOCUE | ANALYZERS/ POINT-OF-CARE/ WHOLE BLOOD/ HEMATOLOGY/ HEMOGLOBIN |  | FOUND | 0706620070 | 2011-09-15 | 2011-09-15 | 32060 | M & FP-WEST MESA | 2010-02-05 | USD | 0.01 | Active | UNIVERSITY NEW MEXICO HOSPITAL
0000068498 | 1083310 | STRYKER CORP | SURGISTOOL 2 | SURGISTOOL 2 | STOOLS |  | FOUND | 0906031012 |  | 2017-06-15 | 15005 | OPERATING ROOM - BBRP | 2010-02-03 | USD | 0.01 | Active | UNIVERSITY NEW MEXICO HOSPITAL
0000070185 | 1084333 | SCALE-TRONIX INC | 4502 | 4502 | SCALES/ DIAPER |  | FOUND | 4502-800 | 2017-02-08 | 2018-02-15 | 12455 | NEWBORN ICU | 2010-02-03 | USD | 0.01 | Active | UNIVERSITY NEW MEXICO HOSPITAL
0000073270 | 1083308 | SMITH & NEPHEW DYONICS INC DIV SMITH & NEPHEW PLC | DYONICS | DYONICS | ARTHROSCOPIC SHAVER SYSTEMS |  | 518275 | AAX2178 | 2016-05-17 | 2017-05-15 | 15500 | OSIS OPERATING ROOM | 2010-02-02 | USD | 0.01 | Active | UNIVERSITY NEW MEXICO HOSPITAL
0000070304 | 1143121 | EXERGEN CORP | TAT-5000 | TAT-5000 | THERMOMETERS/ ELECTRONIC/ INFRARED |  | FOUND | A116387 |  | 2017-06-15 | 12360 | NEUROSCIENCE | 2010-02-02 | USD | 323 | Active | UNIVERSITY NEW MEXICO HOSPITAL
0000070186 | 1084272 | EXERGEN CORP | TAT-5000 | TAT-5000 | THERMOMETERS/ ELECTRONIC/ INFRARED |  | 519436 | A188287 |  | 2017-06-15 | 12350 | CRC/CTC (5-E) | 2010-02-02 | USD | 316 | Active | UNIVERSITY NEW MEXICO HOSPITAL
0000070189 | 1084275 | EXERGEN CORP | TAT-5000 | TAT-5000 | THERMOMETERS/ ELECTRONIC/ INFRARED |  | 519436 | A165291 |  | 2017-06-15 | 12350 | CRC/CTC (5-E) | 2010-02-02 | USD | 316 | Active | UNIVERSITY NEW MEXICO HOSPITAL
0000070188 | 1084274 | EXERGEN CORP | TAT-5000 | TAT-5000 | THERMOMETERS/ ELECTRONIC/ INFRARED |  | 519436 | A188412 |  | 2017-06-15 | 12350 | CRC/CTC (5-E) | 2010-02-02 | USD | 316 | Active | UNIVERSITY NEW MEXICO HOSPITAL
0000070187 | 1084273 | EXERGEN CORP | TAT-5000 | TAT-5000 | THERMOMETERS/ ELECTRONIC/ INFRARED |  | 519436 | A188282 |  | 2017-06-15 | 12350 | CRC/CTC (5-E) | 2010-02-02 | USD | 316 | Active | UNIVERSITY NEW MEXICO HOSPITAL
0000073271 | 1083309 | GE HEALTHCARE | MAC 5500 | MAC 5500 | ELECTROCARDIOGRAPHS/ MULTICHANNEL |  | 508215 | SCD09456751PA | 2017-01-01 | 2018-01-15 | 60400 | CPC ACUTE SERVICES | 2010-02-02 | USD | 12692.71 | Active | UNIVERSITY NEW MEXICO HOSPITAL
0000073269 | 1083303 | GE HEALTHCARE | MAC 5500 | MAC 5500 | ELECTROCARDIOGRAPHS/ MULTICHANNEL |  | 509469 | SCD09466797PA | 2017-01-01 | 2018-01-15 | 12035 | UPC INPATIENT ADULT SERVICES | 2010-02-02 | USD | 12692.72 | Active | UNIVERSITY NEW MEXICO HOSPITAL
0000067497 | 1140499 | MOBERG RESEARCH INC | COMPONENT NEUROMONITORING SYSTEM | CNS-100 | MONITORS/ BEDSIDE/ ELECTROENCEPHALOGRAPHY |  | RESEARCH | 10007b-DIM-A | 2017-07-05 | 2018-07-15 | 12110 | NEUROSCIENCE ICU | 2010-02-02 | USD | 1 | Reactivated | UNIVERSITY NEW MEXICO HOSPITAL
0000070183 | 1084325 | BIOSENSE WEBSTER | COOLFLOW | M-5491-01/02 | PUMPS |  | FOUND | 04211 | 2017-01-01 | 2018-01-15 | 71040 | CARDIAC CATH LAB | 2010-01-29 | USD | 0.01 | Active | UNIVERSITY NEW MEXICO HOSPITAL
0000070184 | 1084331 | GUIDANT CORP | 3120 ZOOM LATITUDE | 3120 ZOOM LATITUDE | PROGRAMMER/TESTERS/IMPLANTABLE CARDIAC PACEMAKER |  | NONHOSITAL | 069396 | 2016-01-28 | 2017-01-15 | 71040 | CARDIAC CATH LAB | 2010-01-29 | USD | 0.01 | Active | UNIVERSITY NEW MEXICO HOSPITAL
0000064952 | 1219737 | SCALE-TRONIX INC | 5122 | 5122 | SCALES/ PATIENT/ PLATFORM/ ELECTRONIC |  | found | 5122722 | 2017-01-25 | 2018-01-15 | 34150 | PEDIATRICS CLINIC | 2010-01-28 | USD | 0.01 | Active | UNIVERSITY NEW MEXICO HOSPITAL
0000068081 | 1144087 | CRITICARE SYSTEMS INC | COMFORT CUFF | COMFORT CUFF | MONITORS/ BEDSIDE/ BLOOD PRESSURE |  | FOUND | 208239495 | 2017-01-31 | 2018-01-15 | 30030 | CTH OUTPATIENT CLINIC | 2010-01-27 | USD | 0.01 | Reactivated | UNIVERSITY NEW MEXICO HOSPITAL
0000016635 | 1213938 | TRI W-G | 620 | 620 | TABLES/ EXAMINATION/TREATMENT |  | FOUND | 1600011 |  | 2017-06-15 | 71040 | CARDIAC CATH LAB | 2010-01-27 | USD | 1 | Active | UNIVERSITY NEW MEXICO HOSPITAL
0000070015 | 1084124 | DR MACH | MACH 130 | MACH 130 | LIGHTS/ EXAMINATION/ CEILING-MOUNTED |  | FOUND | 05/0431 |  | 2017-06-15 | 75050 | RADIOLOGY - ULTRASOUND | 2010-01-27 | USD | 0.01 | Active | UNIVERSITY NEW MEXICO HOSPITAL
0000070294 | 1084425 | HENRY SCHEIN INC | ACCLEAN PRO | ACCLEAN PRO | ULTRASOUND CLEANING SYSTEMS |  | FOUND | 00468 |  | 2017-06-15 | 30030 | CTH OUTPATIENT CLINIC | 2010-01-27 | USD | 0.01 | Active | UNIVERSITY NEW MEXICO HOSPITAL
0000070181 | 1084329 | STERIS CORP | HARMONY DUAL LED 585 | HARMONY DUAL LED 585 | LIGHTS/ SURGICAL |  | 494473 | 0413809061 | 2017-06-16 | 2018-06-15 | 15000 | OPERATING ROOM | 2010-01-26 | USD | 24642.01 | Active | UNIVERSITY NEW MEXICO HOSPITAL
0000070178 | 1084326 | STERIS CORP | HARMONY EMS ( DF 80) | DF 80 | EQUIPMENT BOOM ARMS |  | 494473 | 0417409088 |  | 2017-06-15 | 15000 | OPERATING ROOM | 2010-01-26 | USD | 27257.41 | Active | UNIVERSITY NEW MEXICO HOSPITAL
0000070180 | 1084328 | STERIS CORP | HARMONY DUAL LED 585 | HARMONY DUAL LED 585 | LIGHTS/ SURGICAL |  | 494473 | 0408909115 | 2017-06-16 | 2018-06-15 | 15000 | OPERATING ROOM | 2010-01-26 | USD | 24642.01 | Active | UNIVERSITY NEW MEXICO HOSPITAL
0000070179 | 1084327 | STERIS CORP | HARMONY EMS (DA-60) | DA-60 | EQUIPMENT BOOM ARMS |  | 494473 | 0417409049 |  | 2017-06-15 | 15000 | OPERATING ROOM | 2010-01-26 | USD | 21482.42 | Active | UNIVERSITY NEW MEXICO HOSPITAL
0000070295 | 1084426 | METRON MEDICAL AUSTRALIA | T8718W | METRON | TABLES |  | found | 209871409 |  | 2017-06-15 | 12480 | CTH REHAB-ORTHO UNIT | 2010-01-25 | USD | 0.01 | Active | UNIVERSITY NEW MEXICO HOSPITAL
0000068608 | 1142623 | SSCOR INC | REF 2314 | REF 2314 | ASPIRATORS/ EMERGENCY |  | FOUND | M13326 | 2017-01-04 | 2018-01-15 | 30030 | CTH OUTPATIENT CLINIC | 2010-01-22 | USD | 0.1 | Active | UNIVERSITY NEW MEXICO HOSPITAL
0000070177 | 1084323 | NEURO TECHNOLOGY INC | MICROSTIM | MICROSTIM | STIMULATORS/ ELECTRICAL/ PERIPHERAL NERVE |  | 517720 | EF090674 | 2010-04-16 | 2017-06-15 | 15055 | ANESTHESIA | 2010-01-21 | USD | 150 | Active | UNIVERSITY NEW MEXICO HOSPITAL
0000070176 | 1084322 | NEURO TECHNOLOGY INC | MICROSTIM | MICROSTIM | STIMULATORS/ ELECTRICAL/ PERIPHERAL NERVE |  | 517720 | EF090688 | 2010-04-16 | 2017-06-15 | 15055 | ANESTHESIA | 2010-01-21 | USD | 150 | Active | UNIVERSITY NEW MEXICO HOSPITAL
0000070175 | 1084321 | NEURO TECHNOLOGY INC | MICROSTIM | MICROSTIM | STIMULATORS/ ELECTRICAL/ PERIPHERAL NERVE |  | 517720 | EF090686 | 2010-04-16 | 2017-06-15 | 15055 | ANESTHESIA | 2010-01-21 | USD | 150 | Active | UNIVERSITY NEW MEXICO HOSPITAL
0000070174 | 1084320 | NEURO TECHNOLOGY INC | MICROSTIM | MICROSTIM | STIMULATORS/ ELECTRICAL/ PERIPHERAL NERVE |  | 517720 | EF090620 | 2010-04-16 | 2017-06-15 | 15055 | ANESTHESIA | 2010-01-21 | USD | 150 | Active | UNIVERSITY NEW MEXICO HOSPITAL
0000070293 | 1084418 | AMERICAN POWER CONVERSION (APC) | SMART-UPS SC 620 (SC620) | SMART-UPS SC 620 (SC | POWER SYSTEMS/ UNINTERRUPTIBLE |  | NONE | AS0923162829 | 2017-06-20 | 2018-01-15 | 95700 | CLINICAL ENGINEERING | 2010-01-21 | USD | 229 | Active | UNIVERSITY NEW MEXICO HOSPITAL
0000070284 | 1421503 | AMERICAN ORTHOPAEDIC | 0295-200 | 0295-200 | CAST CUTTERS |  | FOUND | 22456 |  | 2017-06-15 | 30030 | CTH OUTPATIENT CLINIC | 2010-01-20 | USD | 0.01 | Active | UNIVERSITY NEW MEXICO HOSPITAL
0000073042 | 1143342 | SSCOR INC | REF 2314 | REF 2314 | ASPIRATORS/ EMERGENCY |  | FOUND | M15065 | 2017-01-23 | 2018-01-15 | 12480 | CTH REHAB-ORTHO UNIT | 2010-01-20 | USD | 0.01 | Active | UNIVERSITY NEW MEXICO HOSPITAL
0000070303 | 1219848 | ARIZANT HEALTHCARE INC | 750* | BAIR HUGGER 750 | WARMING UNITS/ PATIENT/ FORCED-AIR (BAIR HUGGER) |  | found | 20528 | 2017-07-11 | 2018-07-15 | 21015 | ED-NORTH | 2010-01-19 | USD | 0.01 | Active | UNIVERSITY NEW MEXICO HOSPITAL
0000070273 | 1084410 | DELL INC | VOSTRO 1520 | VOSTRO 1520 | COMPUTERS |  | 518154 | OU344C |  | 2017-06-15 |  | NOT ASSIGNED | 2010-01-15 | USD | 2000 | Active | UNIVERSITY NEW MEXICO HOSPITAL
0000064259 | 1219647 | SCALE-TRONIX INC | 5002 | 5002 | SCALES/ PATIENT/ PLATFORM/ ELECTRONIC |  | found | 500220968 | 2016-08-01 | 2017-08-15 | 12340 | SURGICAL SPECIALITY UNIT (4-S) | 2010-01-15 | USD | 0.01 | Active | UNIVERSITY NEW MEXICO HOSPITAL
0000064271 | 1219651 | SCALE-TRONIX INC | 5122 | 5122 | SCALES/ PATIENT/ PLATFORM/ ELECTRONIC |  | found | 5122671 | 2016-09-23 | 2017-09-15 | 34350 | MEDICINE CLINIC | 2010-01-15 | USD | 0.01 | Active | UNIVERSITY NEW MEXICO HOSPITAL
0000073268 | 1083301 | AIRSEP | NEW LIFE | NEW LIFE | OXYGEN CONCENTRATORS |  | found | 367818 | 2016-10-20 | 2017-10-15 | 34025 | CARDIOLOGY CLINIC | 2010-01-15 | USD | 0.01 | Active | UNIVERSITY NEW MEXICO HOSPITAL
0000062494 | 1140584 | AIRSEP | NEW LIFE | NEW LIFE | OXYGEN CONCENTRATORS |  | FOUND | 62494 | 2016-09-27 | 2017-09-15 | 34350 | MEDICINE CLINIC | 2010-01-15 | USD | 0.01 | Active | UNIVERSITY NEW MEXICO HOSPITAL
0000062493 | 1083302 | AIRSEP | NEW LIFE | NEW LIFE | OXYGEN CONCENTRATORS |  | FOUND | N0073667 | 2016-09-29 | 2017-09-15 | 34350 | MEDICINE CLINIC | 2010-01-15 | USD | 0.01 | Reactivated | UNIVERSITY NEW MEXICO HOSPITAL
0000070013 | 1084120 | REICHERT INC | AVIA | AVIA | TONOMETERS |  | 516084 | 34146-1209 | 2013-07-29 | 2013-07-15 | 21015 | ED-NORTH | 2010-01-11 | USD | 3499 | Active | UNIVERSITY NEW MEXICO HOSPITAL
0000073830 | 1084385 | PRECISION MEDICAL INC | PM3300 | PM3300 | REGULATORS/ SUCTION |  | 516340 | 163777 |  | 2017-06-15 | 70010 | DIGESTIVE DISEASE PROCEDURES | 2010-01-08 | USD | 335 | Active | UNIVERSITY NEW MEXICO HOSPITAL
0000073756 | 1084416 | AMERICAN POWER CONVERSION (APC) | SC620 | SMART-UPS 620 (SC620 | POWER SYSTEMS/ UNINTERRUPTIBLE |  | NONE | 550943T70719 | 2017-04-17 | 2018-04-15 | 70010 | DIGESTIVE DISEASE PROCEDURES | 2010-01-08 | USD | 229 | Active | UNIVERSITY NEW MEXICO HOSPITAL
0000073828 | 1084383 | PRECISION MEDICAL INC | PM3300 | PM3300 | REGULATORS/ SUCTION |  | 516340 | 161998 |  | 2017-06-15 | 70010 | DIGESTIVE DISEASE PROCEDURES | 2010-01-08 | USD | 335 | Active | UNIVERSITY NEW MEXICO HOSPITAL
0000073826 | 1084382 | PRECISION MEDICAL INC | PM3300 | PM3300 | REGULATORS/ SUCTION |  | 516340 | 161990 |  | 2017-06-15 | 70010 | DIGESTIVE DISEASE PROCEDURES | 2010-01-08 | USD | 335 | Active | UNIVERSITY NEW MEXICO HOSPITAL
0000073825 | 1084397 | PRECISION MEDICAL INC | PM3300 | PM3300 | REGULATORS/ SUCTION |  | 516340 | 163778 |  | 2017-06-15 | 70010 | DIGESTIVE DISEASE PROCEDURES | 2010-01-08 | USD | 335 | Active | UNIVERSITY NEW MEXICO HOSPITAL
0000073824 | 1084396 | PRECISION MEDICAL INC | PM3300 | PM3300 | REGULATORS/ SUCTION |  | 516340 | 163781 |  | 2017-06-15 | 70010 | DIGESTIVE DISEASE PROCEDURES | 2010-01-08 | USD | 335 | Active | UNIVERSITY NEW MEXICO HOSPITAL
0000073823 | 1084395 | PRECISION MEDICAL INC | PM3300 | PM3300 | REGULATORS/ SUCTION |  | 516340 | 163779 |  | 2017-06-15 | 70010 | DIGESTIVE DISEASE PROCEDURES | 2010-01-08 | USD | 335 | Active | UNIVERSITY NEW MEXICO HOSPITAL
0000070261 | 1084403 | PRECISION MEDICAL INC | PM3300 | PM3300 | REGULATORS/ SUCTION |  | 516340 | 161995 |  | 2017-06-15 | 70010 | DIGESTIVE DISEASE PROCEDURES | 2010-01-08 | USD | 335 | Active | UNIVERSITY NEW MEXICO HOSPITAL
0000070260 | 1084404 | PRECISION MEDICAL INC | PM3300 | PM3300 | REGULATORS/ SUCTION |  | 516340 | 163782 |  | 2017-06-15 | 70010 | DIGESTIVE DISEASE PROCEDURES | 2010-01-08 | USD | 335 | Active | UNIVERSITY NEW MEXICO HOSPITAL
0000070093 | 1084406 | PRECISION MEDICAL INC | PM3300 | PM3300 | REGULATORS/ SUCTION |  | 516340 | 163776 |  | 2017-06-15 |  | NOT ASSIGNED | 2010-01-08 | USD | 335 | Active | UNIVERSITY NEW MEXICO HOSPITAL
0000070092 | 1084405 | PRECISION MEDICAL INC | PM3300 | PM3300 | REGULATORS/ SUCTION |  | 516340 | 163780 |  | 2017-06-15 | 70010 | DIGESTIVE DISEASE PROCEDURES | 2010-01-08 | USD | 335 | Active | UNIVERSITY NEW MEXICO HOSPITAL
0000070091 | 1084389 | PRECISION MEDICAL INC | PM3300 | PM3300 | REGULATORS/ SUCTION |  | 516340 | 163789 |  | 2017-06-15 | 70010 | DIGESTIVE DISEASE PROCEDURES | 2010-01-08 | USD | 335 | Active | UNIVERSITY NEW MEXICO HOSPITAL
0000070090 | 1084390 | PRECISION MEDICAL INC | PM3300 | PM3300 | REGULATORS/ SUCTION |  | 516340 | 163786 |  | 2017-06-15 | 70020 | ENDOSCOPY CENTER | 2010-01-08 | USD | 335 | Active | UNIVERSITY NEW MEXICO HOSPITAL
0000070089 | 1084391 | PRECISION MEDICAL INC | PM3300 | PM3300 | REGULATORS/ SUCTION |  | 516340 | 163785 |  | 2017-06-15 | 70010 | DIGESTIVE DISEASE PROCEDURES | 2010-01-08 | USD | 335 | Active | UNIVERSITY NEW MEXICO HOSPITAL
0000070088 | 1084392 | PRECISION MEDICAL INC | PM3300 | PM3300 | REGULATORS/ SUCTION |  | 516340 | 163783 |  | 2017-06-15 | 70010 | DIGESTIVE DISEASE PROCEDURES | 2010-01-08 | USD | 335 | Active | UNIVERSITY NEW MEXICO HOSPITAL
0000070087 | 1084393 | PRECISION MEDICAL INC | PM3300 | PM3300 | REGULATORS/ SUCTION |  | 516340 | 162001 |  | 2017-06-15 | 70010 | DIGESTIVE DISEASE PROCEDURES | 2010-01-08 | USD | 335 | Active | UNIVERSITY NEW MEXICO HOSPITAL
0000070086 | 1084394 | PRECISION MEDICAL INC | PM3300 | PM3300 | REGULATORS/ SUCTION |  | 516340 | 161993 |  | 2017-06-15 | 70010 | DIGESTIVE DISEASE PROCEDURES | 2010-01-08 | USD | 335 | Active | UNIVERSITY NEW MEXICO HOSPITAL
0000070085 | 1084380 | PRECISION MEDICAL INC | PM3300 | PM3300 | REGULATORS/ SUCTION |  | 516340 | 161991 |  | 2017-06-15 | 70010 | DIGESTIVE DISEASE PROCEDURES | 2010-01-08 | USD | 335 | Active | UNIVERSITY NEW MEXICO HOSPITAL
0000073831 | 1084386 | ALLIED HEALTHCARE PRODUCTS INC | OPTI VAC | OPTI VAC | ASPIRATORS |  | 515922 | 1109 | 2016-10-21 | 2017-10-15 | 70010 | DIGESTIVE DISEASE PROCEDURES | 2010-01-08 | USD | 784.01 | Active | UNIVERSITY NEW MEXICO HOSPITAL
0000070268 | 1084398 | SONOSITE INC | M-OB/GYN OFFICE | M-OB/GYN OFFICE | SCANNING SYSTEMS/ ULTRASONIC/ PORTABLE |  | H517008 | 03HJFH | 2017-01-31 | 2017-07-15 | 12510 | WOMEN'S SPECIAL CARE | 2010-01-08 | USD | 36157.05 | Active | UNIVERSITY NEW MEXICO HOSPITAL
0000070269 | 1084399 | SONOSITE INC | M-OB/GYN OFFICE | M-OB/GYN OFFICE | SCANNING SYSTEMS/ ULTRASONIC/ PORTABLE |  | 517171 | 03HMJN | 2017-01-31 | 2017-07-15 | 34110 | WOMEN'S HEALTH CENTER | 2010-01-08 | USD | 34645 | Active | UNIVERSITY NEW MEXICO HOSPITAL
0000064954 | 1142391 | SCALE-TRONIX INC | 6702 | 6702 | SCALES/ PATIENT/ WHEELCHAIR |  | found | 6702-4783 | 2017-01-10 | 2018-01-15 | 34150 | PEDIATRICS CLINIC | 2010-01-07 | USD | 0.01 | Active | UNIVERSITY NEW MEXICO HOSPITAL
0000073965 | 1084387 | HUNTLEIGH HEALTHCARE LTD | AUDIO DOPPLEX | AUDIO DOPPLEX | FETAL HEART DETECTORS/ ULTRASONIC |  | 495520 | 920LX0A03455-05 |  | 2017-06-15 | 34125 | WOMEN'S FACULTY & MIDWIFE CLIN | 2010-01-07 | USD | 425.01 | Active | UNIVERSITY NEW MEXICO HOSPITAL
0000070264 | 1084415 | MIDMARK CORP | RITTER 204 (204-002) | RITTER 204 (204-002) | TABLES/ EXAMINATION/TREATMENT |  | 511424 | V803843 |  | 2017-06-15 | 70010 | DIGESTIVE DISEASE PROCEDURES | 2010-01-07 | USD | 1150.93 | Active | UNIVERSITY NEW MEXICO HOSPITAL
0000070263 | 108440 | MIDMARK CORP | RITTER 204 (204-002) | RITTER 204 (204-002) | TABLES/ EXAMINATION/TREATMENT |  | 511424 | v803846 |  | 2017-06-15 | 70010 | DIGESTIVE DISEASE PROCEDURES | 2010-01-07 | USD | 1150.93 | Active | UNIVERSITY NEW MEXICO HOSPITAL
0000070262 | 1084401 | MIDMARK CORP | RITTER 204 (204-002) | RITTER 204 (204-002) | TABLES/ EXAMINATION/TREATMENT |  | 511424 | V80347 |  | 2017-06-15 | 70010 | DIGESTIVE DISEASE PROCEDURES | 2010-01-07 | USD | 1150.93 | Active | UNIVERSITY NEW MEXICO HOSPITAL
0000064246 | 1084162 | SCALE-TRONIX INC | 4802 | 4802 | SCALES/ INFANT |  | found | 4802-15879 | 2017-04-17 | 2018-04-15 | 12460 | PEDIATRIC ICU | 2010-01-05 | USD | 0.01 | Active | UNIVERSITY NEW MEXICO HOSPITAL
0000070330 | 1084625 | HOLOGIC INC | DISCOVERY QDR XR | 532043 | DENSITOMETERS/ BONE/ X-RAY |  | 1 | 84535 | 2016-07-22 | 2017-07-15 | 75200 | CTH RADIOLOGY-GENERAL | 2010-01-05 | USD | 71000 | Active | UNIVERSITY NEW MEXICO HOSPITAL
0000070118 | 1143120 | ZOLL MEDICAL CORP | AED PLUS | AED PLUS | DEFIBRILLATORS/ EXTERNAL/ AUTOMATED |  | 516650 | X09I421734 | 2017-07-14 | 2018-01-15 | 12035 | UPC INPATIENT ADULT SERVICES | 2010-01-04 | USD | 1 | Active | UNIVERSITY NEW MEXICO HOSPITAL
0000068117 | 1143118 | OLYMPUS AMERICA INC | PK SUPERPULSE | 744000 | ELECTROSURGICAL UNITS/ BIPOLAR |  | 516650 | 0921996 | 2017-06-20 | 2017-12-15 | 15000 | OPERATING ROOM | 2010-01-04 | USD | 19000 | Active | UNIVERSITY NEW MEXICO HOSPITAL
0000070117 | 1143119 | OLYMPUS AMERICA INC | PK SUPERPULSE | 744000 | ELECTROSURGICAL UNITS/ BIPOLAR |  | 516650 | 0624081 | 2017-06-14 | 2017-12-15 | 15000 | OPERATING ROOM | 2010-01-04 | USD | 19000 | Active | UNIVERSITY NEW MEXICO HOSPITAL
0000070172 | 1084267 | GE HEALTHCARE | PRN-50 | PRN-50 | MODULES/ RECORDERS |  | 484122 | RPB08407596GA |  | 2017-06-15 | 12250 | ORTHOPEDICS (3-S) | 2009-12-28 | USD | 1474.9 | Active | UNIVERSITY NEW MEXICO HOSPITAL
0000070173 | 1084268 | GE HEALTHCARE | CIC PRO | CIC PRO | MONITORS/ CENTRAL STATION |  | 484122 | SCH08446518GA | 2016-10-31 | 2017-10-15 | 12250 | ORTHOPEDICS (3-S) | 2009-12-28 | USD | 38073 | Active | UNIVERSITY NEW MEXICO HOSPITAL
0000070030 | 1084160 | THE KENDALL CO | FIRSTEMP GENIUS 3000A | FIRSTEMP GENIUS 3000A | THERMOMETERS/ ELECTRONIC/ INFRARED/ EAR |  | REPLACN73100 | J0546079 |  | 2017-06-15 | 21015 | ED-NORTH | 2009-12-28 | USD | 120 | Active | UNIVERSITY NEW MEXICO HOSPITAL
0000070029 | 1084159 | THE KENDALL CO | FIRSTEMP GENIUS 3000A | FIRSTEMP GENIUS 3000A | THERMOMETERS/ ELECTRONIC/ INFRARED/ EAR |  | REPLACN55788 | J0726326 |  | 2017-06-15 | 34150 | PEDIATRICS CLINIC | 2009-12-28 | USD | 120 | Active | UNIVERSITY NEW MEXICO HOSPITAL
0000070161 | 1084256 | EXERGEN CORP | TAT-5000 | TAT-5000 | THERMOMETERS/ ELECTRONIC/ INFRARED |  | 513917 | O167031 |  | 2017-06-15 | 34410 | DIGESTIVE DISEASE CENTER | 2009-12-21 | USD | 316.01 | Active | UNIVERSITY NEW MEXICO HOSPITAL
0000070160 | 1084255 | EXERGEN CORP | TAT-5000 | TAT-5000 | THERMOMETERS/ ELECTRONIC/ INFRARED |  | 513917 | O167028 |  | 2017-06-15 | 34410 | DIGESTIVE DISEASE CENTER | 2009-12-21 | USD | 316.01 | Active | UNIVERSITY NEW MEXICO HOSPITAL
0000070165 | 1084260 | EXERGEN CORP | TAT-5000 | TAT-5000 | THERMOMETERS/ ELECTRONIC/ INFRARED |  | 513917 | O167069 |  | 2017-06-15 | 34410 | DIGESTIVE DISEASE CENTER | 2009-12-21 | USD | 316.01 | Active | UNIVERSITY NEW MEXICO HOSPITAL
0000070164 | 1084259 | EXERGEN CORP | TAT-5000 | TAT-5000 | THERMOMETERS/ ELECTRONIC/ INFRARED |  | 513917 | O167066 |  | 2017-06-15 | 34410 | DIGESTIVE DISEASE CENTER | 2009-12-21 | USD | 316.01 | Active | UNIVERSITY NEW MEXICO HOSPITAL
0000070163 | 1084258 | EXERGEN CORP | TAT-5000 | TAT-5000 | THERMOMETERS/ ELECTRONIC/ INFRARED |  | 513917 | O167050 |  | 2017-06-15 | 34410 | DIGESTIVE DISEASE CENTER | 2009-12-21 | USD | 316.01 | Active | UNIVERSITY NEW MEXICO HOSPITAL
0000070162 | 1084257 | EXERGEN CORP | TAT-5000 | TAT-5000 | THERMOMETERS/ ELECTRONIC/ INFRARED |  | 513917 | O167034 |  | 2017-06-15 | 34410 | DIGESTIVE DISEASE CENTER | 2009-12-21 | USD | 316.01 | Active | UNIVERSITY NEW MEXICO HOSPITAL
0000064429 | 1219674 | TANITA CORP OF AMERICA INC | BWB-800 | BWB-800 | SCALES/ PATIENT |  | found | 08020188 | 2016-10-06 | 2017-10-15 | 32005 | YCHC GENERAL | 2009-12-17 | USD | 0.01 | Active | UNIVERSITY NEW MEXICO HOSPITAL
0000070142 | 1084211 | BIXOLON/SAMSUNG EQUIPMENT | SRP-275AG | BIXOLON MD | PRINTERS |  | 502904 | USAEOKA080194 |  | 2017-06-15 | 70010 | DIGESTIVE DISEASE PROCEDURES | 2009-12-14 | USD | 0.01 | Active | UNIVERSITY NEW MEXICO HOSPITAL
0000070141 | 1084212 | BIXOLON/SAMSUNG EQUIPMENT | SRP-275AG | BIXOLON MD | PRINTERS |  | 502904 | USAEOKA08080249 |  | 2017-06-15 | 70010 | DIGESTIVE DISEASE PROCEDURES | 2009-12-14 | USD | 0.01 | Active | UNIVERSITY NEW MEXICO HOSPITAL
0000070158 | 1084305 | RAULAND EQUIPMENT | R4KNLM | RESPONDER MD | NURSE CALL SYSTEMS |  | RENO | NONE | 2016-10-21 | 2017-10-15 | 70010 | DIGESTIVE DISEASE PROCEDURES | 2009-12-14 | USD | 0.01 | Active | UNIVERSITY NEW MEXICO HOSPITAL
0000070140 | 1084209 | STERIS CORP | RELIANCE EPS | RELIANCE EPS | WASHERS/ FLEXIBLE ENDOSCOPE |  | 502904 | 3625209002 | 2017-06-28 | 2018-06-15 | 70010 | DIGESTIVE DISEASE PROCEDURES | 2009-12-14 | USD | 76857.92 | Active | UNIVERSITY NEW MEXICO HOSPITAL
0000070139 | 1084210 | STERIS CORP | RELIANCE EPS | RELIANCE EPS | WASHERS/ FLEXIBLE ENDOSCOPE |  | 502904 | 3624409006 | 2017-04-29 | 2018-04-15 | 70010 | DIGESTIVE DISEASE PROCEDURES | 2009-12-14 | USD | 76857.92 | Active | UNIVERSITY NEW MEXICO HOSPITAL
0000073961 | 1084060 | SCALE-TRONIX INC | 5002 | 5002 | SCALES/ PATIENT/ PLATFORM/ ELECTRONIC |  | 511762 | 23670 | 2016-10-26 | 2017-10-15 | 70010 | DIGESTIVE DISEASE PROCEDURES | 2009-12-14 | USD | 21180.27 | Active | UNIVERSITY NEW MEXICO HOSPITAL
0000070157 | 1084308 | MIDMARK CORP | 204 (204-002) | 204 (204-002) | TABLES/ EXAMINATION/TREATMENT |  | 511424 | V803884 |  | 2017-06-15 | 70010 | DIGESTIVE DISEASE PROCEDURES | 2009-12-14 | USD | 1150.92 | Active | UNIVERSITY NEW MEXICO HOSPITAL
0000070156 | 1084253 | MIDMARK CORP | 204 (204-002) | 204 (204-002) | TABLES/ EXAMINATION/TREATMENT |  | 511424 | V803887 |  | 2017-06-15 | 70010 | DIGESTIVE DISEASE PROCEDURES | 2009-12-14 | USD | 1150.92 | Active | UNIVERSITY NEW MEXICO HOSPITAL
0000070155 | 1084252 | MIDMARK CORP | 204 (204-002) | 204 (204-002) | TABLES/ EXAMINATION/TREATMENT |  | 511424 | V803879 |  | 2017-06-15 | 70010 | DIGESTIVE DISEASE PROCEDURES | 2009-12-14 | USD | 1150.92 | Active | UNIVERSITY NEW MEXICO HOSPITAL
0000070154 | 1084251 | MIDMARK CORP | 204 (204-002) | 204 (204-002) | TABLES/ EXAMINATION/TREATMENT |  | 511424 | V766578 |  | 2017-06-15 | 70010 | DIGESTIVE DISEASE PROCEDURES | 2009-12-14 | USD | 1150.92 | Active | UNIVERSITY NEW MEXICO HOSPITAL
0000070153 | 1084250 | MIDMARK CORP | 204 (204-002) | 204 (204-002) | TABLES/ EXAMINATION/TREATMENT |  | 511424 | V803876 |  | 2017-06-15 | 70010 | DIGESTIVE DISEASE PROCEDURES | 2009-12-14 | USD | 1150.92 | Active | UNIVERSITY NEW MEXICO HOSPITAL
0000073886 | 1084092 | WELCH ALLYN INC | LS135 (44300) | LS135 (44300) | LIGHTS/ EXAMINATION |  | 514100 | o0o |  | 2015-09-15 | 34110 | WOMEN'S HEALTH CENTER | 2009-12-11 | USD | 177.54 | Reactivated | UNIVERSITY NEW MEXICO HOSPITAL
0000073885 | 1084093 | WELCH ALLYN INC | LS135 (44300) | LS135 (44300) | LIGHTS/ EXAMINATION |  | 514100 | 0 |  | 2017-06-15 | 34110 | WOMEN'S HEALTH CENTER | 2009-12-11 | USD | 177.54 | Active | UNIVERSITY NEW MEXICO HOSPITAL
0000073883 | 1084090 | WELCH ALLYN INC | LS135 (44300) | LS135 (44300) | LIGHTS/ EXAMINATION |  | 514100 | 0o0 |  | 2017-06-15 |  | NOT ASSIGNED | 2009-12-11 | USD | 177.54 | Active | UNIVERSITY NEW MEXICO HOSPITAL
0000070129 | 1084296 | NOT ASSIGNED | 3500CP-G | 3500CP-G | OXYGEN-AIR PROPORTIONERS |  | 510991 | 61639 | 2016-07-31 | 2017-07-15 | 15000 | OPERATING ROOM | 2009-12-09 | USD | 0.01 | Reactivated | UNIVERSITY NEW MEXICO HOSPITAL
0000070115 | 1084292 | STERIS CORP | HARMONY DUAL LED 585 | HARMONY DUAL LED 585 | LIGHTS/ SURGICAL |  | 494473 | 0413809060 | 2017-06-01 | 2018-06-15 | 15000 | OPERATING ROOM | 2009-12-08 | USD | 31438.99 | Active | UNIVERSITY NEW MEXICO HOSPITAL
0000070112 | 1084290 | STERIS CORP | HARMONY EMS ( DF 80) | DF 80 | EQUIPMENT BOOM ARMS |  | 494473 | 0417409087 |  | 2017-06-15 | 15000 | OPERATING ROOM | 2009-12-08 | USD | 28950.14 | Active | UNIVERSITY NEW MEXICO HOSPITAL
0000070114 | 1084293 | STERIS CORP | HARMONY DUAL LED 585 | HARMONY DUAL LED 585 | LIGHTS/ SURGICAL |  | 494473 | 0407609119 | 2017-06-01 | 2018-06-15 | 15000 | OPERATING ROOM | 2009-12-08 | USD | 31438.99 | Active | UNIVERSITY NEW MEXICO HOSPITAL
0000070113 | 1084291 | STERIS CORP | HARMONY EMS (DA-60) | DA-60 | EQUIPMENT BOOM ARMS |  | 494473 | 0417409048 |  | 2017-06-15 | 15000 | OPERATING ROOM | 2009-12-08 | USD | 23175.14 | Active | UNIVERSITY NEW MEXICO HOSPITAL
0000070104 | 1084234 | SORIN BIOMEDICAL INC | S5 ROLLER PUMP 150 | S5 ROLLER PUMP 150 | PUMPS/ ROLLER |  | 510991 | 10E 3791 | 2016-07-21 | 2017-07-15 | 15000 | OPERATING ROOM | 2009-12-07 | USD | 14216 | Active | UNIVERSITY NEW MEXICO HOSPITAL
0000055935 | 1142589 | MEDTRONIC INC | M150 | M150 | LIGHT SOURCES |  | FOUND | 6030225 | 2016-12-01 | 2017-12-15 | 34230 | SURGICAL SPECIALTIES | 2009-12-07 | USD | 0.01 | Active | UNIVERSITY NEW MEXICO HOSPITAL
0000070103 | 1084233 | SORIN BIOMEDICAL INC | S5 ROLLER PUMP 150 | S5 ROLLER PUMP 150 | PUMPS/ ROLLER |  | 510991 | 10E 3790 | 2016-07-21 | 2017-07-15 | 15000 | OPERATING ROOM | 2009-12-07 | USD | 14216 | Active | UNIVERSITY NEW MEXICO HOSPITAL
0000064263 | 1219648 | SCALE-TRONIX INC | 5002 | 5002 | SCALES/ PATIENT/ PLATFORM/ ELECTRONIC |  | FOUND | 5002-20966 | 2016-12-01 | 2017-12-15 | 34230 | SURGICAL SPECIALTIES | 2009-12-07 | USD | 0.01 | Active | UNIVERSITY NEW MEXICO HOSPITAL
0000070102 | 1084226 | SORIN BIOMEDICAL INC | S5 ROLLER PUMP 150 | S5 ROLLER PUMP 150 | PUMPS/ ROLLER |  | 510991 | 10E 3789 | 2016-07-21 | 2017-07-15 | 15000 | OPERATING ROOM | 2009-12-07 | USD | 14216 | Active | UNIVERSITY NEW MEXICO HOSPITAL
0000070101 | 1084225 | SORIN BIOMEDICAL INC | S5 ROLLER PUMP 150 | S5 ROLLER PUMP 150 | PUMPS/ ROLLER | 510991 | 510991 | 10E 3788 | 2016-07-21 | 2017-07-15 | 15000 | OPERATING ROOM | 2009-12-07 | USD | 14216 | Active | UNIVERSITY NEW MEXICO HOSPITAL
0000073881 | 1083737 | LEISEGANG MEDICAL INC | GUL | GUL | COLPOSCOPES |  | FOUND | 42015 |  | 2017-06-15 | 54080 | UNMMG - TRUMAN ST. CLINIC | 2009-12-07 | USD | 0.01 | Active | UNIVERSITY NEW MEXICO HOSPITAL
0000064272 | 1219652 | SCALE-TRONIX INC | 4802 | 4802 | SCALES/ INFANT |  | FOUND | 4802-15871 | 2016-12-16 | 2017-12-15 | 34230 | SURGICAL SPECIALTIES | 2009-12-07 | USD | 0.01 | Active | UNIVERSITY NEW MEXICO HOSPITAL
0000070100 | 1084224 | SORIN BIOMEDICAL INC | S5 CONSOLE | S5 CONSOLE | CONTROLLERS |  | 510991 | 48E01240 | 2016-07-21 | 2017-07-15 | 15000 | OPERATING ROOM | 2009-12-07 | USD | 84661 | Active | UNIVERSITY NEW MEXICO HOSPITAL
0000062651 | 1084112 | VERATHON INC | BLADDERSCAN (BVI-3000) | BLADDERSCAN (BVI-3000) | SCANNING SYSTEMS/ULTRASONIC/DIAGNOSTIC (BIOMED) |  | FOUND | 07428575 | 2016-09-08 | 2017-09-15 | 95700 | CLINICAL ENGINEERING | 2009-12-04 | USD | 0.01 | Active | UNIVERSITY NEW MEXICO HOSPITAL
0000070099 | 1084223 | THE KENDALL CO | FIRSTEMP GENIUS 3000A | FIRSTEMP GENIUS 3000A | THERMOMETERS/ ELECTRONIC/ INFRARED/ EAR |  | REPLACN62653 | J0519984 |  | 2017-06-15 | 32030 | UNM LOBOCARE CLINIC | 2009-12-02 | USD | 0.01 | Active | UNIVERSITY NEW MEXICO HOSPITAL
0000070096 | 1084220 | HEINE USA LTD | EN50 | EN50 | POWER SUPPLIES |  | 514316 | 1266958 | 2016-12-27 | 2017-12-15 | 34610 | OPHTHALMOLOGY ON SITE CLINIC | 2009-12-02 | USD | 2092.01 | Active | UNIVERSITY NEW MEXICO HOSPITAL
0000070097 | 1084221 | SSCOR INC | REF 2314 | REF 2314 | ASPIRATORS/ EMERGENCY |  | 514305 | M16896 | 2016-12-01 | 2017-12-15 | 34610 | OPHTHALMOLOGY ON SITE CLINIC | 2009-12-02 | USD | 874.01 | Active | UNIVERSITY NEW MEXICO HOSPITAL
0000070098 | 1084222 | BD | LTV-1200 | LTV-1200 | VENTILATORS |  | BC:300000659 | E33625 | 2016-12-01 | 2017-12-15 | 70060 | FIXED WING TRANSPORT | 2009-12-02 | USD | 12864 | Active | UNIVERSITY NEW MEXICO HOSPITAL
0000070110 | 1084231 | GE HEALTHCARE | DASH 4000 | DASH 4000 | MONITORING SYSTEMS/ PHYSIOLOGIC |  | 511926 | SD009441352GA | 2017-06-29 | 2018-06-15 | 15040 | PACU (RECOVERY ROOM 1) | 2009-12-01 | USD | 13916.17 | Active | UNIVERSITY NEW MEXICO HOSPITAL
0000070109 | 1084232 | GE HEALTHCARE | DASH 4000 | DASH 4000 | MONITORING SYSTEMS/ PHYSIOLOGIC |  | 511926 | SD009441227GA | 2017-06-07 | 2018-06-15 | 15040 | PACU (RECOVERY ROOM 1) | 2009-12-01 | USD | 13916.17 | Active | UNIVERSITY NEW MEXICO HOSPITAL
0000070108 | 1084229 | GE HEALTHCARE | DASH 4000 | DASH 4000 | MONITORING SYSTEMS/ PHYSIOLOGIC |  | 511926 | SD009441350GA | 2017-06-29 | 2018-06-15 | 15040 | PACU (RECOVERY ROOM 1) | 2009-12-01 | USD | 13916.17 | Active | UNIVERSITY NEW MEXICO HOSPITAL
0000070107 | 1084230 | GE HEALTHCARE | DASH 4000 | DASH 4000 | MONITORING SYSTEMS/ PHYSIOLOGIC |  | 511926 | SD009441240GA | 2017-06-29 | 2018-06-15 | 15040 | PACU (RECOVERY ROOM 1) | 2009-12-01 | USD | 13916.17 | Active | UNIVERSITY NEW MEXICO HOSPITAL
0000070106 | 1084228 | GE HEALTHCARE | DASH 4000 | DASH 4000 | MONITORING SYSTEMS/ PHYSIOLOGIC |  | 511926 | SD009441242GA | 2017-06-07 | 2018-06-15 | 15040 | PACU (RECOVERY ROOM 1) | 2009-12-01 | USD | 13916.17 | Active | UNIVERSITY NEW MEXICO HOSPITAL
0000070105 | 1084227 | GE HEALTHCARE | DASH 4000 | DASH 4000 | MONITORING SYSTEMS/ PHYSIOLOGIC |  | 511926 | SD009410386GA | 2017-06-07 | 2018-06-15 | 15040 | PACU (RECOVERY ROOM 1) | 2009-12-01 | USD | 13916.17 | Active | UNIVERSITY NEW MEXICO HOSPITAL
0000073754 | 49381250 | PHILIPS HEALTHCARE | iE33 Ultrasound System | 795052 | SCANNING SYSTEMS/ULTRASONIC/DIAGNOSTIC (DI) |  | HB108708 | 039X63 | 2012-04-30 | 2012-10-15 | 71010 | PEDIATRIC CARDIOLOGY | 2009-11-23 | USD | 102463 | Active | UNIVERSITY NEW MEXICO HOSPITAL
0000073291 | 1083413 | SONOSITE INC | S-SERIES | 555330 | SCANNING SYSTEMS/ULTRASONIC/DIAGNOSTIC (DI) |  | H 510391 | 03H8K6 | 2017-01-31 | 2017-07-15 | 15055 | ANESTHESIA | 2009-11-20 | USD | 0.01 | Active | UNIVERSITY NEW MEXICO HOSPITAL
0000073290 | 1083412 | CHATTANOOGA GROUP INC | SS-2 | 2302 | HYDROCOLLATORS |  | 513610 | 19363 | 2016-10-05 | 2017-10-15 | 32030 | UNM LOBOCARE CLINIC | 2009-11-20 | USD | 868.73 | Active | UNIVERSITY NEW MEXICO HOSPITAL
0000068116 | 1084199 | HEINE USA LTD | OMEGA 500 | OMEGA 500 | OPHTHALMOSCOPES/ INDIRECT |  | 513186 | 2 166 171 |  | 2017-06-15 | 34610 | OPHTHALMOLOGY ON SITE CLINIC | 2009-11-19 | USD | 1852.27 | Active | UNIVERSITY NEW MEXICO HOSPITAL
0000070094 | 1084218 | MEDISAFE UK LTD | MEDISAFE SI DIGITAL | SI2060CPE | ULTRASOUND CLEANING SYSTEMS |  | FOUND | 01094568108 |  | 2017-06-15 | 15010 | STERILE PROCESSING | 2009-11-18 | USD | 0.01 | Active | UNIVERSITY NEW MEXICO HOSPITAL
73760 | 1083907 | GE HEALTHCARE | DASH 3000 | DASH 3000 | MONITORING SYSTEMS/ PHYSIOLOGIC | CRTC |  | SD009348005GA | 2017-05-15 | 2018-05-15 | 15510 | OSIS PACU | 2009-11-18 | USD | 0.01 | Active | UNIVERSITY NEW MEXICO HOSPITAL
0000070004 | 1084107 | CARL ZEISS INC MICROSCOPY & IMAGING SYSTEMS | OPMI-1 | OPMI-1 | MICROSCOPES/ LIGHT/ EXAMINATION/ OTORHINOLARYNGOLO |  | FOUND | 07163A | 2016-11-28 | 2017-11-15 | 15005 | OPERATING ROOM - BBRP | 2009-11-17 | USD | 0.01 | Active | UNIVERSITY NEW MEXICO HOSPITAL
0000070003 | 1084106 | PHILIPS HEALTHCARE | OMNILAB | OMNILAB | CONTINUOUS POSITIVE AIRWAY PRESSURE UNITS |  | FOUND | 4813813 | 2017-02-01 | 2018-02-15 | 34015 | SLEEP DISORDERS CENTER 1101-2 | 2009-11-17 | USD | 0.01 | Reactivated | UNIVERSITY NEW MEXICO HOSPITAL
0000070056 | 1084178 | GE HEALTHCARE | PRN-50 | PRN-50 | MODULES/ RECORDERS |  | 507276 | RPV09350143GA |  | 2017-06-15 | 21015 | ED-NORTH | 2009-11-13 | USD | 1500 | Active | UNIVERSITY NEW MEXICO HOSPITAL
0000064267 | 1142460 | SCALE-TRONIX INC | 5002 | 5002 | SCALES/ PATIENT/ PLATFORM/ ELECTRONIC |  | found | 5002-20967 | 2016-11-22 | 2017-11-15 | 12000 | LABOR AND DELIVERY | 2009-11-13 | USD | 0.1 | Active | UNIVERSITY NEW MEXICO HOSPITAL
0000062062 | 1162970 | GETINGE USA INC | 5624 | 5624 | WARMING UNITS/ MULTIPURPOSE |  | FOUND | J064085 | 2016-11-17 | 2017-11-15 | 12000 | LABOR AND DELIVERY | 2009-11-13 | USD | 0.01 | Reactivated | UNIVERSITY NEW MEXICO HOSPITAL
0000070055 | 1084177 | GE HEALTHCARE | CIC PRO | CIC PRO | MONITORS/ CENTRAL STATION |  | 507276 | SDY09352197GA | 2017-07-18 | 2018-07-15 | 21015 | ED-NORTH | 2009-11-13 | USD | 35219 | Active | UNIVERSITY NEW MEXICO HOSPITAL
0000073755 | 1142521 | VIDCO INC | MDP2040-0100 | MDP2040-0100 | MONITORS/ GRAPHIC |  | 496075 | 005934 |  | 2017-06-15 | 12410 | PEDIATRIC SPECIALTY CARE | 2009-11-13 | USD | 4025 | Active | UNIVERSITY NEW MEXICO HOSPITAL
0000073734 | 1083872 | VIDCO INC | MDP2040-0100 | MDP2040-0100 | MONITORS/ GRAPHIC |  | 503058 | 005972 |  | 2017-06-15 | 21015 | ED-NORTH | 2009-11-13 | USD | 3925 | Active | UNIVERSITY NEW MEXICO HOSPITAL
0000070054 | 1084176 | VIDCO INC | MDP2040-0100 | MDP2040-0100 | MONITORS/ GRAPHIC |  | 510006 | 005980 |  | 2017-06-15 | 12410 | PEDIATRIC SPECIALTY CARE | 2009-11-13 | USD | 5000 | Active | UNIVERSITY NEW MEXICO HOSPITAL
0000070053 | 1084175 | VIDCO INC | MDP2040-0100 | MDP2040-0100 | MONITORS/ GRAPHIC |  | 503058 | 005973 |  | 2017-06-15 | 21015 | ED-NORTH | 2009-11-13 | USD | 3925 | Active | UNIVERSITY NEW MEXICO HOSPITAL
0000070057 | 1084179 | AMERICAN POWER CONVERSION (APC) | SURTD3000XLT | SURTD3000XLT | POWER SYSTEMS/ UNINTERRUPTIBLE |  | REPL | N50912004251 | 2017-04-28 | 2018-04-15 | 71030 | HEART STATION | 2009-11-11 | USD | 2400 | Active | UNIVERSITY NEW MEXICO HOSPITAL
0000070052 | 1084173 | GE HEALTHCARE | DASH PORT 2 | DASH PORT 2 | MODULES/ DATA/ TRANSFER |  | 511724 | SE509405601GA |  | 2017-06-15 |  | NOT ASSIGNED | 2009-11-10 | USD | 0.01 | Active | UNIVERSITY NEW MEXICO HOSPITAL
0000070051 | 1084190 | GE HEALTHCARE | DASH PORT 2 | DASH PORT 2 | MODULES/ DATA/ TRANSFER |  | 511724 | SE509405604GA |  | 2017-06-15 | 21015 | ED-NORTH | 2009-11-10 | USD | 0.01 | Active | UNIVERSITY NEW MEXICO HOSPITAL
0000070050 | 1084189 | GE HEALTHCARE | DASH PORT 2 | DASH PORT 2 | MODULES/ DATA/ TRANSFER |  | 511724 | SE509405599GA |  | 2017-06-15 | 21015 | ED-NORTH | 2009-11-10 | USD | 0.01 | Active | UNIVERSITY NEW MEXICO HOSPITAL
0000070049 | 1084188 | GE HEALTHCARE | DASH PORT 2 | DASH PORT 2 | MODULES/ DATA/ TRANSFER |  | 511724 | SE509405591GA |  | 2017-06-15 | 21015 | ED-NORTH | 2009-11-10 | USD | 0.01 | Active | UNIVERSITY NEW MEXICO HOSPITAL
0000070048 | 1084187 | GE HEALTHCARE | DASH PORT 2 | DASH PORT 2 | MODULES/ DATA/ TRANSFER |  | 511724 | SE509405603GA |  | 2017-06-15 | 21015 | ED-NORTH | 2009-11-10 | USD | 0.01 | Active | UNIVERSITY NEW MEXICO HOSPITAL
0000070047 | 1084183 | GE HEALTHCARE | DASH PORT 2 | DASH PORT 2 | MODULES/ DATA/ TRANSFER |  | 511724 | SE509405602GA |  | 2017-06-15 | 21015 | ED-NORTH | 2009-11-10 | USD | 0.01 | Active | UNIVERSITY NEW MEXICO HOSPITAL
0000070046 | 1084184 | GE HEALTHCARE | DASH PORT 2 | DASH PORT 2 | MODULES/ DATA/ TRANSFER |  | 511724 | SE509405605GA |  | 2017-06-15 | 21015 | ED-NORTH | 2009-11-10 | USD | 0.01 | Active | UNIVERSITY NEW MEXICO HOSPITAL
0000070045 | 1084185 | GE HEALTHCARE | DASH PORT 2 | DASH PORT 2 | MODULES/ DATA/ TRANSFER |  | 511724 | SE509435639GA |  | 2017-06-15 | 21015 | ED-NORTH | 2009-11-10 | USD | 0.01 | Active | UNIVERSITY NEW MEXICO HOSPITAL
0000070043 | 1084182 | GE HEALTHCARE | DASH 4000 | DASH 4000 | MONITORING SYSTEMS/ PHYSIOLOGIC |  | 511724 | SD009441243GA | 2017-07-14 | 2018-07-15 | 21015 | ED-NORTH | 2009-11-10 | USD | 13828.32 | Reactivated | UNIVERSITY NEW MEXICO HOSPITAL
0000070042 | 1084172 | GE HEALTHCARE | DASH 4000 | DASH 4000 | MONITORING SYSTEMS/ PHYSIOLOGIC |  | 511724 | SD009441237GA | 2017-07-14 | 2018-07-15 | 21015 | ED-NORTH | 2009-11-10 | USD | 13828.32 | Active | UNIVERSITY NEW MEXICO HOSPITAL
0000070041 | 1084171 | GE HEALTHCARE | DASH 4000 | DASH 4000 | MONITORING SYSTEMS/ PHYSIOLOGIC |  | 511724 | SD009410391GA | 2017-07-06 | 2018-07-15 | 21015 | ED-NORTH | 2009-11-10 | USD | 13828.32 | Active | UNIVERSITY NEW MEXICO HOSPITAL
0000070040 | 1084168 | GE HEALTHCARE | DASH 4000 | DASH 4000 | MONITORING SYSTEMS/ PHYSIOLOGIC |  | 511724 | SD009410395GA | 2017-07-14 | 2018-07-15 | 21015 | ED-NORTH | 2009-11-10 | USD | 13828.32 | Active | UNIVERSITY NEW MEXICO HOSPITAL
0000070039 | 1084169 | GE HEALTHCARE | DASH 4000 | DASH 4000 | MONITORING SYSTEMS/ PHYSIOLOGIC |  | 511724 | SD009441239GA | 2017-07-14 | 2018-07-15 | 21015 | ED-NORTH | 2009-11-10 | USD | 13828.32 | Active | UNIVERSITY NEW MEXICO HOSPITAL
0000071000 | 1084170 | GE HEALTHCARE | DASH 4000 | DASH 4000 | MONITORING SYSTEMS/ PHYSIOLOGIC |  | 511724 | SD009410398GA | 2017-07-14 | 2018-07-15 | 21015 | ED-NORTH | 2009-11-10 | USD | 13828.32 | Active | UNIVERSITY NEW MEXICO HOSPITAL
0000070999 | 1084167 | GE HEALTHCARE | DASH 4000 | DASH 4000 | MONITORING SYSTEMS/ PHYSIOLOGIC |  | 511724 | SD009410286GA | 2017-07-14 | 2018-07-15 | 21015 | ED-NORTH | 2009-11-10 | USD | 13828.32 | Active | UNIVERSITY NEW MEXICO HOSPITAL
0000070998 | 1084166 | GE HEALTHCARE | DASH 4000 | DASH 4000 | MONITORING SYSTEMS/ PHYSIOLOGIC |  | 511724 | SD009409971GA | 2017-07-14 | 2018-07-15 | 21015 | ED-NORTH | 2009-11-10 | USD | 13828.32 | Active | UNIVERSITY NEW MEXICO HOSPITAL
0000070997 | 1084165 | GE HEALTHCARE | DASH 4000 | DASH 4000 | MONITORING SYSTEMS/ PHYSIOLOGIC |  | 511724 | SD009410422GA | 2017-07-14 | 2018-07-15 | 21015 | ED-NORTH | 2009-11-10 | USD | 13828.32 | Active | UNIVERSITY NEW MEXICO HOSPITAL
0000073919 | 1084192 | TYCO HEALTHCARE GROUP | GENIUS II | GENIUS II | THERMOMETERS/ ELECTRONIC/ INFRARED/ EAR |  | 511367 | N09083610 |  | 2017-06-15 | 21015 | ED-NORTH | 2009-11-09 | USD | 323.01 | Active | UNIVERSITY NEW MEXICO HOSPITAL
0000073918 | 1084191 | TYCO HEALTHCARE GROUP | GENIUS II | GENIUS II | THERMOMETERS/ ELECTRONIC/ INFRARED/ EAR |  | 511367 | N09083606 |  | 2017-06-15 | 21015 | ED-NORTH | 2009-11-09 | USD | 323.01 | Active | UNIVERSITY NEW MEXICO HOSPITAL
0000070061 | 1084200 | VERATHON INC | BVI 6100 | BVI 6100 | SCANNING SYSTEMS/ ULTRASONIC/ PORTABLE |  | REPLACN55945 | SR019819 | 2017-02-17 | 2018-02-15 | 9026 | PEDIATRIC NEPHROLOGY (04) | 2009-11-09 | USD | 0.01 | Active | UNIVERSITY NEW MEXICO HOSPITAL
0000073865 | 1084158 | HUNTLEIGH HEALTHCARE LTD | FETAL DOPPLEX II | FETAL DOPPLEX II | FETAL HEART DETECTORS/ ULTRASONIC |  | 511271 | FD2P30210385-09 |  | 2017-06-15 | 32025 | FAMILY PRACTICE CLINIC | 2009-11-06 | USD | 660 | Active | UNIVERSITY NEW MEXICO HOSPITAL
0000073880 | 1084088 | MORTARA INSTRUMENT INC | X12+ | X12+ | TRANSMITTERS/ TELEMETRIC |  | trade | 105043156164 | 2017-01-10 | 2018-01-15 | 71020 | CARDIAC REHAB | 2009-11-05 | USD | 52910 | Active | UNIVERSITY NEW MEXICO HOSPITAL
0000074000 | 1084102 | VERATHON INC | GLIDESCOPE GVL | GLIDESCOPE GVL | LARYNGOSCOPES |  | 510987 | PM098753 | 2015-11-13 | 2015-11-15 | 12000 | LABOR AND DELIVERY | 2009-11-05 | USD | 14875 | Active | UNIVERSITY NEW MEXICO HOSPITAL
0000073862 | 1083979 | SPACELABS MEDICAL INC | ULTRALITE ABP MONITOR (90217-1Q) | ULTRALITE ABP MONITO | SPHYGMOMANOMETERS/ ELECTRONIC |  | 507309 | 217-017798 | 2017-01-19 | 2018-01-15 | 9026 | PEDIATRIC NEPHROLOGY (04) | 2009-11-04 | USD | 2524 | Active | UNIVERSITY NEW MEXICO HOSPITAL
84824 | 1163490 | EXERGEN CORP | TAT-5000 | TAT-5000 | THERMOMETERS/ ELECTRONIC/ INFRARED |  | 511366 | A362619 |  | 2017-06-15 | 21015 | ED-NORTH | 2009-11-04 | USD | 783.35 | Active | UNIVERSITY NEW MEXICO HOSPITAL
0000068986 | 1083717 | OLYMPUS AMERICA INC | OFP | OFP | IRRIGATION/ DISTENTION SYSTEMS |  | 511752 | 29-10608 | 2016-10-28 | 2017-10-15 | 70020 | ENDOSCOPY CENTER | 2009-11-03 | USD | 1451.74 | Active | UNIVERSITY NEW MEXICO HOSPITAL
0000064930 | 1004577 | GE HEALTHCARE | MAC 5500 | MAC 5500 | ELECTROCARDIOGRAPHS/ MULTICHANNEL |  | FOUND | SCD07117802PA | 2017-07-12 | 2018-07-15 | 21015 | ED-NORTH | 2009-11-03 | USD | 0.01 | Active | UNIVERSITY NEW MEXICO HOSPITAL
0000073999 | 1084110 | ADVANCED STERILIZATION PRODUCTS A JOHNSON & JOHNSON CO | ASP STERRAD NX | 555291 | STERILIZING UNITS/ PLASMA |  | 510383 | 0033090367 | 2017-05-01 | 2017-11-15 | 15010 | STERILE PROCESSING | 2009-11-03 | USD | 49527.81 | Active | UNIVERSITY NEW MEXICO HOSPITAL
0000073600 | 1083694 | NATIONAL DISPLAY SYSTEMS | WIDEVIEW | SC-WU23-A1511 | MONITORS/ VIDEO |  | 506515 | 02 |  | 2017-06-15 | 15005 | OPERATING ROOM - BBRP | 2009-11-02 | USD | 2999 | Active | UNIVERSITY NEW MEXICO HOSPITAL
0000073599 | 1083731 | NATIONAL DISPLAY SYSTEMS | WIDEVIEW | SC-WU23-A1511 | MONITORS/ VIDEO |  | 506515 | 01 |  | 2017-06-15 | 15005 | OPERATING ROOM - BBRP | 2009-11-02 | USD | 2999 | Active | UNIVERSITY NEW MEXICO HOSPITAL
0000073598 | 1083693 | NATIONAL DISPLAY SYSTEMS | WIDEVIEW | SC-WU23-A1511 | MONITORS/ VIDEO |  | 506515 | 07-92299 |  | 2017-06-15 | 15005 | OPERATING ROOM - BBRP | 2009-11-02 | USD | 2999 | Active | UNIVERSITY NEW MEXICO HOSPITAL
0000073597 | 1083730 | NATIONAL DISPLAY SYSTEMS | WIDEVIEW | SC-WU23-A1511 | MONITORS/ VIDEO |  | 506515 | 07-85983 |  | 2017-06-15 | 15005 | OPERATING ROOM - BBRP | 2009-11-02 | USD | 2999 | Active | UNIVERSITY NEW MEXICO HOSPITAL
0000068492 | 1083254 | NATIONAL DISPLAY SYSTEMS | WIDEVIEW | SC-WU23-A1511 | MONITORS/ VIDEO |  | 506515 | 07-105925 |  | 2017-06-15 | 15005 | OPERATING ROOM - BBRP | 2009-11-02 | USD | 2999 | Active | UNIVERSITY NEW MEXICO HOSPITAL
0000068490 | 1083253 | NATIONAL DISPLAY SYSTEMS | WIDEVIEW | SC-WU23-A1511 | MONITORS/ VIDEO |  | 506515 | 07-95794 |  | 2017-06-15 | 15000 | OPERATING ROOM | 2009-11-02 | USD | 2999 | Active | UNIVERSITY NEW MEXICO HOSPITAL
0000068494 | 1083292 | NATIONAL DISPLAY SYSTEMS | WIDEVIEW | SC-WU23-A1511 | MONITORS/ VIDEO |  | 506515 | 06-84150 |  | 2017-06-15 | 15005 | OPERATING ROOM - BBRP | 2009-11-02 | USD | 2999 | Active | UNIVERSITY NEW MEXICO HOSPITAL
0000073861 | 1084055 | DRAEGER MEDICAL INC | VAPOR 2000 SEVOFLURANE | VAPOR 2000 (M35170) | ANESTHESIA UNIT VAPORIZERS |  | REPLACN62495 | ARSF-1233 | 2017-01-12 | 2018-01-15 | 15055 | ANESTHESIA | 2009-11-02 | USD | 0.01 | Active | UNIVERSITY NEW MEXICO HOSPITAL
0000064335 | 1141392 | ERBE USA INC | VIO 300D | VIO 300D | ELECTROSURGICAL UNIT/ MONO/ BI-POLAR/ ARGON-ENHANCED |  | FOUND | 11263049 | 2017-04-17 | 2018-04-15 | 70010 | DIGESTIVE DISEASE PROCEDURES | 2009-10-30 | USD | 0.01 | Active | UNIVERSITY NEW MEXICO HOSPITAL
0000070005 | 66877142 | VOLCANO THERAPEUTICS INC | S5I IVUS | 555582 | SCANNING SYSTEMS/ ULTRASONIC/ VASCULAR |  | 511184 | V06801535001 | 2016-12-22 | 2017-12-15 | 15000 | OPERATING ROOM | 2009-10-30 | USD | 0.01 | Active | UNIVERSITY NEW MEXICO HOSPITAL
0000064336 | 1141393 | ERBE USA INC | APC 2 | APC 2 | ELECTROSURGICAL UNIT/ MONO/ BI-POLAR/ ARGON-ENHANCED |  | FOUND | 11225645 | 2017-04-17 | 2018-04-15 | 70010 | DIGESTIVE DISEASE PROCEDURES | 2009-10-30 | USD | 0.01 | Active | UNIVERSITY NEW MEXICO HOSPITAL
0000073871 | 1084054 | KARL STORZ ENDOSCOPY-AMERICA INC | 27224P | 27224P | IRRIGATION/DISTENTION SYSTEMS/ ARTHROSCOPIC |  | 511954 | EA0653366 | 2017-06-30 | 2018-06-15 | 15005 | OPERATING ROOM - BBRP | 2009-10-29 | USD | 2485.82 | Active | UNIVERSITY NEW MEXICO HOSPITAL
73839 | 48684149 | PHILIPS HEALTHCARE | BV Pulsera, Mobile X-Ray unit, R.2.3 | 718095 | RADIOGRAPHIC/FLUOROSCOPIC UNITS/ MOBILE | 507424 |  | 1251 |  | 2012-09-15 | 75085 | OSIS RADIOLOGY | 2009-10-29 | USD | 152863.34 | Active | UNIVERSITY NEW MEXICO HOSPITAL
0000064239 | 1140444 | SCALE-TRONIX INC | 4802 | 4802 | SCALES/ INFANT |  | FOUND | 4802-15878 | 2016-10-01 | 2017-10-15 | 12520 | MOTHER & BABY UNIT (3-E) BBRP | 2009-10-28 | USD | 0.01 | Active | UNIVERSITY NEW MEXICO HOSPITAL
0000060980 | 1140842 | SCALE-TRONIX INC | 4802 | 4802 | SCALES/ INFANT |  | FOUND | 4802-14835 | 2016-10-05 | 2017-10-15 | 12520 | MOTHER & BABY UNIT (3-E) BBRP | 2009-10-28 | USD | 0.01 | Active | UNIVERSITY NEW MEXICO HOSPITAL
0000064261 | 1144332 | SCALE-TRONIX INC | 5002 | 5002 | SCALES/ PATIENT/ PLATFORM/ ELECTRONIC |  | FOUND | 5002-20965 | 2016-12-01 | 2017-12-15 | 34250 | UROLOGY | 2009-10-23 | USD | 0.01 | Active | UNIVERSITY NEW MEXICO HOSPITAL
0000064257 | 1140990 | SCALE-TRONIX INC | 5002 | 5002 | SCALES/ PATIENT/ PLATFORM/ ELECTRONIC |  | FOUND | 5002-20961 | 2016-09-21 | 2017-09-15 | 12240 | GENERAL SURGERY (6-S) | 2009-10-23 | USD | 0.01 | Active | UNIVERSITY NEW MEXICO HOSPITAL
0000073976 | 1084053 | SCALE-TRONIX INC | 4502 | 4502 | SCALES/ DIAPER |  | 494635 | 4502-1039 | 2017-04-28 | 2018-04-15 | 12410 | PEDIATRIC SPECIALTY CARE | 2009-10-20 | USD | 1315.25 | Active | UNIVERSITY NEW MEXICO HOSPITAL
0000073949 | 1084037 | SCALE-TRONIX INC | 4302 | 4302 | SCALES/ DIAPER |  | 510093 | 4302-499 | 2017-04-01 | 2018-04-15 | 12410 | PEDIATRIC SPECIALTY CARE | 2009-10-20 | USD | 1515.45 | Reactivated | UNIVERSITY NEW MEXICO HOSPITAL
0000073972 | 1084049 | SCALE-TRONIX INC | 4502 | 4502 | SCALES/ DIAPER |  | 494635 | 4502-1037 | 2017-04-26 | 2018-04-15 | 12410 | PEDIATRIC SPECIALTY CARE | 2009-10-20 | USD | 1315.25 | Active | UNIVERSITY NEW MEXICO HOSPITAL
0000073971 | 1084048 | SCALE-TRONIX INC | 4502 | 4502 | SCALES/ DIAPER |  | 494635 | 4502-1048 | 2017-04-01 | 2018-04-15 | 12410 | PEDIATRIC SPECIALTY CARE | 2009-10-20 | USD | 1315.25 | Active | UNIVERSITY NEW MEXICO HOSPITAL
0000073968 | 1084045 | SCALE-TRONIX INC | 4502 | 4502 | SCALES/ DIAPER |  | 494635 | 4502-1049 | 2017-04-01 | 2018-04-15 | 12410 | PEDIATRIC SPECIALTY CARE | 2009-10-20 | USD | 1315.25 | Active | UNIVERSITY NEW MEXICO HOSPITAL
0000073967 | 1084044 | SCALE-TRONIX INC | 4502 | 4502 | SCALES/ DIAPER |  | 494635 | 4502-1046 | 2017-04-01 | 2018-04-15 | 12410 | PEDIATRIC SPECIALTY CARE | 2009-10-20 | USD | 1315.25 | Active | UNIVERSITY NEW MEXICO HOSPITAL
0000073966 | 1084043 | SCALE-TRONIX INC | 4502 | 4502 | SCALES/ DIAPER |  | 494635 | 4502-1401 | 2017-04-27 | 2018-04-15 | 12410 | PEDIATRIC SPECIALTY CARE | 2009-10-20 | USD | 1315.25 | Active | UNIVERSITY NEW MEXICO HOSPITAL
0000073953 | 1084041 | SCALE-TRONIX INC | 4502 | 4502 | SCALES/ DIAPER |  | 494635 | 4502-1044 | 2017-04-26 | 2018-04-15 | 12410 | PEDIATRIC SPECIALTY CARE | 2009-10-20 | USD | 1315.25 | Active | UNIVERSITY NEW MEXICO HOSPITAL
0000073952 | 1084040 | SCALE-TRONIX INC | 4502 | 4502 | SCALES/ DIAPER |  | 494635 | 4502-1050 | 2017-04-27 | 2018-04-15 | 12410 | PEDIATRIC SPECIALTY CARE | 2009-10-20 | USD | 1315.25 | Active | UNIVERSITY NEW MEXICO HOSPITAL
0000073947 | 1219992 | EXERGEN CORP | TAT-5000 | TAT-5000 | THERMOMETERS/ ELECTRONIC/ INFRARED |  | REPLACN67183 | A160606 |  | 2017-06-15 | 15040 | PACU (RECOVERY ROOM 1) | 2009-10-20 | USD | 0.01 | Active | UNIVERSITY NEW MEXICO HOSPITAL
0000073948 | 1084036 | MEDTRONIC INC | NIM RESPONSE 2.0 | NIM RESPONSE 2.0 | NERVE LOCATORS |  | 509627 | 1NR3-0476 | 2016-10-12 | 2017-10-15 | 15005 | OPERATING ROOM - BBRP | 2009-10-20 | USD | 1890 | Active | UNIVERSITY NEW MEXICO HOSPITAL
0000062497 | 1219388 | OLYMPUS AMERICA INC | CU180 | CU180 | CAMERAS/ ENDOSCOPIC |  | FOUND | 7771388 |  | 2017-06-15 | 70020 | ENDOSCOPY CENTER | 2009-10-19 | USD | 0.01 | Active | UNIVERSITY NEW MEXICO HOSPITAL
0000073942 | 1084032 | EXERGEN CORP | TAT-5000 | TAT-5000 | THERMOMETERS/ ELECTRONIC/ INFRARED |  | 509534 | A160036 |  | 2017-06-15 | 72040 | I/P HEMODIALYSIS | 2009-10-19 | USD | 0.01 | Active | UNIVERSITY NEW MEXICO HOSPITAL
0000062498 | 1219389 | OLYMPUS AMERICA INC | OEV-191H | OEV-191H | MONITORS/ VIDEO |  | FOUND | 7722371 |  | 2017-06-15 | 70020 | ENDOSCOPY CENTER | 2009-10-19 | USD | 0.01 | Active | UNIVERSITY NEW MEXICO HOSPITAL
0000073941 | 1084030 | MEDTRONIC INC | IPC | IPC | SHAVERS |  | 509628 | 71788 | 2016-10-17 | 2017-10-15 | 15005 | OPERATING ROOM - BBRP | 2009-10-19 | USD | 4950.01 | Active | UNIVERSITY NEW MEXICO HOSPITAL
0000073945 | 1084034 | TYCO HEALTHCARE GROUP | GENIUS II | GENIUS II | THERMOMETERS/ ELECTRONIC/ INFRARED/ EAR |  | 509475 | N09077821 |  | 2017-06-15 | 12320 | GENERAL MEDICINE (5-W) | 2009-10-19 | USD | 323 | Active | UNIVERSITY NEW MEXICO HOSPITAL
0000064645 | 1026360 | GE HEALTHCARE | CIC PRO | CIC PRO | MONITORS/ CENTRAL STATION |  | 464203 | SCH08083910GA | 2016-10-11 | 2017-10-15 | 12310 | ADULT ONCOLOGY MED/SURG | 2009-10-16 | USD | 26775 | Active | UNIVERSITY NEW MEXICO HOSPITAL
0000073932 | 1084012 | STERIS CORP | HARMONY EMS (DA-60) | DA-60 | EQUIPMENT BOOM ARMS |  | 494473 | 0417409047 |  | 2017-06-15 | 15000 | OPERATING ROOM | 2009-10-15 | USD | 21444.33 | Active | UNIVERSITY NEW MEXICO HOSPITAL
0000073930 | 1084008 | STERIS CORP | HARMONY EMS ( DF 60) | HARMONY EMS ( DF 60) | EQUIPMENT BOOM ARMS |  | 494473 | 0417409045 |  | 2017-06-15 | 15000 | OPERATING ROOM | 2009-10-15 | USD | 21444.33 | Active | UNIVERSITY NEW MEXICO HOSPITAL
0000073931 | 1084011 | STERIS CORP | HARMONY EMS ( DF 80) | DF 80 | EQUIPMENT BOOM ARMS |  | 494473 | 0417409086 |  | 2017-06-15 | 15000 | OPERATING ROOM | 2009-10-15 | USD | 27339.77 | Active | UNIVERSITY NEW MEXICO HOSPITAL
0000073940 | 1084018 | STERIS CORP | HARMONY DUAL LED 585 | HARMONY DUAL LED 585 | LIGHTS/ SURGICAL |  | 494473 | 041109036 | 2017-06-20 | 2018-06-15 | 15000 | OPERATING ROOM | 2009-10-15 | USD | 22273.89 | Active | UNIVERSITY NEW MEXICO HOSPITAL
0000073939 | 1084017 | STERIS CORP | HARMONY DUAL LED 585 | HARMONY DUAL LED 585 | LIGHTS/ SURGICAL |  | 494473 | 0411109035 | 2017-06-20 | 2018-06-15 | 15000 | OPERATING ROOM | 2009-10-15 | USD | 22273.89 | Active | UNIVERSITY NEW MEXICO HOSPITAL
0000073938 | 1084016 | STERIS CORP | HARMONY DUAL LED 585 | HARMONY DUAL LED 585 | LIGHTS/ SURGICAL |  | 494473 | 0411109030 | 2017-06-20 | 2018-06-15 | 15000 | OPERATING ROOM | 2009-10-15 | USD | 22273.89 | Active | UNIVERSITY NEW MEXICO HOSPITAL
0000073937 | 1084015 | STERIS CORP | HARMONY DUAL LED 585 | HARMONY DUAL LED 585 | LIGHTS/ SURGICAL |  | 494473 | 0411109031 | 2017-06-20 | 2018-06-15 | 15000 | OPERATING ROOM | 2009-10-15 | USD | 22273.89 | Active | UNIVERSITY NEW MEXICO HOSPITAL
0000073935 | 1084013 | VTS MEDICAL SYSTEMS INC | VTS-24-HD003 | VTS-24-HD003 | MONITORS/ MEDICAL GRADE DISPLAY |  | 494473 | 240-000585 |  | 2017-03-15 | 15000 | OPERATING ROOM | 2009-10-15 | USD | 6768.29 | Reactivated | UNIVERSITY NEW MEXICO HOSPITAL
0000073238 | 1083889 | ZOLL MEDICAL CORP | AED PLUS | AED PLUS | DEFIBRILLATORS/ EXTERNAL/ AUTOMATED |  | 510410 | X09I423934 | 2017-06-22 | 2017-12-15 | 89025 | CLINICAL EDUCATION | 2009-10-13 | USD | 1704.02 | Active | UNIVERSITY NEW MEXICO HOSPITAL
0000073934 | 48979375 | PHILIPS HEALTHCARE | iU22 Ultrasound System | 795050 | SCANNING SYSTEMS/ULTRASONIC/DIAGNOSTIC (DI) |  | 508325 | 039WMT | 2012-04-18 | 2012-10-15 | 71060 | VASCULAR LAB | 2009-10-13 | USD | 0.01 | Active | UNIVERSITY NEW MEXICO HOSPITAL
0000073933 | 48979374 | PHILIPS HEALTHCARE | iU22 Ultrasound System | 795050 | SCANNING SYSTEMS/ULTRASONIC/DIAGNOSTIC (DI) |  | 508325 | 039WRT | 2012-04-18 | 2012-10-15 | 71060 | VASCULAR LAB | 2009-10-13 | USD | 121978 | Active | UNIVERSITY NEW MEXICO HOSPITAL
0000073927 | 1084007 | TYCO HEALTHCARE GROUP | GENIUS II | GENIUS II | THERMOMETERS/ ELECTRONIC/ INFRARED/ EAR |  | 510104 | N09078179 |  | 2017-06-15 | 30095 | OCCUPATIONAL HEALTH SVCS | 2009-10-07 | USD | 323.01 | Active | UNIVERSITY NEW MEXICO HOSPITAL
0000073924 | 1084004 | TYCO HEALTHCARE GROUP | GENIUS II | GENIUS II | THERMOMETERS/ ELECTRONIC/ INFRARED/ EAR |  | 510104 | N09078708 |  | 2017-06-15 | 34010 | FLU CLINIC | 2009-10-07 | USD | 323.01 | Active | UNIVERSITY NEW MEXICO HOSPITAL
0000073923 | 1084003 | TYCO HEALTHCARE GROUP | GENIUS II | GENIUS II | THERMOMETERS/ ELECTRONIC/ INFRARED/ EAR |  | 510104 | N09078762 |  | 2017-06-15 | 34010 | FLU CLINIC | 2009-10-07 | USD | 323.01 | Active | UNIVERSITY NEW MEXICO HOSPITAL
0000073922 | 1084002 | TYCO HEALTHCARE GROUP | GENIUS II | GENIUS II | THERMOMETERS/ ELECTRONIC/ INFRARED/ EAR |  | 510104 | N09078772 |  | 2017-06-15 | 34010 | FLU CLINIC | 2009-10-07 | USD | 323.01 | Active | UNIVERSITY NEW MEXICO HOSPITAL
0000073912 | 1083995 | CRITIKON (GE) | DINAMAP | DINAMAP | MONITORING SYSTEMS/ PHYSIOLOGIC |  | 507443 | AAX09160010SA | 2017-01-01 | 2018-01-15 | 12035 | UPC INPATIENT ADULT SERVICES | 2009-10-06 | USD | 308.69 | Active | UNIVERSITY NEW MEXICO HOSPITAL
0000064282 | 1219654 | SCALE-TRONIX INC | 5002 | 5002 | SCALES/ PATIENT/ PLATFORM/ ELECTRONIC |  | FOUND | 500220972 | 2016-10-05 | 2017-10-15 | 34130 | MILAGRO OP OB CLINIC | 2009-10-06 | USD | 0.01 | Active | UNIVERSITY NEW MEXICO HOSPITAL
0000073911 | 1083994 | CANDELA CORP | PERFECTA | PERFECTA | LASERS |  | 500275 | 9914-0300-0996 | 2016-06-18 | 2017-06-15 | 15005 | OPERATING ROOM - BBRP | 2009-10-06 | USD | 80400 | Active | UNIVERSITY NEW MEXICO HOSPITAL
0000073903 | 1083987 | FERNO-WASHINGTON INC | 500 | 500 | PROBES |  | 506001 | 187045-281 |  | 2017-06-15 | 12110 | NEUROSCIENCE ICU | 2009-10-02 | USD | 15000.05 | Active | UNIVERSITY NEW MEXICO HOSPITAL
0000073902 | 1083986 | FERNO-WASHINGTON INC | 500 | 500 | PROBES |  | 506001 | 187046-282 |  | 2017-06-15 | 12110 | NEUROSCIENCE ICU | 2009-10-02 | USD | 15000.05 | Active | UNIVERSITY NEW MEXICO HOSPITAL
0000073901 | 1083985 | FERNO-WASHINGTON INC | 500 | 500 | PROBES |  | 506001 | 187044-280 |  | 2017-06-15 | 12110 | NEUROSCIENCE ICU | 2009-10-02 | USD | 15000.05 | Active | UNIVERSITY NEW MEXICO HOSPITAL
0000073904 | 1083988 | GE HEALTHCARE | DINAMAP PRO 400 | DINAMAP PRO 400 | MONITORS/ BEDSIDE/ BLOOD PRESSURE |  | 508678 | AAX08380004SA | 2016-10-26 | 2017-10-15 | 70010 | DIGESTIVE DISEASE PROCEDURES | 2009-10-02 | USD | 4622.5 | Active | UNIVERSITY NEW MEXICO HOSPITAL
0000073925 | 1084005 | TYCO HEALTHCARE GROUP | GENIUS II | GENIUS II | THERMOMETERS/ ELECTRONIC/ INFRARED/ EAR |  | UNKNOWN | N09078763 |  | 2017-06-15 | 34315 | CLINICAL NEUROSCIENCE CENTER | 2009-10-01 | USD | 350 | Active | UNIVERSITY NEW MEXICO HOSPITAL
0000073858 | 1083959 | GE HEALTHCARE | TRAM RAC | TRAM RAC | RACKS/ MODULE |  | 504944 | RST09356446GA |  | 2017-06-15 | 12120 | MEDICAL/CARDIAC ICU | 2009-10-01 | USD | 560 | Active | UNIVERSITY NEW MEXICO HOSPITAL
0000073857 | 1083958 | GE HEALTHCARE | TRAM RAC | TRAM RAC | RACKS/ MODULE |  | 504944 | RST09356447GA |  | 2017-06-15 | 12120 | MEDICAL/CARDIAC ICU | 2009-10-01 | USD | 560 | Active | UNIVERSITY NEW MEXICO HOSPITAL
0000073856 | 1083957 | GE HEALTHCARE | TRAM RAC | TRAM RAC | RACKS/ MODULE |  | 504944 | RST09356454GA |  | 2017-06-15 | 21015 | ED-NORTH | 2009-10-01 | USD | 560 | Active | UNIVERSITY NEW MEXICO HOSPITAL
0000073860 | 1083972 | GE HEALTHCARE | SOLAR 8000I | SOLAR 8000I | MONITORING SYSTEMS/ PHYSIOLOGIC |  | 504944 | SE409351532GA | 2017-05-04 | 2018-05-15 | 12120 | MEDICAL/CARDIAC ICU | 2009-10-01 | USD | 12193.3 | Active | UNIVERSITY NEW MEXICO HOSPITAL
0000073859 | 1083971 | GE HEALTHCARE | SOLAR 8000I | SOLAR 8000I | MONITORING SYSTEMS/ PHYSIOLOGIC |  | 504944 | SE409351534GA | 2016-05-25 | 2017-05-15 | 12120 | MEDICAL/CARDIAC ICU | 2009-10-01 | USD | 12193.3 | Active | UNIVERSITY NEW MEXICO HOSPITAL
0000073855 | 1083974 | GE HEALTHCARE | SOLAR 8000I | SOLAR 8000I | MONITORING SYSTEMS/ PHYSIOLOGIC |  | 504944 | SE409341357GA | 2017-05-30 | 2018-05-15 | 12120 | MEDICAL/CARDIAC ICU | 2009-10-01 | USD | 12193.3 | Active | UNIVERSITY NEW MEXICO HOSPITAL
0000073854 | 1083973 | GE HEALTHCARE | SOLAR 8000I | SOLAR 8000I | MONITORING SYSTEMS/ PHYSIOLOGIC |  | 504944 | SE409341428GA | 2017-05-03 | 2018-05-15 | 12120 | MEDICAL/CARDIAC ICU | 2009-10-01 | USD | 12193.3 | Active | UNIVERSITY NEW MEXICO HOSPITAL
0000073853 | 1083970 | GE HEALTHCARE | SOLAR 8000I | SOLAR 8000I | MONITORING SYSTEMS/ PHYSIOLOGIC |  | 504944 | SE409351537GA | 2017-05-30 | 2018-05-15 | 12120 | MEDICAL/CARDIAC ICU | 2009-10-01 | USD | 12193.3 | Active | UNIVERSITY NEW MEXICO HOSPITAL
0000073852 | 1083967 | GE HEALTHCARE | SOLAR 8000I | SOLAR 8000I | MONITORING SYSTEMS/ PHYSIOLOGIC |  | 504944 | SE409341364GA | 2017-05-30 | 2018-05-15 | 12120 | MEDICAL/CARDIAC ICU | 2009-10-01 | USD | 12193.3 | Active | UNIVERSITY NEW MEXICO HOSPITAL
0000073851 | 1083965 | GE HEALTHCARE | SOLAR 8000I | SOLAR 8000I | MONITORING SYSTEMS/ PHYSIOLOGIC |  | 504944 | SE409351539GA | 2017-05-04 | 2018-05-15 | 12120 | MEDICAL/CARDIAC ICU | 2009-10-01 | USD | 12193.3 | Active | UNIVERSITY NEW MEXICO HOSPITAL
0000073850 | 1083964 | GE HEALTHCARE | SOLAR 8000I | SOLAR 8000I | MONITORING SYSTEMS/ PHYSIOLOGIC |  | 504944 | SE409341451GA | 2017-05-30 | 2018-05-15 | 12120 | MEDICAL/CARDIAC ICU | 2009-10-01 | USD | 12193.3 | Active | UNIVERSITY NEW MEXICO HOSPITAL
0000073849 | 1083963 | GE HEALTHCARE | SOLAR 8000I | SOLAR 8000I | MONITORING SYSTEMS/ PHYSIOLOGIC |  | 504944 | SE409351540GA | 2017-05-03 | 2018-05-15 | 12120 | MEDICAL/CARDIAC ICU | 2009-10-01 | USD | 12193.3 | Active | UNIVERSITY NEW MEXICO HOSPITAL
0000073848 | 1083962 | GE HEALTHCARE | SOLAR 8000I | SOLAR 8000I | MONITORING SYSTEMS/ PHYSIOLOGIC |  | 504944 | SE409351536GA | 2017-05-03 | 2018-05-15 | 12120 | MEDICAL/CARDIAC ICU | 2009-10-01 | USD | 12193.3 | Active | UNIVERSITY NEW MEXICO HOSPITAL
0000070996 | 1084164 | GE HEALTHCARE | SOLAR 8000I | SOLAR 8000I | MONITORING SYSTEMS/ PHYSIOLOGIC |  | 504944 | SE409341445GA | 2016-05-05 | 2017-05-15 | 12120 | MEDICAL/CARDIAC ICU | 2009-10-01 | USD | 12193.3 | Active | UNIVERSITY NEW MEXICO HOSPITAL
0000058560 | 1083969 | GE HEALTHCARE | SOLAR 8000I | SOLAR 8000I | MONITORING SYSTEMS/ PHYSIOLOGIC |  | 504944 | SE409341447GA | 2017-05-26 | 2018-05-15 | 12120 | MEDICAL/CARDIAC ICU | 2009-10-01 | USD | 12193.3 | Active | UNIVERSITY NEW MEXICO HOSPITAL
0000073833 | 1143126 | GE HEALTHCARE | TRANSPORT PRO | TRANSPORT PRO | MONITORS/ PATIENT TRANSPORT |  | 50894 | SCS09384089GA | 2017-06-19 | 2018-06-15 | 15055 | ANESTHESIA | 2009-09-25 | USD | 6125 | Active | UNIVERSITY NEW MEXICO HOSPITAL
0000073832 | 1219989 | GE HEALTHCARE | TRANSPORT PRO | TRANSPORT PRO | MONITORS/ PATIENT TRANSPORT |  | 50894 | SCS09384092GA | 2017-06-19 | 2018-06-15 | 15055 | ANESTHESIA | 2009-09-25 | USD | 6125 | Active | UNIVERSITY NEW MEXICO HOSPITAL
0000073799 | 1083945 | PHILIPS BURTON | 31603 | 31603 | LIGHTS/ ULTRAVIOLET |  | 507335 | 5235258 | 2017-07-17 | 2018-07-15 | 21035 | URGENT CARE CENTER | 2009-09-18 | USD | 520.01 | Active | UNIVERSITY NEW MEXICO HOSPITAL
0000073797 | 1083943 | THE KENDALL CO | FIRSTEMP GENIUS 3000A | FIRSTEMP GENIUS 3000A | THERMOMETERS/ ELECTRONIC/ INFRARED/ EAR |  | REPLACN68403 | J0819425 |  | 2017-06-15 | 21015 | ED-NORTH | 2009-09-16 | USD | 0.01 | Active | UNIVERSITY NEW MEXICO HOSPITAL
0000073796 | 1083942 | THE KENDALL CO | FIRSTEMP GENIUS 3000A | FIRSTEMP GENIUS 3000A | THERMOMETERS/ ELECTRONIC/ INFRARED/ EAR |  | REPLACN68857 | J0616450 |  | 2017-06-15 | 21015 | ED-NORTH | 2009-09-16 | USD | 0.01 | Active | UNIVERSITY NEW MEXICO HOSPITAL
0000073807 | 1083951 | CONMED CORP | HYFRECATOR 2000 | 7-900-115 | HYFRECATORS |  | 507556 | 09GGJ-293 | 2017-01-01 | 2018-01-15 | 34655 | DERMATOLOGY CLINIC 1021 MED | 2009-09-15 | USD | 1205 | Active | UNIVERSITY NEW MEXICO HOSPITAL
0000073806 | 1083950 | CONMED CORP | HYFRECATOR 2000 | 7-900-115 | HYFRECATORS |  | 507556 | 09GGJ-294 | 2017-01-01 | 2018-01-15 | 34655 | DERMATOLOGY CLINIC 1021 MED | 2009-09-15 | USD | 1205 | Active | UNIVERSITY NEW MEXICO HOSPITAL
0000073808 | 1083952 | CONMED CORP | HYFRECATOR 2000 | 7-900-115 | HYFRECATORS |  | 507556 | 09GGJ295 | 2017-01-01 | 2018-01-15 | 34655 | DERMATOLOGY CLINIC 1021 MED | 2009-09-15 | USD | 1205 | Active | UNIVERSITY NEW MEXICO HOSPITAL
0000073818 | 47403853 | PHILIPS HEALTHCARE | Allura Xper FD20 | 722006 | RADIOGRAPHIC/FLUOROSCOPIC SYSTEMS/ CARDIOVASCULAR |  | H500572 | 2018 |  | 2017-06-15 | 71040 | CARDIAC CATH LAB | 2009-09-11 | USD | 1041402 | Active | UNIVERSITY NEW MEXICO HOSPITAL
68025 | 1144467 | MEDRAD INC | AVANTA | 531367 | INJECTORS/ CONTRAST MEDIA | 486072 |  | 20245 | 2012-01-06 | 2012-12-15 | 71040 | CARDIAC CATH LAB | 2009-09-10 | USD | 31000 | Active | UNIVERSITY NEW MEXICO HOSPITAL
0000073789 | 1083934 | GAMBRO AB | PRISMAFLEX | PRISMAFLEX | HEMODIALYSIS UNITS |  | 506002 | PA4947 | 2016-09-22 | 2017-09-15 | 12120 | MEDICAL/CARDIAC ICU | 2009-09-09 | USD | 31170 | Active | UNIVERSITY NEW MEXICO HOSPITAL
0000073790 | 1083935 | STIHLER ELECTRONIC GMBH | PRISMAFLO 2 | PRISMAFLO 2 | WARMING UNITS/ BLOOD/SOLUTION (FLUID) |  | 506002 | GHNA02542 | 2016-09-20 | 2017-09-15 | 12120 | MEDICAL/CARDIAC ICU | 2009-09-09 | USD | 3600 | Active | UNIVERSITY NEW MEXICO HOSPITAL
0000073803 | 1143113 | VALLEYLAB INC | FORCE FX | FORCE FX | ELECTROSURGICAL UNITS |  | 505959 | SRB03906A | 2017-06-16 | 2017-12-15 | 15000 | OPERATING ROOM | 2009-09-08 | USD | 7932 | Active | UNIVERSITY NEW MEXICO HOSPITAL
0000073802 | 31143110 | VALLEYLAB INC | FORCE FX | FORCE FX | ELECTROSURGICAL UNITS |  | 505959 | SF9B03904A | 2017-06-29 | 2017-12-15 | 15000 | OPERATING ROOM | 2009-09-08 | USD | 7932 | Active | UNIVERSITY NEW MEXICO HOSPITAL
0000073801 | 1143111 | VALLEYLAB INC | FORCE FX | FORCE FX | ELECTROSURGICAL UNITS |  | 505959 | SF9B03905A | 2017-06-16 | 2017-12-15 | 15000 | OPERATING ROOM | 2009-09-08 | USD | 7932 | Active | UNIVERSITY NEW MEXICO HOSPITAL
0000068598 | 1142909 | STERIS CORP | QDJ01 | QDJ01 | WARMING UNITS/ BLANKET |  | FOUND | 0432908010 | 2016-09-15 | 2017-09-15 | 72040 | I/P HEMODIALYSIS | 2009-09-04 | USD | 1 | Active | UNIVERSITY NEW MEXICO HOSPITAL
0000064256 | 1141325 | SCALE-TRONIX INC | 5002 | 5002 | SCALES/ PATIENT/ PLATFORM/ ELECTRONIC |  | FOUND | 5002-20960 | 2016-09-15 | 2017-09-15 | 72040 | I/P HEMODIALYSIS | 2009-09-04 | USD | 1 | Active | UNIVERSITY NEW MEXICO HOSPITAL
0000073777 | 1083921 | ZOLL CIRCULATION/ ALSIUS | THERMOGARD XP | THERMOGARD XP | COOLING UNITS |  | 506144 | TGXP00253 | 2017-07-03 | 2018-07-15 | 12110 | NEUROSCIENCE ICU | 2009-09-03 | USD | 37126.64 | Active | UNIVERSITY NEW MEXICO HOSPITAL
0000073776 | 1083920 | ZOLL CIRCULATION/ ALSIUS | THERMOGARD XP | THERMOGARD XP | COOLING UNITS |  | 506144 | TGXP00249 | 2017-07-07 | 2018-07-15 | 12110 | NEUROSCIENCE ICU | 2009-09-03 | USD | 37126.64 | Active | UNIVERSITY NEW MEXICO HOSPITAL
0000073775 | 1083919 | ZOLL CIRCULATION/ ALSIUS | THERMOGARD XP | THERMOGARD XP | COOLING UNITS |  | 506144 | TGXP00252 | 2017-07-03 | 2018-07-15 | 12110 | NEUROSCIENCE ICU | 2009-09-03 | USD | 37126.64 | Active | UNIVERSITY NEW MEXICO HOSPITAL
0000073774 | 1083918 | ZOLL CIRCULATION/ ALSIUS | THERMOGARD XP | THERMOGARD XP | COOLING UNITS |  | 506144 | TGXP00251 | 2017-07-03 | 2018-07-15 | 12110 | NEUROSCIENCE ICU | 2009-09-03 | USD | 37126.64 | Active | UNIVERSITY NEW MEXICO HOSPITAL
0000073773 | 1083917 | EXERGEN CORP | TAT-5000 | TAT-5000 | THERMOMETERS/ ELECTRONIC/ INFRARED |  | 506098 | A154015 |  | 2017-06-15 | 12130 | TRAUMA/SURGICAL ICU | 2009-09-03 | USD | 316 | Active | UNIVERSITY NEW MEXICO HOSPITAL
0000073772 | 1083916 | EXERGEN CORP | TAT-5000 | TAT-5000 | THERMOMETERS/ ELECTRONIC/ INFRARED |  | 506098 | A154616 |  | 2017-06-15 | 12130 | TRAUMA/SURGICAL ICU | 2009-09-03 | USD | 316 | Active | UNIVERSITY NEW MEXICO HOSPITAL
0000073771 | 1083915 | EXERGEN CORP | TAT-5000 | TAT-5000 | THERMOMETERS/ ELECTRONIC/ INFRARED |  | 506098 | A154648 |  | 2017-06-15 | 12130 | TRAUMA/SURGICAL ICU | 2009-09-03 | USD | 316 | Active | UNIVERSITY NEW MEXICO HOSPITAL
0000073768 | 1083912 | EXERGEN CORP | TAT-5000 | TAT-5000 | THERMOMETERS/ ELECTRONIC/ INFRARED |  | 506098 | A150705 |  | 2017-06-15 | 12130 | TRAUMA/SURGICAL ICU | 2009-09-03 | USD | 316 | Active | UNIVERSITY NEW MEXICO HOSPITAL
0000073239 | 1083922 | SCALE-TRONIX INC | 5602 | 5602 | SCALES/ PATIENT/ PLATFORM/ ELECTRONIC |  | FOUND | 5602-266 | 2016-01-29 | 2017-01-15 | 75010 | RADIOLOGY - CT SCAN | 2009-09-03 | USD | 0.01 | Reactivated | UNIVERSITY NEW MEXICO HOSPITAL
0000073739 | 1083875 | CHATTANOOGA GROUP DIV ENCORE MEDICAL CORP | VITALSTIM | VITALSTIM | STIMULATORS/ ELECTRICAL/ NEUROMUSCULAR |  | 501801 | 2008-2939 |  | 2017-06-15 | 76020 | SPEECH/LANGUAGE PATHOLOGY | 2009-09-01 | USD | 1595 | Active | UNIVERSITY NEW MEXICO HOSPITAL
0000073738 | 1083874 | PRECISION MEDICAL INC | PM3300 | PM3300 | REGULATORS/ SUCTION |  | 505780 | 154707 |  | 2017-06-15 | 12120 | MEDICAL/CARDIAC ICU | 2009-09-01 | USD | 365 | Active | UNIVERSITY NEW MEXICO HOSPITAL
0000073737 | 1083873 | PRECISION MEDICAL INC | PM3300 | PM3300 | REGULATORS/ SUCTION |  | 505780 | 154684 |  | 2017-06-15 | 12120 | MEDICAL/CARDIAC ICU | 2009-09-01 | USD | 365 | Active | UNIVERSITY NEW MEXICO HOSPITAL
0000073740 | 1083876 | CONNECTIONS UNLIMITED | 100 | CHATTER VOX | COMMUNICATION AIDS |  | 501337 | 100-08M0481 |  | 2017-06-15 | 76020 | SPEECH/LANGUAGE PATHOLOGY | 2009-09-01 | USD | 218 | Active | UNIVERSITY NEW MEXICO HOSPITAL
0000073811 | 1219988 | SIEMENS HEALTHCARE | BIOGRAPH MCT PET/CT | 555250 | SCANNING SYSTEMS/ POSITRON EMISSION TOMOGRAPHY |  | H499399 | 1004 | 2017-02-17 | 2017-08-15 | 75015 | RADIOLOGY - OSIS PET CT | 2009-08-31 | USD | 2489000 | Active | UNIVERSITY NEW MEXICO HOSPITAL
68743 | 1399968 | SIEMENS HEALTHCARE | BIOGRAPH 16 | BIOGRAPH 16 | SCANNING SYSTEMS/ POSITRON EMISSION TOMOGRAPHY |  |  | 1394 | 2017-02-17 | 2017-08-15 | 75015 | RADIOLOGY - OSIS PET CT | 2009-08-31 | USD | 2489000 | Active | UNIVERSITY NEW MEXICO HOSPITAL
73834 | 1399966 | SIEMENS MEDICAL SYSTEMS INC | SYMBIA T Spect | SYMBIA T Spect | CAMERAS/ GAMMA/ STATIONARY |  |  | 1100 | 2017-02-17 | 2017-08-15 | 75045 | RADIOLOGY - NUCLEAR MED | 2009-08-31 | USD | 2489000 | Active | UNIVERSITY NEW MEXICO HOSPITAL
73816 | 42670972 | PHILIPS HEALTHCARE | DIGITALDIAGNOST SINGLE DETECTOR | 712020 | RADIOGRAPHIC SYSTEMS/ DIGITAL | 469245 |  | 09000137 |  | 2013-02-15 | 75085 | OSIS RADIOLOGY | 2009-08-31 | USD | 343904.58 | Active | UNIVERSITY NEW MEXICO HOSPITAL
73817 | 42508128 | PHILIPS HEALTHCARE | PCR ELEVA S PLUS | 732050 | DIGITAL IMAGING SYSTEMS/ COMPUTED RADIOGRAPHY | 469245 |  | LMZNY9R |  | 2013-06-15 | 75085 | OSIS RADIOLOGY | 2009-08-31 | USD | 64355 | Active | UNIVERSITY NEW MEXICO HOSPITAL
0000073591 | 1143285 | ZOLL MEDICAL CORP | M SERIES | M SERIES | DEFIBRILLATOR/ MONITOR/ PACEMAKERS |  | 504945 | T09G113253 | 2017-04-17 | 2017-10-15 | 70010 | DIGESTIVE DISEASE PROCEDURES | 2009-08-28 | USD | 8968.25 | Active | UNIVERSITY NEW MEXICO HOSPITAL
0000073590 | 1143284 | GE Healthcare USA | Pro 400 V2 | Pro 400 V2 | MONITORING SYSTEMS/ PHYSIOLOGIC/ ACUTE CARE |  | 501701 | AAX09080028SA | 2017-01-01 | 2018-01-15 | 34655 | DERMATOLOGY CLINIC 1021 MED | 2009-08-26 | USD | 4323.01 | Active | UNIVERSITY NEW MEXICO HOSPITAL
0000073732 | 1083868 | DELL INC | 980 | PRECISION | COMPUTERS |  | 500421 | BRD6YH1 |  | 2017-06-15 | 78010 | NEURODIAGNOSTICS LAB | 2009-08-26 | USD | 15186.25 | Active | UNIVERSITY NEW MEXICO HOSPITAL
0000073731 | 1083867 | DELL INC | 980 | PRECISION | COMPUTERS |  | 500421 | 8ZD6YH1 |  | 2017-06-15 | 78010 | NEURODIAGNOSTICS LAB | 2009-08-26 | USD | 15186.25 | Active | UNIVERSITY NEW MEXICO HOSPITAL
0000073730 | 1083866 | DELL INC | 980 | PRECISION | COMPUTERS |  | 500421 | 7ZD6YH1 | 2012-09-07 | 2012-09-15 | 78010 | NEURODIAGNOSTICS LAB | 2009-08-26 | USD | 15186.25 | Active | UNIVERSITY NEW MEXICO HOSPITAL
0000073729 | 1083865 | DELL INC | 980 | PRECISION | COMPUTERS |  | 500421 | FZD6YH1 | 2012-09-07 | 2012-09-15 | 78010 | NEURODIAGNOSTICS LAB | 2009-08-26 | USD | 15186.25 | Active | UNIVERSITY NEW MEXICO HOSPITAL
0000073726 | 1083862 | NIHON KOHDEN (AMERICA) INC | JE-921A | JE-921A | ELECTROENCEPHALOGRAPHS |  | 500421 | 03673 | 2016-09-07 | 2017-09-15 | 78010 | NEURODIAGNOSTICS LAB | 2009-08-26 | USD | 4800 | Active | UNIVERSITY NEW MEXICO HOSPITAL
0000073723 | 1446740 | NIHON KOHDEN (AMERICA) INC | JE-921A | JE-921A | ELECTROENCEPHALOGRAPHS |  | 500421 | 03644 | 2016-09-21 | 2017-09-15 | 78010 | NEURODIAGNOSTICS LAB | 2009-08-26 | USD | 4800 | Active | UNIVERSITY NEW MEXICO HOSPITAL
0000073720 | 1083856 | NIHON KOHDEN (AMERICA) INC | JE-921A | JE-921A | ELECTROENCEPHALOGRAPHS |  | 500421 | 03671 | 2016-09-22 | 2017-09-15 | 78010 | NEURODIAGNOSTICS LAB | 2009-08-26 | USD | 4800 | Active | UNIVERSITY NEW MEXICO HOSPITAL
0000073717 | 1083853 | NIHON KOHDEN (AMERICA) INC | JE-921A | JE-921A | ELECTROENCEPHALOGRAPHS |  | 500421 | 03643 | 2016-09-22 | 2017-09-15 | 78010 | NEURODIAGNOSTICS LAB | 2009-08-26 | USD | 4800 | Active | UNIVERSITY NEW MEXICO HOSPITAL
0000073380 | 1083569 | THE KENDALL CO | 3000A-CL | 3000A-CL | THERMOMETERS/ ELECTRONIC |  | NOPO | J0637790 |  | 2017-06-15 | 12220 | MED/SURG SUBACUTE (4-E) | 2009-08-26 | USD | 0.01 | Active | UNIVERSITY NEW MEXICO HOSPITAL
0000073727 | 1083863 | NIHON KOHDEN (AMERICA) INC | NEUROFAX (EEG-9200) | EEG-9200 | ELECTROENCEPHALOGRAPHS |  | 500421 | 7G5Z4J1 | 2016-09-23 | 2017-09-15 | 78010 | NEURODIAGNOSTICS LAB | 2009-08-26 | USD | 26966.25 | Active | UNIVERSITY NEW MEXICO HOSPITAL
0000073724 | 1083860 | NIHON KOHDEN (AMERICA) INC | NEUROFAX (EEG-9200) | EEG-9200 | ELECTROENCEPHALOGRAPHS |  | 500421 | 7G5T4J1 | 2016-09-23 | 2017-09-15 | 78010 | NEURODIAGNOSTICS LAB | 2009-08-26 | USD | 26966.25 | Active | UNIVERSITY NEW MEXICO HOSPITAL
0000073721 | 1083857 | NIHON KOHDEN (AMERICA) INC | NEUROFAX (EEG-9200) | EEG-9200 | ELECTROENCEPHALOGRAPHS |  | 500421 | 7G615J1 | 2016-09-22 | 2017-09-15 | 78010 | NEURODIAGNOSTICS LAB | 2009-08-26 | USD | 26966.25 | Active | UNIVERSITY NEW MEXICO HOSPITAL
0000073718 | 1083854 | NIHON KOHDEN (AMERICA) INC | NEUROFAX (EEG-9200) | EEG-9200 | ELECTROENCEPHALOGRAPHS |  | 500421 | 7G6L5J1 | 2016-09-23 | 2017-09-15 | 78010 | NEURODIAGNOSTICS LAB | 2009-08-26 | USD | 26966.25 | Active | UNIVERSITY NEW MEXICO HOSPITAL
0000064053 | 1140508 | ARJO HOSPITAL EQUIPMENT INC | KMBB4MLU2FUS | MAXI MOVE (KMBB4MLU2 | LIFTS/ PATIENT TRANSFER |  | FOUND | SEE0741290 |  | 2017-06-15 | 12220 | MED/SURG SUBACUTE (4-E) | 2009-08-25 | USD | 0.01 | Active | UNIVERSITY NEW MEXICO HOSPITAL
0000064057 | 1140525 | ARJO HOSPITAL EQUIPMENT INC | HEA0002-US | SARA 3000 (HEA0002-U | SCALES/ PATIENT/ BEDSIDE/ SLING |  | FOUND | STLA0711U020 | 2016-12-14 | 2017-08-15 | 12220 | MED/SURG SUBACUTE (4-E) | 2009-08-25 | USD | 0.01 | Reactivated | UNIVERSITY NEW MEXICO HOSPITAL
0000068659 | 1142853 | HEALTHCARE SERVICE AND SUPPLY | ALP 501 | 501 | COMPRESSION UNITS/ INTERMITTENT |  | 483394 | 19255 | 2012-08-13 | 2013-08-15 | 12250 | ORTHOPEDICS (3-S) | 2009-08-24 | USD | 0.01 | Active | UNIVERSITY NEW MEXICO HOSPITAL
0000073595 | 1083728 | STERIS CORP | HARMONY DUAL LED 585 | HARMONY DUAL LED 585 | LIGHTS/ SURGICAL |  | 494473 | 0407909109 | 2017-06-13 | 2018-06-15 | 15000 | OPERATING ROOM | 2009-08-24 | USD | 30381.35 | Active | UNIVERSITY NEW MEXICO HOSPITAL
0000073594 | 1083727 | STERIS CORP | HARMONY DUAL LED 585 | HARMONY DUAL LED 585 | LIGHTS/ SURGICAL |  | 494473 | 0400609104 | 2017-06-13 | 2018-06-15 | 15000 | OPERATING ROOM | 2009-08-24 | USD | 30381.35 | Active | UNIVERSITY NEW MEXICO HOSPITAL
0000073593 | 1083726 | VTS MEDICAL SYSTEMS INC | VTS-24-HD003 | VTS-24-HD003 | MONITORS/ MEDICAL GRADE DISPLAY |  | 494473 | 240-000586 |  | 2017-06-15 | 15000 | OPERATING ROOM | 2009-08-24 | USD | 6768.29 | Active | UNIVERSITY NEW MEXICO HOSPITAL
0000073596 | 1083729 | STERIS CORP | DF-90 | HARMONY EMS (DF-90) | EQUIPMENT BOOM ARMS |  | 494473 | 0417409085 |  | 2017-06-15 | 15000 | OPERATING ROOM | 2009-08-24 | USD | 28309.95 | Active | UNIVERSITY NEW MEXICO HOSPITAL
0000073589 | 1143288 | WELCH ALLYN INC | 76730 | 76730 | OPHTHALMOSCOPE/OTOSCOPES |  | FOUND | NONE |  | 2017-06-15 | 34655 | DERMATOLOGY CLINIC 1021 MED | 2009-08-21 | USD | 0.01 | Active | UNIVERSITY NEW MEXICO HOSPITAL
0000023136 | 1143287 | WELCH ALLYN INC | 76710 | 76710 | OPHTHALMOSCOPE/OTOSCOPES |  | FOUND | NONE |  | 2017-06-15 | 34655 | DERMATOLOGY CLINIC 1021 MED | 2009-08-21 | USD | 0.01 | Active | UNIVERSITY NEW MEXICO HOSPITAL
0000023144 | 1085530 | WELCH ALLYN INC | 76710 | 76710 | OPHTHALMOSCOPE/OTOSCOPES |  | FOUND | NONE |  | 2017-06-15 | 34655 | DERMATOLOGY CLINIC 1021 MED | 2009-08-21 | USD | 0.01 | Active | UNIVERSITY NEW MEXICO HOSPITAL
0000073483 | 1083575 | EXERGEN CORP | TAT-5000 | TAT-5000 | THERMOMETERS/ ELECTRONIC/ INFRARED |  | 504925 | A153707 |  | 2017-06-15 | 21015 | ED-NORTH | 2009-08-20 | USD | 316 | Active | UNIVERSITY NEW MEXICO HOSPITAL
0000073482 | 1083574 | EXERGEN CORP | TAT-5000 | TAT-5000 | THERMOMETERS/ ELECTRONIC/ INFRARED |  | 504925 | A153747 |  | 2017-06-15 | 21020 | PEDIATRIC EMERGENCY DEPARTMENT | 2009-08-20 | USD | 316 | Active | UNIVERSITY NEW MEXICO HOSPITAL
95331 | 1040627 | MEDTRONIC INC | KANGAROO EPUMP | KANGAROO EPUMP | PUMPS/ ENTERAL FEEDING |  |  | C15131953 | 2016-11-08 | 2017-11-15 | 12480 | CTH REHAB-ORTHO UNIT | 2009-08-19 | USD | 0.01 | Active | UNIVERSITY NEW MEXICO HOSPITAL
95332 | 1040628 | MEDTRONIC INC | KANGAROO EPUMP | KANGAROO EPUMP | PUMPS/ ENTERAL FEEDING |  |  | C15131957 | 2016-11-21 | 2017-11-15 | 12360 | NEUROSCIENCE | 2009-08-19 | USD | 0.01 | Active | UNIVERSITY NEW MEXICO HOSPITAL
0000073588 | 1083714 | MEDTRONIC INC | KANGAROO EPUMP | KANGAROO EPUMP | PUMPS/ ENTERAL FEEDING |  | 503423 | C0515550 | 2016-03-17 | 2016-11-15 | 21015 | ED-NORTH | 2009-08-19 | USD | 0.01 | Reactivated | UNIVERSITY NEW MEXICO HOSPITAL
0000073587 | 1083713 | MEDTRONIC INC | KANGAROO EPUMP | KANGAROO EPUMP | PUMPS/ ENTERAL FEEDING |  | 503423 | C0630633 | 2016-11-07 | 2017-11-15 | 12480 | CTH REHAB-ORTHO UNIT | 2009-08-19 | USD | 0.01 | Active | UNIVERSITY NEW MEXICO HOSPITAL
0000073586 | 1083712 | MEDTRONIC INC | KANGAROO EPUMP | KANGAROO EPUMP | PUMPS/ ENTERAL FEEDING |  | 503423 | C0917550 | 2016-11-07 | 2017-11-15 | 12455 | NEWBORN ICU | 2009-08-19 | USD | 0.01 | Active | UNIVERSITY NEW MEXICO HOSPITAL
0000073585 | 1083711 | MEDTRONIC INC | KANGAROO EPUMP | KANGAROO EPUMP | PUMPS/ ENTERAL FEEDING |  | 503423 | C0415264 | 2016-10-26 | 2017-11-15 | 12455 | NEWBORN ICU | 2009-08-19 | USD | 0.01 | Active | UNIVERSITY NEW MEXICO HOSPITAL
0000073584 | 1083710 | MEDTRONIC INC | KANGAROO EPUMP | KANGAROO EPUMP | PUMPS/ ENTERAL FEEDING |  | 503423 | C0617482 | 2016-11-01 | 2017-11-15 | 12430 | GENERAL PEDIATRICS UNIT | 2009-08-19 | USD | 0.01 | Active | UNIVERSITY NEW MEXICO HOSPITAL
0000073583 | 1083709 | MEDTRONIC INC | KANGAROO EPUMP | KANGAROO EPUMP | PUMPS/ ENTERAL FEEDING |  | 503423 | C0626194 | 2016-11-01 | 2017-11-15 | 12460 | PEDIATRIC ICU | 2009-08-19 | USD | 0.01 | Active | UNIVERSITY NEW MEXICO HOSPITAL
0000073582 | 1083708 | MEDTRONIC INC | KANGAROO EPUMP | KANGAROO EPUMP | PUMPS/ ENTERAL FEEDING |  | 503423 | C0833239 | 2016-11-08 | 2017-11-15 | 12410 | PEDIATRIC SPECIALTY CARE | 2009-08-19 | USD | 0.01 | Active | UNIVERSITY NEW MEXICO HOSPITAL
0000073581 | 1083707 | MEDTRONIC INC | KANGAROO EPUMP | KANGAROO EPUMP | PUMPS/ ENTERAL FEEDING |  | 503423 | C0717588 | 2016-11-01 | 2017-11-15 | 12460 | PEDIATRIC ICU | 2009-08-19 | USD | 0.01 | Active | UNIVERSITY NEW MEXICO HOSPITAL
0000073580 | 1083706 | MEDTRONIC INC | KANGAROO EPUMP | KANGAROO EPUMP | PUMPS/ ENTERAL FEEDING |  | 503423 | C1800235 | 2016-11-03 | 2017-11-15 | 95700 | CLINICAL ENGINEERING | 2009-08-19 | USD | 0.01 | Reactivated | UNIVERSITY NEW MEXICO HOSPITAL
0000073579 | 1083705 | MEDTRONIC INC | KANGAROO EPUMP | KANGAROO EPUMP | PUMPS/ ENTERAL FEEDING |  | 503423 | C1800463 | 2016-11-09 | 2017-11-15 | 12250 | ORTHOPEDICS (3-S) | 2009-08-19 | USD | 0.01 | Reactivated | UNIVERSITY NEW MEXICO HOSPITAL
0000073578 | 1083704 | MEDTRONIC INC | KANGAROO EPUMP | KANGAROO EPUMP | PUMPS/ ENTERAL FEEDING |  | 503423 | C0629016 | 2016-11-12 | 2017-11-15 | 12430 | GENERAL PEDIATRICS UNIT | 2009-08-19 | USD | 0.01 | Active | UNIVERSITY NEW MEXICO HOSPITAL
0000073577 | 1083703 | MEDTRONIC INC | KANGAROO EPUMP | KANGAROO EPUMP | PUMPS/ ENTERAL FEEDING |  | 503423 | C0715905 | 2017-02-15 | 2017-11-15 | 12220 | MED/SURG SUBACUTE (4-E) | 2009-08-19 | USD | 0.01 | Active | UNIVERSITY NEW MEXICO HOSPITAL
0000073576 | 1083702 | MEDTRONIC INC | KANGAROO EPUMP | KANGAROO EPUMP | PUMPS/ ENTERAL FEEDING |  | 503423 | C0917528 | 2016-11-21 | 2017-11-15 | 12360 | NEUROSCIENCE | 2009-08-19 | USD | 0.01 | Active | UNIVERSITY NEW MEXICO HOSPITAL
0000073575 | 1083701 | MEDTRONIC INC | KANGAROO EPUMP | KANGAROO EPUMP | PUMPS/ ENTERAL FEEDING |  | 503423 | C0735449 | 2016-11-30 | 2017-11-15 | 12220 | MED/SURG SUBACUTE (4-E) | 2009-08-19 | USD | 0.01 | Reactivated | UNIVERSITY NEW MEXICO HOSPITAL
0000073574 | 1083700 | MEDTRONIC INC | KANGAROO EPUMP | KANGAROO EPUMP | PUMPS/ ENTERAL FEEDING |  | 503423 | C0917555 | 2016-11-09 | 2017-11-15 | 12360 | NEUROSCIENCE | 2009-08-19 | USD | 0.01 | Reactivated | UNIVERSITY NEW MEXICO HOSPITAL
0000073573 | 1083699 | MEDTRONIC INC | KANGAROO EPUMP | KANGAROO EPUMP | PUMPS/ ENTERAL FEEDING |  | 503423 | C0917545 | 2016-11-08 | 2017-11-15 | 12220 | MED/SURG SUBACUTE (4-E) | 2009-08-19 | USD | 0.01 | Active | UNIVERSITY NEW MEXICO HOSPITAL
0000073572 | 1083698 | MEDTRONIC INC | KANGAROO EPUMP | KANGAROO EPUMP | PUMPS/ ENTERAL FEEDING |  | 503423 | C0719784 | 2016-11-02 | 2017-11-15 | 21015 | ED-NORTH | 2009-08-19 | USD | 0.01 | Active | UNIVERSITY NEW MEXICO HOSPITAL
0000073571 | 1083697 | MEDTRONIC INC | KANGAROO EPUMP | KANGAROO EPUMP | PUMPS/ ENTERAL FEEDING |  | 503423 | C0917527 | 2017-04-26 | 2017-11-15 | 12320 | GENERAL MEDICINE (5-W) | 2009-08-19 | USD | 0.01 | Active | UNIVERSITY NEW MEXICO HOSPITAL
0000073570 | 1083696 | MEDTRONIC INC | KANGAROO EPUMP | KANGAROO EPUMP | PUMPS/ ENTERAL FEEDING |  | 503423 | C0920055 | 2016-11-30 | 2017-11-15 | 12350 | CRC/CTC (5-E) | 2009-08-19 | USD | 0.01 | Active | UNIVERSITY NEW MEXICO HOSPITAL
0000073476 | 1083401 | KARL STORZ ENDOSCOPY-AMERICA INC | 22201020 | 22201020 | CAMERAS/ ENDOSCOPIC |  | FOUND | CB650030 |  | 2017-06-15 | 15500 | OSIS OPERATING ROOM | 2009-08-18 | USD | 0.01 | Active | UNIVERSITY NEW MEXICO HOSPITAL
0000073475 | 1219982 | KARL STORZ ENDOSCOPY-AMERICA INC | 22201020 | 22201020 | CAMERAS/ ENDOSCOPIC |  | FOUND | DB650265 |  | 2017-06-15 | 15500 | OSIS OPERATING ROOM | 2009-08-18 | USD | 0.01 | Active | UNIVERSITY NEW MEXICO HOSPITAL
0000067458 | 1004774 | KARL STORZ ENDOSCOPY-AMERICA INC | 22201020 | 22201020 | CAMERAS/ ENDOSCOPIC |  | FOUND | EB651784 |  | 2017-06-15 | 15500 | OSIS OPERATING ROOM | 2009-08-18 | USD | 0.01 | Active | UNIVERSITY NEW MEXICO HOSPITAL
67457.1 | 1219753 | KARL STORZ ENDOSCOPY-AMERICA INC | 22201020 | 22201020 | CAMERAS/ ENDOSCOPIC |  | FOUND | GB653501 |  | 2017-06-15 | 15500 | OSIS OPERATING ROOM | 2009-08-18 | USD | 0.01 | Active | UNIVERSITY NEW MEXICO HOSPITAL
0000067456 | 1219752 | KARL STORZ ENDOSCOPY-AMERICA INC | 22201020 | 22201020 | CAMERAS/ ENDOSCOPIC |  | FOUND | GB653225 |  | 2017-06-15 | 15500 | OSIS OPERATING ROOM | 2009-08-18 | USD | 0.01 | Active | UNIVERSITY NEW MEXICO HOSPITAL
0000067455 | 1219751 | SONY CORP OF AMERICA | UP-D55MD | UP-D55MD | PRINTERS/ VIDEO |  | found | 83155 |  | 2017-06-15 | 15500 | OSIS OPERATING ROOM | 2009-08-18 | USD | 0.01 | Active | UNIVERSITY NEW MEXICO HOSPITAL
0000067454 | 1219750 | SONY CORP OF AMERICA | UP-D55MD | UP-D55MD | PRINTERS/ VIDEO |  | found | 83182 |  | 2017-06-15 | 15500 | OSIS OPERATING ROOM | 2009-08-18 | USD | 0.01 | Active | UNIVERSITY NEW MEXICO HOSPITAL
0000067453 | 1004769 | SONY CORP OF AMERICA | UP-D55MD | UP-D55MD | PRINTERS/ VIDEO |  | found | 83179 |  | 2017-06-15 | 15500 | OSIS OPERATING ROOM | 2009-08-18 | USD | 0.01 | Active | UNIVERSITY NEW MEXICO HOSPITAL
0000058558 | 1083669 | MIDMARK CORP | 641-002 | 641 (641-002) | CHAIRS/ EXAMINATION/ TREATMENT |  | 497381 | V747522 |  | 2017-06-15 | 34230 | SURGICAL SPECIALTIES | 2009-08-14 | USD | 10985 | Active | UNIVERSITY NEW MEXICO HOSPITAL
0000073455 | 1083531 | KARL STORZ ENDOSCOPY-AMERICA INC | 26430520 | 26430520 | INSUFFLATORS | 502397 | 502397 | GA0654788 | 2017-06-07 | 2017-12-15 | 15000 | OPERATING ROOM | 2009-08-13 | USD | 1 | Active | UNIVERSITY NEW MEXICO HOSPITAL
0000073458 | 1083535 | KARL STORZ ENDOSCOPY-AMERICA INC | 20133120 | 20133120 | LIGHT SOURCES |  | 502397 | GA0654694 | 2017-06-22 | 2018-06-15 | 15000 | OPERATING ROOM | 2009-08-13 | USD | 1 | Active | UNIVERSITY NEW MEXICO HOSPITAL
0000073454 | 1083530 | KARL STORZ ENDOSCOPY-AMERICA INC | 26430520 | 26430520 | INSUFFLATORS | 502397 | 502397 | GA0654582 | 2017-06-07 | 2017-12-15 | 15000 | OPERATING ROOM | 2009-08-13 | USD | 1 | Active | UNIVERSITY NEW MEXICO HOSPITAL
0000073457 | 1083533 | KARL STORZ ENDOSCOPY-AMERICA INC | 20133120 | 20133120 | LIGHT SOURCES |  | 502397 | EA0653226 | 2017-05-17 | 2018-06-15 | 15000 | OPERATING ROOM | 2009-08-13 | USD | 1 | Active | UNIVERSITY NEW MEXICO HOSPITAL
0000073453 | 1083529 | KARL STORZ ENDOSCOPY-AMERICA INC | 26430520 | 26430520 | INSUFFLATORS | 502422 | 502422 | GA0654786 | 2017-06-09 | 2017-12-15 | 15000 | OPERATING ROOM | 2009-08-13 | USD | 1 | Active | UNIVERSITY NEW MEXICO HOSPITAL
0000073456 | 1083532 | KARL STORZ ENDOSCOPY-AMERICA INC | 20133120 | 20133120 | LIGHT SOURCES | 502422 | 502422 | GA0654590 | 2017-06-20 | 2018-06-15 | 15000 | OPERATING ROOM | 2009-08-13 | USD | 1 | Active | UNIVERSITY NEW MEXICO HOSPITAL
0000073401 | 1083597 | HOSPIRA INC | LIFECARE PCA | 207209 | INFUSION PUMPS/ PATIENT-CONTROLLED ANALGESIC |  | 498933 | 16222503 | 2017-01-30 | 2018-01-15 | 12330 | FAMILY PRACTICE (3-N) | 2009-08-13 | USD | 2300 | Active | UNIVERSITY NEW MEXICO HOSPITAL
0000073383 | 1083579 | HOSPIRA INC | LIFECARE PCA | 207209 | INFUSION PUMPS/ PATIENT-CONTROLLED ANALGESIC |  | 498933 | 16222512 | 2017-01-30 | 2018-01-15 | 15010 | STERILE PROCESSING | 2009-08-13 | USD | 2300 | Active | UNIVERSITY NEW MEXICO HOSPITAL
0000073518 | 1083638 | HOSPIRA INC | LIFECARE PCA | 207209 | INFUSION PUMPS/ PATIENT-CONTROLLED ANALGESIC |  | 498933 | 16222510 | 2017-01-30 | 2018-01-15 | 15010 | STERILE PROCESSING | 2009-08-13 | USD | 2794.9 | Active | UNIVERSITY NEW MEXICO HOSPITAL
0000073516 | 1083636 | HOSPIRA INC | LIFECARE PCA | 207209 | INFUSION PUMPS/ PATIENT-CONTROLLED ANALGESIC |  | 498933 | 16222523 | 2017-01-30 | 2018-01-15 | 15010 | STERILE PROCESSING | 2009-08-13 | USD | 2794.9 | Active | UNIVERSITY NEW MEXICO HOSPITAL
0000073515 | 1083635 | HOSPIRA INC | LIFECARE PCA | 207209 | INFUSION PUMPS/ PATIENT-CONTROLLED ANALGESIC |  | 498933 | 16222602 | 2017-01-30 | 2018-01-15 | 15010 | STERILE PROCESSING | 2009-08-13 | USD | 2794.9 | Active | UNIVERSITY NEW MEXICO HOSPITAL
0000073452 | 1083528 | SONY CORP OF AMERICA | UP-55MD | UP-55MD | PRINTERS/ VIDEO |  | 502397 | 84648 |  | 2017-06-15 | 15000 | OPERATING ROOM | 2009-08-13 | USD | 1 | Active | UNIVERSITY NEW MEXICO HOSPITAL
0000073451 | 1083527 | SONY CORP OF AMERICA | UP-55MD | UP-55MD | PRINTERS/ VIDEO | 502422 | 502422 | 84655 |  | 2017-06-15 | 15000 | OPERATING ROOM | 2009-08-13 | USD | 1 | Active | UNIVERSITY NEW MEXICO HOSPITAL
0000073450 | 1083526 | SONY CORP OF AMERICA | UP-55MD | UP-55MD | PRINTERS/ VIDEO |  | 502397 | 84641 |  | 2017-06-15 | 15000 | OPERATING ROOM | 2009-08-13 | USD | 1 | Active | UNIVERSITY NEW MEXICO HOSPITAL
0000073493 | 1083634 | EXERGEN CORP | TAT-5000 | TAT-5000 | THERMOMETERS/ ELECTRONIC/ INFRARED |  | 504496 | A152610 |  | 2017-06-15 | 12230 | GEN MED/SAC (4-W) | 2009-08-12 | USD | 316.01 | Active | UNIVERSITY NEW MEXICO HOSPITAL
0000073227 | 1083245 | TOSHIBA CORP | PTM90E-05603Y6H | TECRA M9 | COMPUTERS |  | 502392 | 39077008h |  | 2017-06-15 | 78010 | NEURODIAGNOSTICS LAB | 2009-08-12 | USD | 1854 | Active | UNIVERSITY NEW MEXICO HOSPITAL
0000073226 | 1083244 | TOSHIBA CORP | PTM90E-05603Y6H | TECRA M9 | COMPUTERS |  | 502392 | 39077009H |  | 2017-06-15 | 78010 | NEURODIAGNOSTICS LAB | 2009-08-12 | USD | 1854 | Active | UNIVERSITY NEW MEXICO HOSPITAL
0000073373 | 1083562 | CADWELL LABORATORIES INC | POWER MODULE | POWER MODULE | TRANSFORMERS/ ISOLATION |  | 502392 | 0904CX06-03-011 |  | 2017-06-15 | 78010 | NEURODIAGNOSTICS LAB | 2009-08-12 | USD | 4500 | Active | UNIVERSITY NEW MEXICO HOSPITAL
0000073372 | 1083558 | EXERGEN CORP | TAT-5000 | TAT-5000 | THERMOMETERS/ ELECTRONIC/ INFRARED |  | 502708 | A150536 |  | 2017-06-15 | 12410 | PEDIATRIC SPECIALTY CARE | 2009-08-11 | USD | 389.5 | Active | UNIVERSITY NEW MEXICO HOSPITAL
0000073375 | 1083564 | CADWELL LABORATORIES INC | POWER MODULE | POWER MODULE | TRANSFORMERS/ ISOLATION |  | 502392 | 0904CX01-12-003 |  | 2017-06-15 | 78010 | NEURODIAGNOSTICS LAB | 2009-08-11 | USD | 2500 | Active | UNIVERSITY NEW MEXICO HOSPITAL
0000073364 | 1083550 | EXERGEN CORP | TAT-5000 | TAT-5000 | THERMOMETERS/ ELECTRONIC/ INFRARED |  | 502708 | A151331 |  | 2017-06-15 | 12410 | PEDIATRIC SPECIALTY CARE | 2009-08-11 | USD | 389.5 | Active | UNIVERSITY NEW MEXICO HOSPITAL
0000073379 | 1083568 | SCIENTIFIC DEVICE LABORATORY INC | OSP-A601 | OSP-A601 | HOT PLATES/ STIRRING |  | 502242 | HB175-BC |  | 2017-06-15 | 34655 | DERMATOLOGY CLINIC 1021 MED | 2009-08-11 | USD | 8077 | Active | UNIVERSITY NEW MEXICO HOSPITAL
0000073363 | 1083549 | EXERGEN CORP | TAT-5000 | TAT-5000 | THERMOMETERS/ ELECTRONIC/ INFRARED |  | 502708 | A150240 |  | 2017-06-15 | 12410 | PEDIATRIC SPECIALTY CARE | 2009-08-11 | USD | 389.5 | Active | UNIVERSITY NEW MEXICO HOSPITAL
0000073378 | 1083567 | SCIENTIFIC DEVICE LABORATORY INC | OSP-A601 | OSP-A601 | HOT PLATES/ STIRRING |  | 502242 | HB173-BC |  | 2017-06-15 | 34655 | DERMATOLOGY CLINIC 1021 MED | 2009-08-11 | USD | 8077 | Active | UNIVERSITY NEW MEXICO HOSPITAL
0000073360 | 1083546 | EXERGEN CORP | TAT-5000 | TAT-5000 | THERMOMETERS/ ELECTRONIC/ INFRARED |  | 502708 | A150541 |  | 2017-06-15 | 12410 | PEDIATRIC SPECIALTY CARE | 2009-08-11 | USD | 389.5 | Active | UNIVERSITY NEW MEXICO HOSPITAL
0000073341 | 1083522 | BD | TURBO TEMP | TURBO TEMP | THERMOMETERS/ ELECTRONIC |  | 497998 | 12937490 |  | 2017-06-15 | 12460 | PEDIATRIC ICU | 2009-08-11 | USD | 403.76 | Active | UNIVERSITY NEW MEXICO HOSPITAL
0000073340 | 1083521 | BD | TURBO TEMP | TURBO TEMP | THERMOMETERS/ ELECTRONIC |  | 497998 | 12937437 |  | 2017-06-15 | 12460 | PEDIATRIC ICU | 2009-08-11 | USD | 403.76 | Active | UNIVERSITY NEW MEXICO HOSPITAL
0000073374 | 1083563 | CADWELL LABORATORIES INC | TCS-1 | TCS-1 | STIMULATORS/ ELECTRICAL/ NEUROMUSCULAR |  | 502392 | 0904CX12-05-009 | 2016-04-27 | 2016-09-15 | 78010 | NEURODIAGNOSTICS LAB | 2009-08-11 | USD | 2500 | Reactivated | UNIVERSITY NEW MEXICO HOSPITAL
0000073228 | 1083561 | CADWELL LABORATORIES INC | CASCADE ELITE | CASCADE ELITE | MICROELECTRODE AMPLIFIERS |  | 502392 | 0904CA001259 | 2016-09-01 | 2017-09-15 | 78010 | NEURODIAGNOSTICS LAB | 2009-08-11 | USD | 34000 | Active | UNIVERSITY NEW MEXICO HOSPITAL
0000058557 | 1083633 | RELIANCE MEDICAL PRODUCTS INC | 425 | 425 | CABINETS/ TREATMENT/ ULTRAVIOLET |  | 494043 | 842503B0709020 | 2016-10-01 | 2017-10-15 | 32040 | NE HEIGHTS CLINIC | 2009-08-11 | USD | 6016 | Active | UNIVERSITY NEW MEXICO HOSPITAL
0000073339 | 1083518 | KARL STORZ ENDOSCOPY-AMERICA INC | 26430520 | 26430520 | INSUFFLATORS |  | 502406 | GA0654583 | 2017-06-20 | 2017-12-15 | 15000 | OPERATING ROOM | 2009-08-10 | USD | 11280.01 | Active | UNIVERSITY NEW MEXICO HOSPITAL
0000073448 | 1083517 | COOK VASCULAR INC A COOK GROUP CO | DP-M150 | DP-M150 | BLOOD-FLOW DETECTORS/ ULTRASONIC |  | FOUND | 511R |  | 2017-06-15 | 15000 | OPERATING ROOM | 2009-08-10 | USD | 0.01 | Active | UNIVERSITY NEW MEXICO HOSPITAL
0000073733 | 1083869 | DELL INC | NO MODEL NAME | OPTIPLEX (755) | COMPUTERS |  | 502792 | 5JL5WH1 |  | 2017-06-15 | 34315 | CLINICAL NEUROSCIENCE CENTER | 2009-08-07 | USD | 0.01 | Active | UNIVERSITY NEW MEXICO HOSPITAL
0000073736 | 1083870 | NIHON KOHDEN (AMERICA) INC | MEB-9400A | NEUROPACK MEB-9400A | ELECTROMYOGRAPHS |  | 502792 | 00200 | 2016-10-01 | 2017-10-15 | 34340 | PAIN CLINIC | 2009-08-07 | USD | 0.01 | Reactivated | UNIVERSITY NEW MEXICO HOSPITAL
0000073350 | 1083525 | GE HEALTHCARE | PRN-50 | PRN-50 | MODULES/ RECORDERS |  | FOUND | RPV07382756GA |  | 2017-06-15 | 70010 | DIGESTIVE DISEASE PROCEDURES | 2009-08-06 | USD | 0.01 | Active | UNIVERSITY NEW MEXICO HOSPITAL
0000068981 | 1143278 | THE KENDALL CO | FIRSTEMP GENIUS 3000A | FIRSTEMP GENIUS 3000A | THERMOMETERS/ ELECTRONIC/ INFRARED/ EAR |  | REPLACN68357 | J0816167 |  | 2017-06-15 | 12130 | TRAUMA/SURGICAL ICU | 2009-08-03 | USD | 0.01 | Active | UNIVERSITY NEW MEXICO HOSPITAL
0000068980 | 1143277 | THE KENDALL CO | FIRSTEMP GENIUS 3000A | FIRSTEMP GENIUS 3000A | THERMOMETERS/ ELECTRONIC/ INFRARED/ EAR |  | REPLACN60787 | J0541284 |  | 2017-06-15 | 12130 | TRAUMA/SURGICAL ICU | 2009-08-03 | USD | 120 | Active | UNIVERSITY NEW MEXICO HOSPITAL
0000073447 | 1083409 | PULSION MEDICAL SYSTEMS | DVG-SPC 5013 | PC 8500 | MONITORING SYSTEMS/ PHYSIOLOGIC |  | 496628 | I088500596 | 2017-05-01 | 2018-05-15 | 12130 | TRAUMA/SURGICAL ICU | 2009-08-03 | USD | 18000 | Active | UNIVERSITY NEW MEXICO HOSPITAL
0000073464 | 1083490 | KARL STORZ ENDOSCOPY-AMERICA INC | 20132120 | 20132120 | LIGHT SOURCES |  | 502401 | GA0654683 | 2017-05-11 | 2018-05-15 | 15500 | OSIS OPERATING ROOM | 2009-07-31 | USD | 7403.5 | Active | UNIVERSITY NEW MEXICO HOSPITAL
0000073470 | 1083486 | KARL STORZ ENDOSCOPY-AMERICA INC | 20132120 | 20132120 | LIGHT SOURCES |  | 502401 | GA0654700 | 2017-05-01 | 2018-05-15 | 15500 | OSIS OPERATING ROOM | 2009-07-30 | USD | 7403.5 | Active | UNIVERSITY NEW MEXICO HOSPITAL
0000073256 | 1083278 | MEDFUSION INC | 3500 | 3500 | INFUSION PUMPS |  | 496800 | M66158 | 2017-06-19 | 2018-06-15 | 15055 | ANESTHESIA | 2009-07-30 | USD | 3090 | Active | UNIVERSITY NEW MEXICO HOSPITAL
0000073255 | 1083277 | MEDFUSION INC | 3500 | 3500 | INFUSION PUMPS |  | 496800 | M66156 | 2017-06-27 | 2018-06-15 | 15055 | ANESTHESIA | 2009-07-30 | USD | 3090 | Active | UNIVERSITY NEW MEXICO HOSPITAL
0000073254 | 1083276 | MEDFUSION INC | 3500 | 3500 | INFUSION PUMPS |  | 496800 | M66159 | 2017-06-30 | 2018-06-15 | 15055 | ANESTHESIA | 2009-07-30 | USD | 3090 | Active | UNIVERSITY NEW MEXICO HOSPITAL
0000073253 | 1083275 | MEDFUSION INC | 3500 | 3500 | INFUSION PUMPS |  | 496800 | M66154 | 2017-06-22 | 2018-06-15 | 15055 | ANESTHESIA | 2009-07-30 | USD | 3090 | Active | UNIVERSITY NEW MEXICO HOSPITAL
0000073252 | 1083274 | MEDFUSION INC | 3500 | 3500 | INFUSION PUMPS |  | 496800 | M66161 | 2017-06-22 | 2018-06-15 | 15055 | ANESTHESIA | 2009-07-30 | USD | 3090 | Active | UNIVERSITY NEW MEXICO HOSPITAL
0000073251 | 1083273 | MEDFUSION INC | 3500 | 3500 | INFUSION PUMPS |  | 496800 | M66160 | 2017-06-28 | 2018-06-15 | 15055 | ANESTHESIA | 2009-07-30 | USD | 3090 | Active | UNIVERSITY NEW MEXICO HOSPITAL
0000073259 | 1083281 | MEDFUSION INC | 3500 | 3500 | INFUSION PUMPS |  | 496800 | M66152 | 2016-12-15 | 2017-06-15 | 15055 | ANESTHESIA | 2009-07-30 | USD | 3090 | Active | UNIVERSITY NEW MEXICO HOSPITAL
0000073258 | 1083280 | MEDFUSION INC | 3500 | 3500 | INFUSION PUMPS |  | 496800 | M66153 | 2017-06-13 | 2018-06-15 | 15055 | ANESTHESIA | 2009-07-30 | USD | 3090 | Active | UNIVERSITY NEW MEXICO HOSPITAL
0000073257 | 1083279 | MEDFUSION INC | 3500 | 3500 | INFUSION PUMPS |  | 496800 | M66155 | 2017-07-17 | 2018-06-15 | 15055 | ANESTHESIA | 2009-07-30 | USD | 3090 | Active | UNIVERSITY NEW MEXICO HOSPITAL
0000073289 | 1083398 | ZOLL MEDICAL CORP | AED PRO | AED PRO | DEFIBRILLATORS/ EXTERNAL/ AUTOMATED |  | FOUND | AA05F000900 | 2017-07-21 | 2018-01-15 | 95700 | CLINICAL ENGINEERING | 2009-07-29 | USD | 0.01 | Active | UNIVERSITY NEW MEXICO HOSPITAL
0000073330 | 1083436 | PHILIPS HEALTHCARE | BILICHEK | BILICHEK | BILIRUBINOMETERS |  | found | 02547 | 2011-07-29 | 2011-07-15 | 32025 | FAMILY PRACTICE CLINIC | 2009-07-29 | USD | 0.01 | Active | UNIVERSITY NEW MEXICO HOSPITAL
0000073466 | 1219975 | KARL STORZ ENDOSCOPY-AMERICA INC | 26430520 | 26430520 | INSUFFLATORS |  | 502401 | GA0654795 | 2017-05-11 | 2017-11-15 | 15500 | OSIS OPERATING ROOM | 2009-07-29 | USD | 9616.75 | Active | UNIVERSITY NEW MEXICO HOSPITAL
0000073461 | 1083488 | KARL STORZ ENDOSCOPY-AMERICA INC | 22201020 | 22201020 | CAMERAS/ ENDOSCOPIC |  | 502401 | AB646914-P |  | 2017-06-15 | 15500 | OSIS OPERATING ROOM | 2009-07-29 | USD | 12500 | Active | UNIVERSITY NEW MEXICO HOSPITAL
0000073460 | 1083487 | KARL STORZ ENDOSCOPY-AMERICA INC | 26430520 | 26430520 | INSUFFLATORS |  | 502401 | GA0654797 | 2017-05-18 | 2017-11-15 | 15500 | OSIS OPERATING ROOM | 2009-07-29 | USD | 9616.75 | Active | UNIVERSITY NEW MEXICO HOSPITAL
0000073474 | 1219981 | SONY CORP OF AMERICA | UP-D55MD | UP-D55MD | PRINTERS/ VIDEO |  | 502401 | 83483 |  | 2017-06-15 | 15500 | OSIS OPERATING ROOM | 2009-07-29 | USD | 5287.5 | Active | UNIVERSITY NEW MEXICO HOSPITAL
0000073472 | 1219979 | NATIONAL DISPLAY SYSTEMS | WIDEVIEW | SC-WU23-A1511 | MONITORS/ VIDEO |  | 502401 | 08-126619 |  | 2017-06-15 | 15500 | OSIS OPERATING ROOM | 2009-07-29 | USD | 5200 | Active | UNIVERSITY NEW MEXICO HOSPITAL
0000073473 | 1219980 | SONY CORP OF AMERICA | UP-D55MD | UP-D55MD | PRINTERS/ VIDEO |  | 502401 | 83501 |  | 2017-06-15 | 15500 | OSIS OPERATING ROOM | 2009-07-29 | USD | 5287.5 | Active | UNIVERSITY NEW MEXICO HOSPITAL
0000073471 | 1219978 | NATIONAL DISPLAY SYSTEMS | WIDEVIEW | SC-WU23-A1511 | MONITORS/ VIDEO |  | 502401 | 08-127982 |  | 2017-06-15 | 15500 | OSIS OPERATING ROOM | 2009-07-29 | USD | 5200 | Active | UNIVERSITY NEW MEXICO HOSPITAL
0000073426 | 1219970 | SIEMENS MEDICAL SYSTEMS INC | SOMATOM DEFINITION AS 20 | SOMATOM DEFINITION AS 20 | SCANNING SYSTEMS/ COMPUTED TOMOGRAPHY |  | H459677 | 60500 | 2017-01-18 | 2017-07-15 | 75090 | OSIS CT SCAN | 2009-07-29 | USD | 1900000 | Active | UNIVERSITY NEW MEXICO HOSPITAL
0000064862 | 1003084 | TYCO HEALTHCARE GROUP | SURGISTAT 2 | SURGISTAT 2 | ELECTROSURGICAL UNITS/ MONOPOLAR/ BIPOLAR |  | 487050 | vl4408051 | 2017-07-14 | 2018-01-15 | 32025 | FAMILY PRACTICE CLINIC | 2009-07-28 | USD | 2561 | Active | UNIVERSITY NEW MEXICO HOSPITAL
0000073329 | 1083435 | ZOLL MEDICAL CORP | AED PLUS | AED PLUS | DEFIBRILLATORS/ EXTERNAL/ AUTOMATED |  | found | x09a386311 | 2017-01-31 | 2017-07-15 | 9025 | CLINICAL AND TRANSLATIONAL SCIENCE CENTER (07) | 2009-07-28 | USD | 0.01 | Active | UNIVERSITY NEW MEXICO HOSPITAL
0000073249 | 1143255 | THE KENDALL CO | FIRSTEMP GENIUS 3000A | FIRSTEMP GENIUS 3000A | THERMOMETERS/ ELECTRONIC/ INFRARED/ EAR |  | REPLACE 5825 | J0815315 |  | 2017-06-15 | 21015 | ED-NORTH | 2009-07-27 | USD | 0.01 | Active | UNIVERSITY NEW MEXICO HOSPITAL
0000073247 | 1143256 | THE KENDALL CO | FIRSTEMP GENIUS 3000A | FIRSTEMP GENIUS 3000A | THERMOMETERS/ ELECTRONIC/ INFRARED/ EAR |  | REPLACE 4521 | J0650140 |  | 2017-06-15 | 12035 | UPC INPATIENT ADULT SERVICES | 2009-07-27 | USD | 0.01 | Active | UNIVERSITY NEW MEXICO HOSPITAL
0000073244 | 1143259 | THE KENDALL CO | FIRSTEMP GENIUS 3000A | FIRSTEMP GENIUS 3000A | THERMOMETERS/ ELECTRONIC/ INFRARED/ EAR |  | REPLACE 5298 | J0718359 |  | 2017-06-15 | 34150 | PEDIATRICS CLINIC | 2009-07-27 | USD | 0.01 | Active | UNIVERSITY NEW MEXICO HOSPITAL
0000073422 | 1083444 | HOLOGIC INC | SCHICK DISCOVERY DEN | 531154 | DENSITOMETERS/ BONE/ X-RAY |  | H502258 | 84285 | 2011-11-23 | 2012-11-15 | 34530 | ORTHOPAEDICS FACULTY CLINIC | 2009-07-24 | USD | 34000 | Active | UNIVERSITY NEW MEXICO HOSPITAL
0000073326 | 1083110 | TYCO HEALTHCARE GROUP | GENIUS II | GENIUS II | THERMOMETERS/ ELECTRONIC/ INFRARED/ EAR |  | 492937 | N09022359 |  | 2017-06-15 | 12035 | UPC INPATIENT ADULT SERVICES | 2009-07-23 | USD | 630 | Active | UNIVERSITY NEW MEXICO HOSPITAL
0000073444 | 1083477 | TYCO HEALTHCARE GROUP | GENIUS II | GENIUS II | THERMOMETERS/ ELECTRONIC/ INFRARED/ EAR |  | 493263 | N09024827 |  | 2017-06-15 | 12035 | UPC INPATIENT ADULT SERVICES | 2009-07-22 | USD | 630 | Active | UNIVERSITY NEW MEXICO HOSPITAL
0000073225 | 1083243 | HEALTHCARE SERVICE AND SUPPLY | ALP 501 | 501 | COMPRESSION UNITS/ INTERMITTENT |  | na | 2585 | 2013-05-06 | 2014-05-15 | 12250 | ORTHOPEDICS (3-S) | 2009-07-22 | USD | 0.01 | Active | UNIVERSITY NEW MEXICO HOSPITAL
0000068438 | 1143172 | HUNTLEIGH HEALTHCARE LTD | FLEXI DOPPLEX | D930 | FETAL HEART DETECTORS/ ULTRASONIC |  | 487701 | FD2P 3 0208431-08 |  | 2017-06-15 | 30115 | SE HEIGHTS CLINIC-SAN PABLO | 2009-07-17 | USD | 959.74 | Active | UNIVERSITY NEW MEXICO HOSPITAL
0000073084 | 1083108 | BD | LTV-1200 | LTV-1200 | VENTILATORS |  | BC3000004966 | E30233 | 2016-12-01 | 2017-12-15 | 70060 | FIXED WING TRANSPORT | 2009-07-16 | USD | 12801.91 | Active | UNIVERSITY NEW MEXICO HOSPITAL
0000073320 | 1083429 | ROCHE DIAGNOSTICS CORP | ACCU-CHECK INFORM | ACCU-CHECK INFORM | ANALYZERS/ POINT-OF-CARE/ WHOLE BLOOD/ GLUCOSE |  | REPLACN62760 | UJ66008070 | 2009-07-16 | 2017-06-15 | 90030 | LAB - ADMIN | 2009-07-16 | USD | 0.01 | Active | UNIVERSITY NEW MEXICO HOSPITAL
0000073083 | 1083107 | BD | LTV-1200 | LTV-1200 | VENTILATORS |  | BC3000004966 | E30235 | 2016-12-01 | 2017-12-15 | 70060 | FIXED WING TRANSPORT | 2009-07-16 | USD | 12801.91 | Active | UNIVERSITY NEW MEXICO HOSPITAL
0000073328 | 1083408 | POSSIS MEDICAL INC | ANGIOJET ULTRA | 555232 | CATHETERS/ VASCULAR/ EMBOLECTOMY/ THROMBECTOMY/ FR |  | 500070 | U3222 | 2017-03-29 | 2018-03-15 | 75025 | RADIOLOGY - INTERVENTIONAL RAD | 2009-07-16 | USD | 1 | Active | UNIVERSITY NEW MEXICO HOSPITAL
0000073148 | 1219912 | MEDTRONIC INC | KANGAROO EPUMP | KANGAROO EPUMP | PUMPS/ ENTERAL FEEDING |  | 498449 | C1900036 | 2016-11-01 | 2017-11-15 | 12240 | GENERAL SURGERY (6-S) | 2009-07-10 | USD | 0.01 | Active | UNIVERSITY NEW MEXICO HOSPITAL
0000073147 | 1083185 | MEDTRONIC INC | KANGAROO EPUMP | KANGAROO EPUMP | PUMPS/ ENTERAL FEEDING |  | 498449 | C1900106 | 2016-11-17 | 2017-11-15 | 12130 | TRAUMA/SURGICAL ICU | 2009-07-10 | USD | 0.01 | Active | UNIVERSITY NEW MEXICO HOSPITAL
0000073175 | 1083217 | MEDTRONIC INC | KANGAROO EPUMP | KANGAROO EPUMP | PUMPS/ ENTERAL FEEDING |  | 498449 | C1900109 | 2016-11-28 | 2017-11-15 | 12460 | PEDIATRIC ICU | 2009-07-10 | USD | 0.01 | Active | UNIVERSITY NEW MEXICO HOSPITAL
0000073174 | 1083218 | MEDTRONIC INC | KANGAROO EPUMP | KANGAROO EPUMP | PUMPS/ ENTERAL FEEDING |  | 498449 | C1900069 | 2016-11-09 | 2017-11-15 | 95700 | CLINICAL ENGINEERING | 2009-07-10 | USD | 0.01 | Active | UNIVERSITY NEW MEXICO HOSPITAL
0000073173 | 1083220 | MEDTRONIC INC | KANGAROO EPUMP | KANGAROO EPUMP | PUMPS/ ENTERAL FEEDING |  | 498449 | C1900041 | 2016-11-12 | 2017-11-15 | 12360 | NEUROSCIENCE | 2009-07-10 | USD | 0.01 | Active | UNIVERSITY NEW MEXICO HOSPITAL
0000073172 | 1083221 | MEDTRONIC INC | KANGAROO EPUMP | KANGAROO EPUMP | PUMPS/ ENTERAL FEEDING |  | 498449 | C1900094 | 2016-12-21 | 2017-11-15 | 12360 | NEUROSCIENCE | 2009-07-10 | USD | 0.01 | Active | UNIVERSITY NEW MEXICO HOSPITAL
0000073171 | 1083166 | MEDTRONIC INC | KANGAROO EPUMP | KANGAROO EPUMP | PUMPS/ ENTERAL FEEDING |  | 498449 | C1900398 | 2016-11-30 | 2017-11-15 | 12220 | MED/SURG SUBACUTE (4-E) | 2009-07-10 | USD | 0.01 | Active | UNIVERSITY NEW MEXICO HOSPITAL
0000073170 | 1083163 | MEDTRONIC INC | KANGAROO EPUMP | KANGAROO EPUMP | PUMPS/ ENTERAL FEEDING |  | 498449 | C1900073 | 2016-11-16 | 2017-11-15 | 12460 | PEDIATRIC ICU | 2009-07-10 | USD | 0.01 | Active | UNIVERSITY NEW MEXICO HOSPITAL
0000073169 | 1219933 | MEDTRONIC INC | KANGAROO EPUMP | KANGAROO EPUMP | PUMPS/ ENTERAL FEEDING |  | 498449 | C1900074 | 2016-11-08 | 2017-11-15 | 12460 | PEDIATRIC ICU | 2009-07-10 | USD | 0.01 | Active | UNIVERSITY NEW MEXICO HOSPITAL
0000073168 | 1083165 | MEDTRONIC INC | KANGAROO EPUMP | KANGAROO EPUMP | PUMPS/ ENTERAL FEEDING |  | 498449 | C1900379 | 2016-11-16 | 2017-11-15 | 12340 | SURGICAL SPECIALITY UNIT (4-S) | 2009-07-10 | USD | 0.01 | Reactivated | UNIVERSITY NEW MEXICO HOSPITAL
0000073167 | 1083162 | MEDTRONIC INC | KANGAROO EPUMP | KANGAROO EPUMP | PUMPS/ ENTERAL FEEDING |  | 498449 | C1900336 | 2017-01-01 | 2018-01-15 | 12035 | UPC INPATIENT ADULT SERVICES | 2009-07-10 | USD | 0.01 | Active | UNIVERSITY NEW MEXICO HOSPITAL
0000073166 | 1083161 | MEDTRONIC INC | KANGAROO EPUMP | KANGAROO EPUMP | PUMPS/ ENTERAL FEEDING |  | 498449 | C1900390 | 2016-11-01 | 2017-11-15 | 12035 | UPC INPATIENT ADULT SERVICES | 2009-07-10 | USD | 0.01 | Active | UNIVERSITY NEW MEXICO HOSPITAL
0000073165 | 1083167 | MEDTRONIC INC | KANGAROO EPUMP | KANGAROO EPUMP | PUMPS/ ENTERAL FEEDING |  | 49844 | C1900046 | 2016-11-16 | 2017-11-15 | 12220 | MED/SURG SUBACUTE (4-E) | 2009-07-10 | USD | 0.01 | Active | UNIVERSITY NEW MEXICO HOSPITAL
0000073164 | 1083158 | MEDTRONIC INC | KANGAROO EPUMP | KANGAROO EPUMP | PUMPS/ ENTERAL FEEDING |  | 498449 | C1900080 | 2016-11-09 | 2017-11-15 | 12110 | NEUROSCIENCE ICU | 2009-07-10 | USD | 0.01 | Active | UNIVERSITY NEW MEXICO HOSPITAL
0000073188 | 1083193 | MEDTRONIC INC | KANGAROO EPUMP | KANGAROO EPUMP | PUMPS/ ENTERAL FEEDING |  | 498449 | C1900110 | 2016-11-16 | 2017-11-15 | 95700 | CLINICAL ENGINEERING | 2009-07-10 | USD | 0.01 | Reactivated | UNIVERSITY NEW MEXICO HOSPITAL
0000073163 | 1083159 | MEDTRONIC INC | KANGAROO EPUMP | KANGAROO EPUMP | PUMPS/ ENTERAL FEEDING |  | 498449 | C1900050 | 2016-11-01 | 2017-11-15 | 12210 | CORONARY CARE SUBACUTE | 2009-07-10 | USD | 0.01 | Active | UNIVERSITY NEW MEXICO HOSPITAL
0000073162 | 1084636 | MEDTRONIC INC | KANGAROO EPUMP | KANGAROO EPUMP | PUMPS/ ENTERAL FEEDING |  | 498449 | C1900327 | 2016-11-15 | 2017-11-15 | 12320 | GENERAL MEDICINE (5-W) | 2009-07-10 | USD | 0.01 | Active | UNIVERSITY NEW MEXICO HOSPITAL
0000073161 | 1083213 | MEDTRONIC INC | KANGAROO EPUMP | KANGAROO EPUMP | PUMPS/ ENTERAL FEEDING |  | 498449 | C1900323 | 2016-11-08 | 2017-11-15 | 12430 | GENERAL PEDIATRICS UNIT | 2009-07-10 | USD | 0.01 | Active | UNIVERSITY NEW MEXICO HOSPITAL
0000073132 | 1083143 | MEDTRONIC INC | KANGAROO EPUMP | KANGAROO EPUMP | PUMPS/ ENTERAL FEEDING |  | 49844 | C1900301 | 2016-11-08 | 2017-11-15 | 12230 | GEN MED/SAC (4-W) | 2009-07-10 | USD | 0.01 | Active | UNIVERSITY NEW MEXICO HOSPITAL
0000073131 | 1219895 | MEDTRONIC INC | KANGAROO EPUMP | KANGAROO EPUMP | PUMPS/ ENTERAL FEEDING |  | 498449 | C1900315 | 2016-11-21 | 2017-11-15 | 12220 | MED/SURG SUBACUTE (4-E) | 2009-07-10 | USD | 0.01 | Active | UNIVERSITY NEW MEXICO HOSPITAL
0000073187 | 1219951 | MEDTRONIC INC | KANGAROO EPUMP | KANGAROO EPUMP | PUMPS/ ENTERAL FEEDING |  | 498449 | C1900303 | 2016-11-21 | 2017-11-15 | 12130 | TRAUMA/SURGICAL ICU | 2009-07-10 | USD | 0.01 | Active | UNIVERSITY NEW MEXICO HOSPITAL
0000073186 | 1083191 | MEDTRONIC INC | KANGAROO EPUMP | KANGAROO EPUMP | PUMPS/ ENTERAL FEEDING |  | 498449 | C1900304 | 2016-11-09 | 2017-11-15 | 12220 | MED/SURG SUBACUTE (4-E) | 2009-07-10 | USD | 0.01 | Active | UNIVERSITY NEW MEXICO HOSPITAL
0000073185 | 1219949 | MEDTRONIC INC | KANGAROO EPUMP | KANGAROO EPUMP | PUMPS/ ENTERAL FEEDING |  | 498449 | C1900318 | 2016-11-28 | 2017-11-15 | 12360 | NEUROSCIENCE | 2009-07-10 | USD | 0.01 | Active | UNIVERSITY NEW MEXICO HOSPITAL
0000073160 | 1083214 | MEDTRONIC INC | KANGAROO EPUMP | KANGAROO EPUMP | PUMPS/ ENTERAL FEEDING |  | 498449 | C1900322 | 2016-11-07 | 2017-11-15 | 12430 | GENERAL PEDIATRICS UNIT | 2009-07-10 | USD | 0.01 | Reactivated | UNIVERSITY NEW MEXICO HOSPITAL
0000073159 | 1083180 | MEDTRONIC INC | KANGAROO EPUMP | KANGAROO EPUMP | PUMPS/ ENTERAL FEEDING |  | 498449 | C1900352 | 2016-11-12 | 2017-11-15 | 15040 | PACU (RECOVERY ROOM 1) | 2009-07-10 | USD | 0.01 | Active | UNIVERSITY NEW MEXICO HOSPITAL
0000073158 | 1083211 | MEDTRONIC INC | KANGAROO EPUMP | KANGAROO EPUMP | PUMPS/ ENTERAL FEEDING |  | 498449 | C1900305 | 2016-11-07 | 2017-11-15 | 12430 | GENERAL PEDIATRICS UNIT | 2009-07-10 | USD | 0.01 | Active | UNIVERSITY NEW MEXICO HOSPITAL
0000073130 | 1083141 | MEDTRONIC INC | KANGAROO EPUMP | KANGAROO EPUMP | PUMPS/ ENTERAL FEEDING |  | 498449 | C1900361 | 2016-11-16 | 2017-11-15 | 12350 | CRC/CTC (5-E) | 2009-07-10 | USD | 0.01 | Reactivated | UNIVERSITY NEW MEXICO HOSPITAL
0000073129 | 1083140 | MEDTRONIC INC | KANGAROO EPUMP | KANGAROO EPUMP | PUMPS/ ENTERAL FEEDING |  | 498449 | C1900363 | 2016-11-12 | 2017-11-15 | 12310 | ADULT ONCOLOGY MED/SURG | 2009-07-10 | USD | 0.01 | Active | UNIVERSITY NEW MEXICO HOSPITAL
0000073128 | 1083139 | MEDTRONIC INC | KANGAROO EPUMP | KANGAROO EPUMP | PUMPS/ ENTERAL FEEDING |  | 498449 | C1900113 | 2016-11-21 | 2017-11-15 | 12310 | ADULT ONCOLOGY MED/SURG | 2009-07-10 | USD | 0.01 | Reactivated | UNIVERSITY NEW MEXICO HOSPITAL
0000073184 | 1083233 | MEDTRONIC INC | KANGAROO EPUMP | KANGAROO EPUMP | PUMPS/ ENTERAL FEEDING |  | 498449 | C1900342 | 2016-11-09 | 2017-11-15 | 12350 | CRC/CTC (5-E) | 2009-07-10 | USD | 0.01 | Active | UNIVERSITY NEW MEXICO HOSPITAL
0000073183 | 1083232 | MEDTRONIC INC | KANGAROO EPUMP | KANGAROO EPUMP | PUMPS/ ENTERAL FEEDING |  | 498449 | C1900330 | 2015-11-01 | 2016-11-15 | 12015 | PEDIATRIC INFUSION UNIT PIU | 2009-07-10 | USD | 0.01 | Active | UNIVERSITY NEW MEXICO HOSPITAL
0000073182 | 1083231 | MEDTRONIC INC | KANGAROO EPUMP | KANGAROO EPUMP | PUMPS/ ENTERAL FEEDING |  | 498449 | C1900325 | 2016-11-01 | 2017-11-15 | 12430 | GENERAL PEDIATRICS UNIT | 2009-07-10 | USD | 0.01 | Active | UNIVERSITY NEW MEXICO HOSPITAL
0000073156 | 1083182 | MEDTRONIC INC | KANGAROO EPUMP | KANGAROO EPUMP | PUMPS/ ENTERAL FEEDING |  | 498449 | C13022358 | 2016-11-12 | 2017-11-15 | 12430 | GENERAL PEDIATRICS UNIT | 2009-07-10 | USD | 0.01 | Reactivated | UNIVERSITY NEW MEXICO HOSPITAL
0000073155 | 1083181 | MEDTRONIC INC | KANGAROO EPUMP | KANGAROO EPUMP | PUMPS/ ENTERAL FEEDING |  | 498449 | C1900313 | 2016-11-01 | 2017-11-15 | 12430 | GENERAL PEDIATRICS UNIT | 2009-07-10 | USD | 0.01 | Active | UNIVERSITY NEW MEXICO HOSPITAL
0000073127 | 1083138 | MEDTRONIC INC | KANGAROO EPUMP | KANGAROO EPUMP | PUMPS/ ENTERAL FEEDING |  | 498449 | C1900388 | 2016-11-30 | 2017-11-15 | 12320 | GENERAL MEDICINE (5-W) | 2009-07-10 | USD | 0.01 | Reactivated | UNIVERSITY NEW MEXICO HOSPITAL
0000073126 | 1083137 | MEDTRONIC INC | KANGAROO EPUMP | KANGAROO EPUMP | PUMPS/ ENTERAL FEEDING |  | 498449 | C1900333 | 2016-11-08 | 2017-11-15 | 12130 | TRAUMA/SURGICAL ICU | 2009-07-10 | USD | 0.01 | Active | UNIVERSITY NEW MEXICO HOSPITAL
0000073125 | 1083136 | MEDTRONIC INC | KANGAROO EPUMP | KANGAROO EPUMP | PUMPS/ ENTERAL FEEDING |  | 498449 | C1900308 | 2016-11-09 | 2017-11-15 | 12360 | NEUROSCIENCE | 2009-07-10 | USD | 0.01 | Active | UNIVERSITY NEW MEXICO HOSPITAL
0000073181 | 1083222 | MEDTRONIC INC | KANGAROO EPUMP | KANGAROO EPUMP | PUMPS/ ENTERAL FEEDING |  | 498449 | C1900095 | 2016-11-01 | 2017-11-15 | 12410 | PEDIATRIC SPECIALTY CARE | 2009-07-10 | USD | 0.01 | Active | UNIVERSITY NEW MEXICO HOSPITAL
0000073180 | 1083223 | MEDTRONIC INC | KANGAROO EPUMP | KANGAROO EPUMP | PUMPS/ ENTERAL FEEDING |  | 498449 | C1900072 | 2016-11-16 | 2017-11-15 | 12220 | MED/SURG SUBACUTE (4-E) | 2009-07-10 | USD | 0.01 | Active | UNIVERSITY NEW MEXICO HOSPITAL
0000073179 | 1219943 | MEDTRONIC INC | KANGAROO EPUMP | KANGAROO EPUMP | PUMPS/ ENTERAL FEEDING |  | 498449 | C1900119 | 2016-11-01 | 2017-11-15 | 12460 | PEDIATRIC ICU | 2009-07-10 | USD | 0.01 | Active | UNIVERSITY NEW MEXICO HOSPITAL
0000073154 | 1083179 | MEDTRONIC INC | KANGAROO EPUMP | KANGAROO EPUMP | PUMPS/ ENTERAL FEEDING |  | 498449 | C1900337 | 2016-11-16 | 2017-11-15 | 12430 | GENERAL PEDIATRICS UNIT | 2009-07-10 | USD | 0.01 | Reactivated | UNIVERSITY NEW MEXICO HOSPITAL
0000073153 | 1083178 | MEDTRONIC INC | KANGAROO EPUMP | KANGAROO EPUMP | PUMPS/ ENTERAL FEEDING |  | 498449 | C1900335 | 2015-11-02 | 2016-11-15 | 12430 | GENERAL PEDIATRICS UNIT | 2009-07-10 | USD | 0.01 | Active | UNIVERSITY NEW MEXICO HOSPITAL
0000073152 | 1219916 | MEDTRONIC INC | KANGAROO EPUMP | KANGAROO EPUMP | PUMPS/ ENTERAL FEEDING |  | 498449 | C1900320 | 2016-11-30 | 2017-11-15 | 12510 | WOMEN'S SPECIAL CARE | 2009-07-10 | USD | 0.01 | Active | UNIVERSITY NEW MEXICO HOSPITAL
0000073123 | 1083134 | MEDTRONIC INC | KANGAROO EPUMP | KANGAROO EPUMP | PUMPS/ ENTERAL FEEDING |  | 498449 | C1900310 | 2016-11-12 | 2017-11-15 | 12110 | NEUROSCIENCE ICU | 2009-07-10 | USD | 0.01 | Active | UNIVERSITY NEW MEXICO HOSPITAL
0000073122 | 1219886 | MEDTRONIC INC | KANGAROO EPUMP | KANGAROO EPUMP | PUMPS/ ENTERAL FEEDING |  | 498449 | C1900302 | 2015-11-24 | 2016-11-15 | 12130 | TRAUMA/SURGICAL ICU | 2009-07-10 | USD | 0.01 | Active | UNIVERSITY NEW MEXICO HOSPITAL
0000073177 | 1439594 | MEDTRONIC INC | KANGAROO EPUMP | KANGAROO EPUMP | PUMPS/ ENTERAL FEEDING |  | 498449 | C1900075 | 2016-11-07 | 2017-11-15 | 12430 | GENERAL PEDIATRICS UNIT | 2009-07-10 | USD | 0.01 | Active | UNIVERSITY NEW MEXICO HOSPITAL
0000073176 | 1439553 | MEDTRONIC INC | KANGAROO EPUMP | KANGAROO EPUMP | PUMPS/ ENTERAL FEEDING |  | 498449 | C1900066 | 2016-11-07 | 2017-11-15 | 12430 | GENERAL PEDIATRICS UNIT | 2009-07-10 | USD | 0.01 | Active | UNIVERSITY NEW MEXICO HOSPITAL
0000073151 | 1083189 | MEDTRONIC INC | KANGAROO EPUMP | KANGAROO EPUMP | PUMPS/ ENTERAL FEEDING |  | 498449 | C1900067 | 2016-11-17 | 2017-11-15 | 12130 | TRAUMA/SURGICAL ICU | 2009-07-10 | USD | 0.01 | Active | UNIVERSITY NEW MEXICO HOSPITAL
0000073150 | 1083188 | MEDTRONIC INC | KANGAROO EPUMP | KANGAROO EPUMP | PUMPS/ ENTERAL FEEDING |  | 498449 | C1900118 | 2016-11-30 | 2017-11-15 | 12130 | TRAUMA/SURGICAL ICU | 2009-07-10 | USD | 0.01 | Active | UNIVERSITY NEW MEXICO HOSPITAL
0000073149 | 1083187 | MEDTRONIC INC | KANGAROO EPUMP | KANGAROO EPUMP | PUMPS/ ENTERAL FEEDING |  | 498449 | C1900324 | 2016-11-17 | 2017-11-15 | 12310 | ADULT ONCOLOGY MED/SURG | 2009-07-10 | USD | 0.01 | Reactivated | UNIVERSITY NEW MEXICO HOSPITAL
0000073121 | 1083132 | MEDTRONIC INC | KANGAROO EPUMP | KANGAROO EPUMP | PUMPS/ ENTERAL FEEDING |  | 498449 | C1900346 | 2016-11-10 | 2017-11-15 | 12220 | MED/SURG SUBACUTE (4-E) | 2009-07-10 | USD | 0.01 | Active | UNIVERSITY NEW MEXICO HOSPITAL
0000073120 | 1083131 | MEDTRONIC INC | KANGAROO EPUMP | KANGAROO EPUMP | PUMPS/ ENTERAL FEEDING |  | 498449 | C1900312 | 2016-11-01 | 2017-11-15 | 12130 | TRAUMA/SURGICAL ICU | 2009-07-10 | USD | 0.01 | Active | UNIVERSITY NEW MEXICO HOSPITAL
0000073119 | 1083130 | MEDTRONIC INC | KANGAROO EPUMP | KANGAROO EPUMP | PUMPS/ ENTERAL FEEDING |  | 498449 | C1900331 | 2016-11-08 | 2017-11-15 | 12220 | MED/SURG SUBACUTE (4-E) | 2009-07-10 | USD | 0.01 | Reactivated | UNIVERSITY NEW MEXICO HOSPITAL
0000073117 | 1083176 | MEDTRONIC INC | KANGAROO EPUMP | KANGAROO EPUMP | PUMPS/ ENTERAL FEEDING |  | 498449 | C1900316 | 2016-11-16 | 2017-11-15 | 12340 | SURGICAL SPECIALITY UNIT (4-S) | 2009-07-10 | USD | 0.01 | Active | UNIVERSITY NEW MEXICO HOSPITAL
0000073116 | 1083174 | MEDTRONIC INC | KANGAROO EPUMP | KANGAROO EPUMP | PUMPS/ ENTERAL FEEDING |  | 498449 | C1900396 | 2016-11-25 | 2017-11-15 | 12480 | CTH REHAB-ORTHO UNIT | 2009-07-10 | USD | 0.01 | Active | UNIVERSITY NEW MEXICO HOSPITAL
0000073115 | 1219879 | MEDTRONIC INC | KANGAROO EPUMP | KANGAROO EPUMP | PUMPS/ ENTERAL FEEDING |  | 498449 | C1900372 | 2016-11-16 | 2017-11-15 | 12240 | GENERAL SURGERY (6-S) | 2009-07-10 | USD | 0.01 | Active | UNIVERSITY NEW MEXICO HOSPITAL
0000073114 | 1219878 | MEDTRONIC INC | KANGAROO EPUMP | KANGAROO EPUMP | PUMPS/ ENTERAL FEEDING |  | 498449 | C1900028 | 2016-11-01 | 2017-11-15 | 12360 | NEUROSCIENCE | 2009-07-10 | USD | 0.01 | Active | UNIVERSITY NEW MEXICO HOSPITAL
0000073112 | 1083173 | MEDTRONIC INC | KANGAROO EPUMP | KANGAROO EPUMP | PUMPS/ ENTERAL FEEDING |  | 498449 | C1900371 | 2015-10-31 | 2016-11-15 | 12340 | SURGICAL SPECIALITY UNIT (4-S) | 2009-07-10 | USD | 0.01 | Active | UNIVERSITY NEW MEXICO HOSPITAL
0000073111 | 1083171 | MEDTRONIC INC | KANGAROO EPUMP | KANGAROO EPUMP | PUMPS/ ENTERAL FEEDING |  | 498449 | C1900386 | 2016-11-10 | 2017-11-15 | 12480 | CTH REHAB-ORTHO UNIT | 2009-07-10 | USD | 0.01 | Active | UNIVERSITY NEW MEXICO HOSPITAL
0000073110 | 1083168 | MEDTRONIC INC | KANGAROO EPUMP | KANGAROO EPUMP | PUMPS/ ENTERAL FEEDING |  | 498449 | C1900334 | 2016-11-08 | 2017-11-15 | 12240 | GENERAL SURGERY (6-S) | 2009-07-10 | USD | 0.01 | Active | UNIVERSITY NEW MEXICO HOSPITAL
0000073109 | 1083156 | MEDTRONIC INC | KANGAROO EPUMP | KANGAROO EPUMP | PUMPS/ ENTERAL FEEDING |  | 498449 | C1900102 | 2016-11-08 | 2017-11-15 | 12320 | GENERAL MEDICINE (5-W) | 2009-07-10 | USD | 0.01 | Active | UNIVERSITY NEW MEXICO HOSPITAL
0000067672 | 1083227 | MEDTRONIC INC | KANGAROO EPUMP | KANGAROO EPUMP | PUMPS/ ENTERAL FEEDING |  | 49844 | C1900311 | 2016-11-07 | 2017-11-15 | 12455 | NEWBORN ICU | 2009-07-10 | USD | 0.01 | Reactivated | UNIVERSITY NEW MEXICO HOSPITAL
0000067661 | 1219767 | MEDTRONIC INC | KANGAROO EPUMP | KANGAROO EPUMP | PUMPS/ ENTERAL FEEDING |  | 498449 | C1900319 | 2016-11-17 | 2017-11-15 | 12240 | GENERAL SURGERY (6-S) | 2009-07-10 | USD | 0.01 | Active | UNIVERSITY NEW MEXICO HOSPITAL
0000067660 | 1083230 | MEDTRONIC INC | KANGAROO EPUMP | KANGAROO EPUMP | PUMPS/ ENTERAL FEEDING |  | 498449 | C1900345 | 2015-11-24 | 2016-11-15 | 12110 | NEUROSCIENCE ICU | 2009-07-10 | USD | 0.01 | Active | UNIVERSITY NEW MEXICO HOSPITAL
0000067659 | 1083226 | MEDTRONIC INC | KANGAROO EPUMP | KANGAROO EPUMP | PUMPS/ ENTERAL FEEDING |  | 498449 | C1900392 | 2016-11-12 | 2017-11-15 | 12320 | GENERAL MEDICINE (5-W) | 2009-07-10 | USD | 0.01 | Active | UNIVERSITY NEW MEXICO HOSPITAL
0000067658 | 1083225 | MEDTRONIC INC | KANGAROO EPUMP | KANGAROO EPUMP | PUMPS/ ENTERAL FEEDING |  | 498449 | C1900306 | 2016-11-08 | 2017-11-15 | 12220 | MED/SURG SUBACUTE (4-E) | 2009-07-10 | USD | 0.01 | Reactivated | UNIVERSITY NEW MEXICO HOSPITAL
0000073288 | 1083397 | BRAEMAR CORP | SEER EVENT AF | SEER EVENT AF | HOLTER MONITORING SYSTEMS |  | 495192 | 200004 |  | 2017-06-15 | 71030 | HEART STATION | 2009-07-10 | USD | 683.7 | Active | UNIVERSITY NEW MEXICO HOSPITAL
0000073287 | 1083396 | BRAEMAR CORP | SEER EVENT AF | SEER EVENT AF | HOLTER MONITORING SYSTEMS |  | 495192 | 300004 |  | 2017-06-15 | 71030 | HEART STATION | 2009-07-10 | USD | 683.7 | Active | UNIVERSITY NEW MEXICO HOSPITAL
0000073296 | 1083423 | NATIONAL DISPLAY SYSTEMS | WIDEVIEW | SC-WU23-A1511 | MONITORS/ VIDEO |  | 500417 | 08-126587 |  | 2017-06-15 | 15500 | OSIS OPERATING ROOM | 2009-07-09 | USD | 21820 | Active | UNIVERSITY NEW MEXICO HOSPITAL
0000073307 | 1083418 | KARL STORZ ENDOSCOPY-AMERICA INC | IMAGE 1 (22201020-104) | IMAGE 1 (22201020-10 | VIDEO IMAGE PROCESSORS/ ENDOSCOPIC |  | 500417 | FA662689-P |  | 2017-06-15 | 15500 | OSIS OPERATING ROOM | 2009-07-09 | USD | 28500 | Active | UNIVERSITY NEW MEXICO HOSPITAL
0000073146 | 1422062 | MEDTRONIC INC | KANGAROO EPUMP | KANGAROO EPUMP | PUMPS/ ENTERAL FEEDING |  | 498449 | C1900116 | 2016-10-26 | 2017-11-15 | 12230 | GEN MED/SAC (4-W) | 2009-07-09 | USD | 0.01 | Active | UNIVERSITY NEW MEXICO HOSPITAL
0000073306 | 1083417 | KARL STORZ ENDOSCOPY-AMERICA INC | SCB CO2 20L | SCB CO2 20L | INSUFFLATORS |  | 500417 | FA0653758 | 2017-05-18 | 2017-11-15 | 15500 | OSIS OPERATING ROOM | 2009-07-09 | USD | 9616.75 | Active | UNIVERSITY NEW MEXICO HOSPITAL
0000073203 | 1219966 | MEDTRONIC INC | KANGAROO EPUMP | KANGAROO EPUMP | PUMPS/ ENTERAL FEEDING |  | 498449 | C1900350 | 2016-11-07 | 2017-11-15 | 12110 | NEUROSCIENCE ICU | 2009-07-09 | USD | 0.01 | Active | UNIVERSITY NEW MEXICO HOSPITAL
0000073284 | 1083393 | INSTROMEDIX INC | KING OF HEARTS | LRO8OA-01 | HOLTER MONITORING SYSTEMS |  | 499807 | 6901797 |  | 2017-06-15 | 71030 | HEART STATION | 2009-07-09 | USD | 0.01 | Active | UNIVERSITY NEW MEXICO HOSPITAL
0000073202 | 1083206 | MEDTRONIC INC | KANGAROO EPUMP | KANGAROO EPUMP | PUMPS/ ENTERAL FEEDING |  | 498449 | C1900394 | 2016-11-09 | 2017-11-15 | 12110 | NEUROSCIENCE ICU | 2009-07-09 | USD | 0.01 | Active | UNIVERSITY NEW MEXICO HOSPITAL
0000073283 | 1083392 | INSTROMEDIX INC | KING OF HEARTS | LRO8OA-01 | HOLTER MONITORING SYSTEMS |  | 499807 | 6901806 |  | 2017-06-15 | 71030 | HEART STATION | 2009-07-09 | USD | 0.01 | Active | UNIVERSITY NEW MEXICO HOSPITAL
0000083476 | 1199014 | MEDTRONIC INC | KANGAROO EPUMP | KANGAROO EPUMP | PUMPS/ ENTERAL FEEDING |  | 498449 | C1900111 | 2016-11-09 | 2017-11-15 | 12120 | MEDICAL/CARDIAC ICU | 2009-07-09 | USD | 0.01 | Reactivated | UNIVERSITY NEW MEXICO HOSPITAL
0000073282 | 1083391 | INSTROMEDIX INC | KING OF HEARTS | LRO8OA-01 | HOLTER MONITORING SYSTEMS |  | 499807 | 6901787 |  | 2017-06-15 | 71030 | HEART STATION | 2009-07-09 | USD | 0.01 | Active | UNIVERSITY NEW MEXICO HOSPITAL
0000073145 | 1083183 | MEDTRONIC INC | KANGAROO EPUMP | KANGAROO EPUMP | PUMPS/ ENTERAL FEEDING |  | 498449 | C1900321 | 2016-10-28 | 2017-11-15 | 12110 | NEUROSCIENCE ICU | 2009-07-09 | USD | 0.01 | Active | UNIVERSITY NEW MEXICO HOSPITAL
0000073281 | 1083389 | INSTROMEDIX INC | KING OF HEARTS | LRO8OA-01 | HOLTER MONITORING SYSTEMS |  | 499807 | 6901796 |  | 2017-06-15 | 71030 | HEART STATION | 2009-07-09 | USD | 0.01 | Active | UNIVERSITY NEW MEXICO HOSPITAL
0000073144 | 1083155 | MEDTRONIC INC | KANGAROO EPUMP | KANGAROO EPUMP | PUMPS/ ENTERAL FEEDING |  | 498449 | C1900393 | 2016-11-10 | 2017-11-15 | 12360 | NEUROSCIENCE | 2009-07-09 | USD | 0.01 | Active | UNIVERSITY NEW MEXICO HOSPITAL
0000073280 | 1083388 | INSTROMEDIX INC | KING OF HEARTS | LRO8OA-01 | HOLTER MONITORING SYSTEMS |  | 499807 | 6901802 |  | 2017-06-15 | 71030 | HEART STATION | 2009-07-09 | USD | 0.01 | Active | UNIVERSITY NEW MEXICO HOSPITAL
0000073143 | 1083154 | MEDTRONIC INC | KANGAROO EPUMP | KANGAROO EPUMP | PUMPS/ ENTERAL FEEDING |  | 498449 | C1900341 | 2016-11-09 | 2017-11-15 | 12110 | NEUROSCIENCE ICU | 2009-07-09 | USD | 0.01 | Active | UNIVERSITY NEW MEXICO HOSPITAL
0000073311 | 1083422 | KARL STORZ ENDOSCOPY-AMERICA INC | GO CART | 9601F | CARTS |  | 500417 | 100290011 |  | 2017-06-15 | 15500 | OSIS OPERATING ROOM | 2009-07-09 | USD | 5985 | Active | UNIVERSITY NEW MEXICO HOSPITAL
0000073200 | 1083205 | MEDTRONIC INC | KANGAROO EPUMP | KANGAROO EPUMP | PUMPS/ ENTERAL FEEDING |  | 498449 | C1900348 | 2016-11-23 | 2017-11-15 | 12120 | MEDICAL/CARDIAC ICU | 2009-07-09 | USD | 0.01 | Active | UNIVERSITY NEW MEXICO HOSPITAL
0000073199 | 1083204 | MEDTRONIC INC | KANGAROO EPUMP | KANGAROO EPUMP | PUMPS/ ENTERAL FEEDING |  | 498449 | C1900385 | 2016-11-01 | 2017-11-15 | 12460 | PEDIATRIC ICU | 2009-07-09 | USD | 0.01 | Active | UNIVERSITY NEW MEXICO HOSPITAL
0000073198 | 1083203 | MEDTRONIC INC | KANGAROO EPUMP | KANGAROO EPUMP | PUMPS/ ENTERAL FEEDING |  | 498449 | C1900387 | 2016-11-01 | 2017-11-15 | 12430 | GENERAL PEDIATRICS UNIT | 2009-07-09 | USD | 0.01 | Active | UNIVERSITY NEW MEXICO HOSPITAL
0000073142 | 1083153 | MEDTRONIC INC | KANGAROO EPUMP | KANGAROO EPUMP | PUMPS/ ENTERAL FEEDING |  | 498449 | C1900057 | 2016-11-01 | 2017-11-15 | 12130 | TRAUMA/SURGICAL ICU | 2009-07-09 | USD | 0.01 | Active | UNIVERSITY NEW MEXICO HOSPITAL
0000073141 | 1083152 | MEDTRONIC INC | KANGAROO EPUMP | KANGAROO EPUMP | PUMPS/ ENTERAL FEEDING |  | 498449 | C1900349 | 2016-09-27 | 2016-11-15 | 12120 | MEDICAL/CARDIAC ICU | 2009-07-09 | USD | 0.01 | Reactivated | UNIVERSITY NEW MEXICO HOSPITAL
0000073140 | 1083151 | MEDTRONIC INC | KANGAROO EPUMP | KANGAROO EPUMP | PUMPS/ ENTERAL FEEDING |  | 498449 | C1900329 | 2016-11-30 | 2017-11-15 | 12120 | MEDICAL/CARDIAC ICU | 2009-07-09 | USD | 0.01 | Reactivated | UNIVERSITY NEW MEXICO HOSPITAL
0000073196 | 1083201 | MEDTRONIC INC | KANGAROO EPUMP | KANGAROO EPUMP | PUMPS/ ENTERAL FEEDING |  | 498449 | C190068 | 2016-11-30 | 2017-11-15 | 12110 | NEUROSCIENCE ICU | 2009-07-09 | USD | 0.01 | Reactivated | UNIVERSITY NEW MEXICO HOSPITAL
0000073195 | 1083200 | MEDTRONIC INC | KANGAROO EPUMP | KANGAROO EPUMP | PUMPS/ ENTERAL FEEDING |  | 498449 | C1900343 | 2016-10-18 | 2017-10-15 | 12120 | MEDICAL/CARDIAC ICU | 2009-07-09 | USD | 0.01 | Reactivated | UNIVERSITY NEW MEXICO HOSPITAL
0000073194 | 1083199 | MEDTRONIC INC | KANGAROO EPUMP | KANGAROO EPUMP | PUMPS/ ENTERAL FEEDING |  | 498449 | C1900307 | 2016-11-22 | 2017-11-15 | 12230 | GEN MED/SAC (4-W) | 2009-07-09 | USD | 0.01 | Reactivated | UNIVERSITY NEW MEXICO HOSPITAL
0000073139 | 1083150 | MEDTRONIC INC | KANGAROO EPUMP | KANGAROO EPUMP | PUMPS/ ENTERAL FEEDING |  | 498449 | C1900340 | 2016-11-29 | 2017-11-15 | 12430 | GENERAL PEDIATRICS UNIT | 2009-07-09 | USD | 0.01 | Active | UNIVERSITY NEW MEXICO HOSPITAL
0000073138 | 1083149 | MEDTRONIC INC | KANGAROO EPUMP | KANGAROO EPUMP | PUMPS/ ENTERAL FEEDING |  | 498449 | C1900071 | 2016-11-30 | 2017-11-15 | 12120 | MEDICAL/CARDIAC ICU | 2009-07-09 | USD | 0.01 | Active | UNIVERSITY NEW MEXICO HOSPITAL
0000073137 | 1219901 | MEDTRONIC INC | KANGAROO EPUMP | KANGAROO EPUMP | PUMPS/ ENTERAL FEEDING |  | 498449 | C1900078 | 2016-11-16 | 2017-11-15 | 12120 | MEDICAL/CARDIAC ICU | 2009-07-09 | USD | 0.01 | Active | UNIVERSITY NEW MEXICO HOSPITAL
0000073193 | 1083198 | MEDTRONIC INC | KANGAROO EPUMP | KANGAROO EPUMP | PUMPS/ ENTERAL FEEDING |  | 498449 | C1900354 | 2016-11-08 | 2017-11-15 | 12120 | MEDICAL/CARDIAC ICU | 2009-07-09 | USD | 0.01 | Reactivated | UNIVERSITY NEW MEXICO HOSPITAL
0000073192 | 1083197 | MEDTRONIC INC | KANGAROO EPUMP | KANGAROO EPUMP | PUMPS/ ENTERAL FEEDING |  | 498449 | C1900035 | 2016-11-30 | 2017-11-15 | 12120 | MEDICAL/CARDIAC ICU | 2009-07-09 | USD | 0.01 | Active | UNIVERSITY NEW MEXICO HOSPITAL
0000073191 | 1083196 | MEDTRONIC INC | KANGAROO EPUMP | KANGAROO EPUMP | PUMPS/ ENTERAL FEEDING |  | 498449 | C1900370 | 2016-11-01 | 2017-11-15 | 12110 | NEUROSCIENCE ICU | 2009-07-09 | USD | 0.01 | Active | UNIVERSITY NEW MEXICO HOSPITAL
0000073136 | 1083147 | MEDTRONIC INC | KANGAROO EPUMP | KANGAROO EPUMP | PUMPS/ ENTERAL FEEDING |  | 498449 | C1900082 | 2016-11-22 | 2017-11-15 | 12120 | MEDICAL/CARDIAC ICU | 2009-07-09 | USD | 0.01 | Active | UNIVERSITY NEW MEXICO HOSPITAL
0000073135 | 1083146 | MEDTRONIC INC | KANGAROO EPUMP | KANGAROO EPUMP | PUMPS/ ENTERAL FEEDING |  | 498449 | C1900326 | 2016-11-29 | 2017-11-15 | 12120 | MEDICAL/CARDIAC ICU | 2009-07-09 | USD | 0.01 | Active | UNIVERSITY NEW MEXICO HOSPITAL
0000073134 | 1083145 | MEDTRONIC INC | KANGAROO EPUMP | KANGAROO EPUMP | PUMPS/ ENTERAL FEEDING |  | 498449 | C1900112 | 2016-11-08 | 2017-11-15 | 12430 | GENERAL PEDIATRICS UNIT | 2009-07-09 | USD | 0.01 | Active | UNIVERSITY NEW MEXICO HOSPITAL
0000073190 | 1083195 | MEDTRONIC INC | KANGAROO EPUMP | KANGAROO EPUMP | PUMPS/ ENTERAL FEEDING |  | 498449 | C1900332 | 2016-10-28 | 2017-11-15 | 12360 | NEUROSCIENCE | 2009-07-09 | USD | 0.01 | Reactivated | UNIVERSITY NEW MEXICO HOSPITAL
0000073189 | 1083194 | MEDTRONIC INC | KANGAROO EPUMP | KANGAROO EPUMP | PUMPS/ ENTERAL FEEDING |  | 498449 | C1900362 | 2016-11-08 | 2017-11-15 | 12455 | NEWBORN ICU | 2009-07-09 | USD | 0.01 | Active | UNIVERSITY NEW MEXICO HOSPITAL
0000073133 | 1083144 | MEDTRONIC INC | KANGAROO EPUMP | KANGAROO EPUMP | PUMPS/ ENTERAL FEEDING |  | 498449 | C1900076 | 2016-11-08 | 2017-11-15 | 12120 | MEDICAL/CARDIAC ICU | 2009-07-09 | USD | 0.01 | Active | UNIVERSITY NEW MEXICO HOSPITAL
0000073205 | 1083209 | MEDTRONIC INC | KANGAROO EPUMP | KANGAROO EPUMP | PUMPS/ ENTERAL FEEDING |  | 498449 | C1900314 | 2016-09-30 | 2017-09-15 | 12350 | CRC/CTC (5-E) | 2009-07-09 | USD | 0.01 | Active | UNIVERSITY NEW MEXICO HOSPITAL
0000073204 | 1083208 | MEDTRONIC INC | KANGAROO EPUMP | KANGAROO EPUMP | PUMPS/ ENTERAL FEEDING |  | 498449 | C1900375 | 2016-11-09 | 2017-11-15 | 12330 | FAMILY PRACTICE (3-N) | 2009-07-09 | USD | 0.01 | Active | UNIVERSITY NEW MEXICO HOSPITAL
0000073178 | 1083157 | MEDTRONIC INC | KANGAROO EPUMP | KANGAROO EPUMP | PUMPS/ ENTERAL FEEDING |  | 498449 | C1900047 | 2016-11-08 | 2017-11-15 | 12230 | GEN MED/SAC (4-W) | 2009-07-09 | USD | 0.01 | Active | UNIVERSITY NEW MEXICO HOSPITAL
0000073108 | 1083129 | MEDTRONIC INC | KANGAROO EPUMP | KANGAROO EPUMP | PUMPS/ ENTERAL FEEDING |  | 498449 | C1900365 | 2016-11-09 | 2017-11-15 | 12430 | GENERAL PEDIATRICS UNIT | 2009-07-09 | USD | 0.01 | Active | UNIVERSITY NEW MEXICO HOSPITAL
0000073308 | 1083419 | KARL STORZ ENDOSCOPY-AMERICA INC | 20133120 | 20133120 | LIGHT SOURCES |  | 500417 | FA0654260 | 2017-05-18 | 2018-05-15 | 15500 | OSIS OPERATING ROOM | 2009-07-09 | USD | 7403.5 | Active | UNIVERSITY NEW MEXICO HOSPITAL
0000073310 | 1083421 | SONY CORP OF AMERICA | UP-D55MD | UP-D55MD | PRINTERS/ VIDEO |  | 500417 | 83476 |  | 2017-06-15 | 15500 | OSIS OPERATING ROOM | 2009-07-09 | USD | 5287 | Active | UNIVERSITY NEW MEXICO HOSPITAL
0000073309 | 1083420 | KARL STORZ ENDOSCOPY-AMERICA INC | AIDA DVD-M | 20204520 | RECORDERS/ ELECTRONIC STORAGE/ DATA |  | 500417 | FA662985-P |  | 2017-06-15 | 15500 | OSIS OPERATING ROOM | 2009-07-09 | USD | 9700 | Active | UNIVERSITY NEW MEXICO HOSPITAL
0000073082 | 1083106 | SMITHS MEDICAL PM INC | BCI 3301 | BCI 3301 | OXIMETERS/ PULSE |  | 488800 | BB08120807 | 2017-01-01 | 2018-01-15 | 12035 | UPC INPATIENT ADULT SERVICES | 2009-07-08 | USD | 532.97 | Active | UNIVERSITY NEW MEXICO HOSPITAL
0000073277 | 1083385 | MINDRAY BIOMEDICAL ELECTRONICS CO | PM-50 | PM-50 | OXIMETERS/ PULSE |  | 497326 | AY-83110904 | 2016-09-29 | 2017-09-15 | 12240 | GENERAL SURGERY (6-S) | 2009-07-08 | USD | 573.83 | Active | UNIVERSITY NEW MEXICO HOSPITAL
0000073279 | 1083387 | INSTROMEDIX INC | KING OF HEARTS | LRO8OA-01 | HOLTER MONITORING SYSTEMS |  | 499807 | 6901812 |  | 2017-06-15 | 71030 | HEART STATION | 2009-07-08 | USD | 0.01 | Active | UNIVERSITY NEW MEXICO HOSPITAL
0000073276 | 1083384 | SSCOR INC | REF 2314 | REF 2314 | ASPIRATORS/ EMERGENCY |  | 497202 | M15489 | 2017-01-01 | 2018-01-15 | 75025 | RADIOLOGY - INTERVENTIONAL RAD | 2009-07-08 | USD | 884.01 | Active | UNIVERSITY NEW MEXICO HOSPITAL
0000073278 | 1083386 | INSTROMEDIX INC | KING OF HEARTS | LRO8OA-01 | HOLTER MONITORING SYSTEMS |  | 499807 | 6901782 |  | 2017-06-15 | 71030 | HEART STATION | 2009-07-08 | USD | 0.01 | Active | UNIVERSITY NEW MEXICO HOSPITAL
0000073275 | 1083383 | EXERGEN CORP | TAT-5000 | TAT-5000 | THERMOMETERS/ ELECTRONIC/ INFRARED | 498001 | 498001 | A127768 |  | 2017-06-15 | 30090 | UNMMG - CENTER FOR LIFE CLINIC | 2009-07-08 | USD | 316 | Active | UNIVERSITY NEW MEXICO HOSPITAL
0000073274 | 1083382 | EXERGEN CORP | TAT-5000 | TAT-5000 | THERMOMETERS/ ELECTRONIC/ INFRARED | 498001 | 498001 | A123627 |  | 2017-06-15 | 30090 | UNMMG - CENTER FOR LIFE CLINIC | 2009-07-08 | USD | 316 | Active | UNIVERSITY NEW MEXICO HOSPITAL
0000068244 | 1143109 | CAREFUSION ALARIS | MEDSYSTEM III | MEDSYSTEM III | INFUSION PUMPS |  | 495009 | 12920017 | 2016-12-01 | 2017-12-15 | 70060 | FIXED WING TRANSPORT | 2009-07-06 | USD | 4773 | Active | UNIVERSITY NEW MEXICO HOSPITAL
0000068243 | 1219798 | CAREFUSION ALARIS | MEDSYSTEM III | MEDSYSTEM III | INFUSION PUMPS |  | 495009 | 12916776 | 2016-12-01 | 2017-12-15 | 70060 | FIXED WING TRANSPORT | 2009-07-06 | USD | 4773 | Active | UNIVERSITY NEW MEXICO HOSPITAL
0000068242 | 1144502 | CAREFUSION ALARIS | MEDSYSTEM III | MEDSYSTEM III | INFUSION PUMPS |  | 495009 | 12918638 | 2016-12-01 | 2017-12-15 | 70060 | FIXED WING TRANSPORT | 2009-07-06 | USD | 4773 | Active | UNIVERSITY NEW MEXICO HOSPITAL
0000067163 | 1004849 | ZOLL MEDICAL CORP | AED PLUS | AED PLUS | DEFIBRILLATORS/ EXTERNAL/ AUTOMATED |  | 472587 | X08F158976 | 2017-04-05 | 2017-10-15 | 32005 | YCHC GENERAL | 2009-07-02 | USD | 1611.85 | Active | UNIVERSITY NEW MEXICO HOSPITAL
0000073273 | 1083390 | SCIFIT | PRO 230 | PRO 230 | ERGOMETERS/ OTHER |  | 499463 | 660-009324 |  | 2017-06-15 | 71020 | CARDIAC REHAB | 2009-07-02 | USD | 4054 | Active | UNIVERSITY NEW MEXICO HOSPITAL
0000073086 | 1083103 | KARL STORZ ENDOSCOPY-AMERICA INC | 20133120 | 20133120 | LIGHT SOURCES |  | 500436 | FA0653952 | 2017-06-16 | 2018-06-15 | 15000 | OPERATING ROOM | 2009-07-01 | USD | 8676.01 | Active | UNIVERSITY NEW MEXICO HOSPITAL
0000073096 | 1083102 | EXERGEN CORP | TAT-5000 | TAT-5000 | THERMOMETERS/ ELECTRONIC/ INFRARED |  | 500340 | A143572 |  | 2017-06-15 | 21015 | ED-NORTH | 2009-07-01 | USD | 316 | Active | UNIVERSITY NEW MEXICO HOSPITAL
0000073095 | 1083101 | EXERGEN CORP | TAT-5000 | TAT-5000 | THERMOMETERS/ ELECTRONIC/ INFRARED |  | 500340 | A147739 |  | 2017-06-15 | 21015 | ED-NORTH | 2009-07-01 | USD | 316 | Active | UNIVERSITY NEW MEXICO HOSPITAL
0000073093 | 1083099 | EXERGEN CORP | TAT-5000 | TAT-5000 | THERMOMETERS/ ELECTRONIC/ INFRARED |  | 500340 | A144611 |  | 2017-06-15 | 21015 | ED-NORTH | 2009-07-01 | USD | 316 | Active | UNIVERSITY NEW MEXICO HOSPITAL
0000073092 | 1083098 | EXERGEN CORP | TAT-5000 | TAT-5000 | THERMOMETERS/ ELECTRONIC/ INFRARED |  | 500340 | A147747 |  | 2017-06-15 | 21015 | ED-NORTH | 2009-07-01 | USD | 316 | Active | UNIVERSITY NEW MEXICO HOSPITAL
0000073091 | 1083097 | EXERGEN CORP | TAT-5000 | TAT-5000 | THERMOMETERS/ ELECTRONIC/ INFRARED |  | 500340 | A147722 |  | 2017-06-15 | 21015 | ED-NORTH | 2009-07-01 | USD | 316 | Active | UNIVERSITY NEW MEXICO HOSPITAL
0000073089 | 1083095 | EXERGEN CORP | TAT-5000 | TAT-5000 | THERMOMETERS/ ELECTRONIC/ INFRARED |  | 500340 | A147743 |  | 2017-06-15 | 21015 | ED-NORTH | 2009-07-01 | USD | 316 | Active | UNIVERSITY NEW MEXICO HOSPITAL
0000073088 | 1083094 | EXERGEN CORP | TAT-5000 | TAT-5000 | THERMOMETERS/ ELECTRONIC/ INFRARED |  | 500340 | A149123 |  | 2017-06-15 | 21015 | ED-NORTH | 2009-07-01 | USD | 316 | Active | UNIVERSITY NEW MEXICO HOSPITAL
0000068886 | 1083092 | DEVILBISS HEALTH CARE INC | HOMECARE | HOMECARE | ASPIRATORS |  | FOUND | PD260677 | 2017-06-14 | 2018-06-15 | 9325 | EMERGENCY MEDICINE (6) | 2009-06-29 | USD | 0.01 | Reactivated | UNIVERSITY NEW MEXICO HOSPITAL
0000068885 | 1083091 | DEVILBISS HEALTH CARE INC | HOMECARE | HOMECARE | ASPIRATORS |  | FOUND | PD260605 | 2017-06-14 | 2018-06-15 | 9325 | EMERGENCY MEDICINE (6) | 2009-06-29 | USD | 0.01 | Active | UNIVERSITY NEW MEXICO HOSPITAL
0000073241 | 1083272 | BIODEX MEDICAL SYSTEMS INC | 058-720 | 058-720 | TABLES/ IMAGING |  | 500120 | 09061638 | 2016-10-27 | 2017-10-15 | 71030 | HEART STATION | 2009-06-29 | USD | 4995 | Active | UNIVERSITY NEW MEXICO HOSPITAL
0000073240 | 1083271 | BIODEX MEDICAL SYSTEMS INC | 058-720 | 058-720 | TABLES/ IMAGING |  | 500120 | 09061639 | 2016-10-27 | 2017-10-15 | 71030 | HEART STATION | 2009-06-29 | USD | 4995 | Active | UNIVERSITY NEW MEXICO HOSPITAL
0000073442 | 1083475 | WELCH ALLYN INC | AUDIOSCOPE 3 (23300) | AUDIOSCOPE 3 (23300) | AUDIOMETERS |  | FOUND | 0201259 | 2017-06-30 | 2017-12-15 | B9935 | School Based Health Center | 2009-06-26 | USD | 0.01 | Active | UNIVERSITY NEW MEXICO HOSPITAL
0000073441 | 1083474 | WELCH ALLYN INC | AUDIOSCOPE 3 (23300) | AUDIOSCOPE 3 (23300) | AUDIOMETERS |  | FOUND | 0201275 | 2017-06-30 | 2017-12-15 | B9935 | School Based Health Center | 2009-06-26 | USD | 0.01 | Active | UNIVERSITY NEW MEXICO HOSPITAL
0000073440 | 1083473 | WELCH ALLYN INC | AUDIOSCOPE 3 (23300) | AUDIOSCOPE 3 (23300) | AUDIOMETERS |  | FOUND | 0601151 | 2017-06-30 | 2017-12-15 | B9935 | School Based Health Center | 2009-06-26 | USD | 0.01 | Active | UNIVERSITY NEW MEXICO HOSPITAL
0000073439 | 1083472 | WELCH ALLYN INC | AUDIOSCOPE 3 (23300) | AUDIOSCOPE 3 (23300) | AUDIOMETERS |  | FOUND | 200800037 | 2016-06-08 | 2016-12-15 | B9935 | School Based Health Center | 2009-06-26 | USD | 0.01 | Active | UNIVERSITY NEW MEXICO HOSPITAL
0000073438 | 1083471 | WELCH ALLYN INC | AUDIOSCOPE 3 (23300) | AUDIOSCOPE 3 (23300) | AUDIOMETERS |  | FOUND | 0201260 | 2017-06-30 | 2017-12-15 | B9935 | School Based Health Center | 2009-06-26 | USD | 0.01 | Active | UNIVERSITY NEW MEXICO HOSPITAL
0000068978 | 1143251 | IDEAL MEDICAL PRODUCTS INC | GW208U | GW208U | WARMING UNITS/ GEL |  | FOUND | 54778 |  | 2017-06-15 | 71060 | VASCULAR LAB | 2009-06-25 | USD | 0.01 | Active | UNIVERSITY NEW MEXICO HOSPITAL
0000068977 | 1143250 | IDEAL MEDICAL PRODUCTS INC | GW208U | GW208U | WARMING UNITS/ GEL |  | FOUND | 53358 |  | 2017-06-15 | 71060 | VASCULAR LAB | 2009-06-25 | USD | 0.01 | Active | UNIVERSITY NEW MEXICO HOSPITAL
0000068979 | 1143252 | SMITHS MEDICAL PM INC | CAPNOCHECK PLUS (9400) | CAPNOCHECK PLUS (940 | CAPNOGRAPHS |  | 498363 | AL09050018 | 2017-02-01 | 2018-02-15 | 34015 | SLEEP DISORDERS CENTER 1101-2 | 2009-06-25 | USD | 3747.51 | Active | UNIVERSITY NEW MEXICO HOSPITAL
| 1083241 | AMETEK PROCESS & ANALYTICAL INSTRUMENTS DIV | 1726 | 1726 | PHOTOTACHOMETERS |  | C-CARD | NA | 2017-03-22 | 2018-03-15 | 95700 | CLINICAL ENGINEERING | 2009-06-25 | USD | 300 | Active | UNIVERSITY NEW MEXICO HOSPITAL
0000073236 | 1083374 | PCI MEDICAL INC | G18-E | G18-E | DISINFECTING UNITS/ LIQUID/ FLEXIBLE ENDOSCOPE |  | 497708 | 30584 | 2017-03-01 | 2017-09-15 | 32040 | NE HEIGHTS CLINIC | 2009-06-24 | USD | 3389 | Reactivated | UNIVERSITY NEW MEXICO HOSPITAL
0000073231 | 1083257 | GE HEALTHCARE | DINAMAP PROCARE 400 | DINAMAP PROCARE 400 | MONITORING SYSTEMS/ PHYSIOLOGIC |  | 495222 | AAX08380024SA | 2016-10-21 | 2017-10-15 | 34110 | WOMEN'S HEALTH CENTER | 2009-06-24 | USD | 4323.02 | Active | UNIVERSITY NEW MEXICO HOSPITAL
0000062461 | 1004225 | SMITH & NEPHEW INC | COBLATOR II | RF 8000E | ELECTROSURGICAL UNITS |  | FOUND | C8045 | 2013-03-01 | 2012-12-15 | 15000 | OPERATING ROOM | 2009-06-24 | USD | 0.01 | Reactivated | UNIVERSITY NEW MEXICO HOSPITAL
0000073233 | 1083255 | GE HEALTHCARE | PRO 300 | PRO 300 | MONITORS/ BEDSIDE/ BLOOD PRESSURE |  | 493409 | AAX08380114SA | 2016-10-01 | 2017-10-15 | 71030 | HEART STATION | 2009-06-24 | USD | 3931.5 | Active | UNIVERSITY NEW MEXICO HOSPITAL
0000073234 | 1083372 | STERIS CORP | HARMONY EMS ( DF 80) | DF 80 | EQUIPMENT BOOM ARMS |  | 485495 | 0408909084 |  | 2017-06-15 | 15000 | OPERATING ROOM | 2009-06-24 | USD | 28607.38 | Active | UNIVERSITY NEW MEXICO HOSPITAL
0000073235 | 1083373 | STERIS CORP | HARMONY EMS (DA-60) | DA-60 | EQUIPMENT BOOM ARMS |  | 485495 | 0408909082 |  | 2017-06-15 | 15000 | OPERATING ROOM | 2009-06-24 | USD | 22068.23 | Active | UNIVERSITY NEW MEXICO HOSPITAL
0000073232 | 1083256 | GE HEALTHCARE | PRO 400 | PRO 400 | MONITORS/ BEDSIDE/ BLOOD PRESSURE |  | 498434 | AAX08380029SA | 2017-01-09 | 2018-01-15 | 76010 | REHABILITATION SERVICES | 2009-06-24 | USD | 4323.01 | Active | UNIVERSITY NEW MEXICO HOSPITAL
0000062094 | 1219269 | STERIS CORP | VTS-20-D003 | VIVID IMAGE | MONITORS/ MEDICAL GRADE DISPLAY |  | FOUND PER ED | 201HD-200315 |  | 2017-06-15 | 15000 | OPERATING ROOM | 2009-06-23 | USD | 0.01 | Active | UNIVERSITY NEW MEXICO HOSPITAL
0000067409 | 1140003 | STERIS CORP | DF-90 | HARMONY EMS (DF-90) | EQUIPMENT BOOM ARMS |  | 469028 | 0417208011 |  | 2017-06-15 | 15000 | OPERATING ROOM | 2009-06-23 | USD | 25580.11 | Active | UNIVERSITY NEW MEXICO HOSPITAL
0000062093 | 1004021 | STERIS CORP | HARMONY (LA700) | HARMONY (LA700) | LIGHTS/ SURGICAL |  | FOUND PER ED | 110306507483 | 2017-06-16 | 2018-06-15 | 15000 | OPERATING ROOM | 2009-06-23 | USD | 0.01 | Active | UNIVERSITY NEW MEXICO HOSPITAL
0000070343 | 1439650 | SOMANETICS CORP | INVOS | INVOS | OXIMETERS/ CEREBRAL |  | replacement | 08-11330 | 2017-04-20 | 2018-04-15 | 12460 | PEDIATRIC ICU | 2009-06-20 | USD | 0.01 | Reactivated | UNIVERSITY NEW MEXICO HOSPITAL
0000073421 | 1083479 | STERIS CORP | HARMONY EMS (DA-70) | HARMONY EMS (DA-70) | EQUIPMENT BOOM ARMS |  | 484124 | 0402009047 |  | 2017-06-15 | 15000 | OPERATING ROOM | 2009-06-19 | USD | 22171.12 | Active | UNIVERSITY NEW MEXICO HOSPITAL
0000073224 | 1083239 | SRS MEDICAL SYSTEMS INC | REGAIN | REGAIN | BIOFEEDBACK SYSTEMS |  | 496485 | EF2557 | 2016-12-16 | 2017-12-15 | 34250 | UROLOGY | 2009-06-19 | USD | 0.01 | Active | UNIVERSITY NEW MEXICO HOSPITAL
0000062051 | 1219259 | STERIS CORP | DA-60 | HARMONY EMS | EQUIPMENT BOOM ARMS |  | FOUND PER ED | 0413607052 |  | 2017-06-15 | 15000 | OPERATING ROOM | 2009-06-19 | USD | 0.01 | Active | UNIVERSITY NEW MEXICO HOSPITAL
0000073223 | 1083072 | SRS MEDICAL SYSTEMS INC | REGAIN | REGAIN | BIOFEEDBACK SYSTEMS |  | 496485 | EZS-15309 | 2016-12-16 | 2017-12-15 | 34250 | UROLOGY | 2009-06-19 | USD | 0.01 | Active | UNIVERSITY NEW MEXICO HOSPITAL
0000062050 | 1219258 | STERIS CORP | DA-60 | HARMONY EMS | EQUIPMENT BOOM ARMS |  | FOUND PER ED | 0413507035 |  | 2017-06-15 | 15000 | OPERATING ROOM | 2009-06-19 | USD | 0.01 | Active | UNIVERSITY NEW MEXICO HOSPITAL
0000067676 | 1077995 | STERIS CORP | HARMONY DUAL LED 585 | HARMONY DUAL LED 585 | LIGHTS/ SURGICAL |  | FOUND PER ED | 0431108031 | 2017-06-21 | 2018-06-15 | 15000 | OPERATING ROOM | 2009-06-19 | USD | 0.01 | Active | UNIVERSITY NEW MEXICO HOSPITAL
0000062095 | 1077998 | STERIS CORP | CSDF80 | CSDF80 | EQUIPMENT BOOM ARMS |  | FOUND PER ED | 0413607051 |  | 2017-06-15 | 15000 | OPERATING ROOM | 2009-06-19 | USD | 0.01 | Active | UNIVERSITY NEW MEXICO HOSPITAL
0000067675 | 1077994 | STERIS CORP | HARMONY DUAL LED 585 | HARMONY DUAL LED 585 | LIGHTS/ SURGICAL |  | FOUND PER ED | 0431108032 | 2017-06-21 | 2018-06-15 | 15000 | OPERATING ROOM | 2009-06-19 | USD | 0.01 | Active | UNIVERSITY NEW MEXICO HOSPITAL
0000068489 | 1083270 | MEDTRONIC INC | IPC | IPC | SHAVERS |  | 499292 | 51545 | 2016-10-12 | 2017-10-15 | 15005 | OPERATING ROOM - BBRP | 2009-06-19 | USD | 14283.2 | Active | UNIVERSITY NEW MEXICO HOSPITAL
0000067415 | 1219747 | STERIS CORP | HARMONY DUAL LED 585 | HARMONY DUAL LED 585 | LIGHTS/ SURGICAL |  | FOUND PER ED | 0406508047 | 2017-06-30 | 2018-06-15 | 15000 | OPERATING ROOM | 2009-06-19 | USD | 0.01 | Active | UNIVERSITY NEW MEXICO HOSPITAL
0000067677 | 1077996 | STERIS CORP | HARMONY EMS ( DF 80) | DF 80 | EQUIPMENT BOOM ARMS |  | 484124 | 0401509078 |  | 2017-06-15 | 15000 | OPERATING ROOM | 2009-06-19 | USD | 28191.88 | Active | UNIVERSITY NEW MEXICO HOSPITAL
0000068484 | 1083265 | INSTROMEDIX INC | KING OF HEARTS | LRO8OA-01 | HOLTER MONITORING SYSTEMS |  | 499807 | 6901558 |  | 2017-06-15 | 71030 | HEART STATION | 2009-06-19 | USD | 625.05 | Active | UNIVERSITY NEW MEXICO HOSPITAL
0000068483 | 1083264 | INSTROMEDIX INC | KING OF HEARTS | LRO8OA-01 | HOLTER MONITORING SYSTEMS |  | 499807 | 6901730 |  | 2017-06-15 | 71030 | HEART STATION | 2009-06-19 | USD | 625.05 | Active | UNIVERSITY NEW MEXICO HOSPITAL
0000068482 | 1083263 | INSTROMEDIX INC | KING OF HEARTS | LRO8OA-01 | HOLTER MONITORING SYSTEMS |  | 499807 | 6901729 |  | 2017-06-15 | 71030 | HEART STATION | 2009-06-19 | USD | 625.05 | Active | UNIVERSITY NEW MEXICO HOSPITAL
0000068481 | 1083262 | INSTROMEDIX INC | KING OF HEARTS | LRO8OA-01 | HOLTER MONITORING SYSTEMS |  | 499807 | 6901738 |  | 2017-06-15 | 71030 | HEART STATION | 2009-06-19 | USD | 625.05 | Active | UNIVERSITY NEW MEXICO HOSPITAL
0000068480 | 1083261 | INSTROMEDIX INC | KING OF HEARTS | LRO8OA-01 | HOLTER MONITORING SYSTEMS |  | 499807 | 6901713 |  | 2017-06-15 | 71030 | HEART STATION | 2009-06-19 | USD | 625.05 | Active | UNIVERSITY NEW MEXICO HOSPITAL
0000068479 | 1083260 | INSTROMEDIX INC | KING OF HEARTS | LRO8OA-01 | HOLTER MONITORING SYSTEMS |  | 499807 | 6901740 |  | 2017-06-15 | 71030 | HEART STATION | 2009-06-19 | USD | 625.05 | Active | UNIVERSITY NEW MEXICO HOSPITAL
0000068478 | 1083259 | INSTROMEDIX INC | KING OF HEARTS | LRO8OA-01 | HOLTER MONITORING SYSTEMS |  | 499807 | 6901721 |  | 2017-06-15 | 71030 | HEART STATION | 2009-06-19 | USD | 625.05 | Active | UNIVERSITY NEW MEXICO HOSPITAL
0000067410 | 1140002 | STERIS CORP | DA-60 | HARMONY EMS | EQUIPMENT BOOM ARMS |  | 469028 | 0417808050 |  | 2017-06-15 | 15000 | OPERATING ROOM | 2009-06-18 | USD | 21471.99 | Active | UNIVERSITY NEW MEXICO HOSPITAL
0000068476 | 1083127 | SCALE-TRONIX INC | 5122 | 5122 | SCALES/ PATIENT/ PLATFORM/ ELECTRONIC |  | 498002 | 5122-584 | 2017-04-06 | 2018-04-15 | 12460 | PEDIATRIC ICU | 2009-06-18 | USD | 1680 | Active | UNIVERSITY NEW MEXICO HOSPITAL
0000067414 | 1140005 | STERIS CORP | HARMONY DUAL LED 585 | HARMONY DUAL LED 585 | LIGHTS/ SURGICAL |  | FOUND PER ED | 0406508049 | 2017-06-30 | 2018-06-15 | 15000 | OPERATING ROOM | 2009-06-18 | USD | 0.01 | Active | UNIVERSITY NEW MEXICO HOSPITAL
0000067413 | 1140004 | STERIS CORP | HARMONY DUAL LED 585 | HARMONY DUAL LED 585 | LIGHTS/ SURGICAL |  | FOUND PER ED | 0406508052 | 2017-06-30 | 2018-06-15 | 15000 | OPERATING ROOM | 2009-06-18 | USD | 0.01 | Active | UNIVERSITY NEW MEXICO HOSPITAL
0000062092 | 1004020 | STERIS CORP | HARMONY (LA500) | HARMONY (LA500) | LIGHTS/ SURGICAL |  | FOUND PER ED | 110301713674 | 2017-06-16 | 2018-06-15 | 15000 | OPERATING ROOM | 2009-06-18 | USD | 0.01 | Active | UNIVERSITY NEW MEXICO HOSPITAL
0000062091 | 1004022 | STERIS CORP | HARMONY (LA500) | HARMONY (LA500) | LIGHTS/ SURGICAL |  | FOUND PER ED | 110301713679 | 2017-06-16 | 2018-06-15 | 15000 | OPERATING ROOM | 2009-06-18 | USD | 0.01 | Active | UNIVERSITY NEW MEXICO HOSPITAL
0000068477 | 1083128 | ZOLL MEDICAL CORP | M SERIES | M SERIES | DEFIBRILLATOR/ MONITOR/ PACEMAKERS |  | 497931 | TO9B109893 | 2017-01-01 | 2017-07-15 | 75025 | RADIOLOGY - INTERVENTIONAL RAD | 2009-06-18 | USD | 9442.55 | Active | UNIVERSITY NEW MEXICO HOSPITAL
0000067678 | 1077997 | STERIS CORP | HARMONY EMS (DA-60) | DA-60 | EQUIPMENT BOOM ARMS |  | 484124 | 0401509011 |  | 2017-06-15 | 15000 | OPERATING ROOM | 2009-06-17 | USD | 21652.73 | Active | UNIVERSITY NEW MEXICO HOSPITAL
0000060088 | 1143056 | GE HEALTHCARE | DASH 4000 | DASH 4000 | MONITORING SYSTEMS/ PHYSIOLOGIC |  | 428875 | SBG06462727GA | 2017-06-28 | 2018-06-15 | 15040 | PACU (RECOVERY ROOM 1) | 2009-06-17 | USD | 11743.61 | Active | UNIVERSITY NEW MEXICO HOSPITAL
0000060087 | 1143162 | GE HEALTHCARE | DASH 4000 | DASH 4000 | MONITORING SYSTEMS/ PHYSIOLOGIC |  | 428875 | SBG06462726GA | 2017-06-13 | 2018-06-15 | 15040 | PACU (RECOVERY ROOM 1) | 2009-06-17 | USD | 11743.61 | Active | UNIVERSITY NEW MEXICO HOSPITAL
0000060086 | 1143055 | GE HEALTHCARE | DASH 4000 | DASH 4000 | MONITORING SYSTEMS/ PHYSIOLOGIC |  | 428875 | SBG06462707GA | 2017-06-13 | 2018-06-15 | 15040 | PACU (RECOVERY ROOM 1) | 2009-06-17 | USD | 11743.61 | Active | UNIVERSITY NEW MEXICO HOSPITAL
0000073080 | 1083089 | LUMITEX INC | VIENVIEWER | VV1.0 | TRANSILLUMINATORS |  | 497824 | Z1AAA507 |  | 2017-06-15 | 12430 | GENERAL PEDIATRICS UNIT | 2009-06-16 | USD | 25500 | Active | UNIVERSITY NEW MEXICO HOSPITAL
0000067679 | 1144072 | STRYKER CORP | 70-76002 | 70-76002 | BATHS/ WATER |  | 499315 | 0901617783 | 2016-12-30 | 2017-05-15 | 15500 | OSIS OPERATING ROOM | 2009-06-16 | USD | 0.01 | Reactivated | UNIVERSITY NEW MEXICO HOSPITAL
0000068475 | 1083126 | TRANSMOTION MEDICAL INC | TMM3 | TMM3 | CHAIRS/ RADIOGRAPHY/ FLUOROSCOPY |  | 496634 | TM15 052209 2878 |  | 2017-06-15 | 76020 | SPEECH/LANGUAGE PATHOLOGY | 2009-06-15 | USD | 8617 | Active | UNIVERSITY NEW MEXICO HOSPITAL
0000068596 | 1219815 | BAKER COMPANY THE | SG-400 | SG-400 | HOODS/ CHEMICAL FUME |  | BBRP | 89722 | 2017-05-30 | 2017-11-15 | 77010 | PHARMACY - INPATIENT | 2009-06-15 | USD | 0.1 | Reactivated | UNIVERSITY NEW MEXICO HOSPITAL
0000068474 | 1083125 | CHATTANOOGA GROUP DIV ENCORE MEDICAL CORP | E-1 MHT | E-1 MHT | HYDROCOLLATORS |  | 498342 | 165168 | 2016-01-29 | 2017-01-15 | 76015 | REHABILITATION OUTPATIENT 1025 | 2009-06-12 | USD | 398.49 | Reactivated | UNIVERSITY NEW MEXICO HOSPITAL
0000073058 | 1083070 | STERIS CORP | ATTEST C1392 | ATTEST C1392 | STERILIZATION PROCESS INDICATORS |  | NONE | 1849090159978 | 2011-10-24 | 2011-10-15 | 15005 | OPERATING ROOM - BBRP | 2009-06-10 | USD | 0.01 | Active | UNIVERSITY NEW MEXICO HOSPITAL
0000067674 | 1083063 | SHERWOOD MEDICAL | 3000A-CL | 3000A-CL | THERMOMETERS/ ELECTRONIC |  | REPL 62863 | J0626877 |  | 2017-06-15 | 32060 | M & FP-WEST MESA | 2009-06-09 | USD | 1 | Active | UNIVERSITY NEW MEXICO HOSPITAL
0000073229 | 1083229 | KIMBERLY-CLARK | Arctic Sun | 100 | WARMING UNITS/ PATIENT/ CIRCULATING-FLUID |  | REPL 55754 | 2202 | 2017-06-15 | 2018-06-15 | 15000 | OPERATING ROOM | 2009-06-08 | USD | 1 | Active | UNIVERSITY NEW MEXICO HOSPITAL
0000055823 | 1218013 | OLYMPUS AMERICA INC | OTV-S7 | OTV-S7 | VIDEO IMAGE PROCESSORS/ ENDOSCOPIC |  | found | 7683550 |  | 2017-06-15 | 34250 | UROLOGY | 2009-06-08 | USD | 0.01 | Active | UNIVERSITY NEW MEXICO HOSPITAL
0000073105 | 1219871 | THE KENDALL CO | FIRSTEMP GENIUS 3000A | FIRSTEMP GENIUS 3000A | THERMOMETERS/ ELECTRONIC/ INFRARED/ EAR |  | REPL46394 | J0549355 |  | 2017-06-15 | 12000 | LABOR AND DELIVERY | 2009-06-05 | USD | 0.01 | Active | UNIVERSITY NEW MEXICO HOSPITAL
0000073104 | 1143266 | THE KENDALL CO | FIRSTEMP GENIUS 3000A | FIRSTEMP GENIUS 3000A | THERMOMETERS/ ELECTRONIC/ INFRARED/ EAR |  | REPLA67443 | JO81823 |  | 2017-06-15 | 12230 | GEN MED/SAC (4-W) | 2009-06-05 | USD | 0.01 | Active | UNIVERSITY NEW MEXICO HOSPITAL
0000068936 | 1083052 | CINCINNATI SUB-ZERO PRODUCTS INC | BLANKETROL II | 222R | WARMING UNITS/ PATIENT/ CIRCULATING-FLUID |  | 497196 | 092-19630 | 2017-07-07 | 2017-10-15 | 15005 | OPERATING ROOM - BBRP | 2009-06-04 | USD | 3895 | Active | UNIVERSITY NEW MEXICO HOSPITAL
0000073050 | 1219870 | HUNTLEIGH HEALTHCARE LTD | FLEXI DOPPLEX | D930 | FETAL HEART DETECTORS/ ULTRASONIC |  | 495457 | 930LX0A02353-09 |  | 2017-06-15 | 12510 | WOMEN'S SPECIAL CARE | 2009-06-04 | USD | 0.01 | Active | UNIVERSITY NEW MEXICO HOSPITAL
0000073049 | 1219869 | HUNTLEIGH HEALTHCARE LTD | FLEXI DOPPLEX | D930 | FETAL HEART DETECTORS/ ULTRASONIC |  | 495457 | 930LX0A02353-08 |  | 2017-06-15 | 12510 | WOMEN'S SPECIAL CARE | 2009-06-04 | USD | 0.01 | Active | UNIVERSITY NEW MEXICO HOSPITAL
0000073045 | 1219868 | EXERGEN CORP | TAT-5000 | TAT-5000 | THERMOMETERS/ ELECTRONIC/ INFRARED |  | 497424 | A139590 |  | 2017-06-15 | 34130 | MILAGRO OP OB CLINIC | 2009-06-04 | USD | 316 | Active | UNIVERSITY NEW MEXICO HOSPITAL
0000073044 | 1219867 | EXERGEN CORP | TAT-5000 | TAT-5000 | THERMOMETERS/ ELECTRONIC/ INFRARED |  | 497325 | A139377 |  | 2017-06-15 | 12250 | ORTHOPEDICS (3-S) | 2009-06-04 | USD | 316 | Active | UNIVERSITY NEW MEXICO HOSPITAL
0000073043 | 1219866 | EXERGEN CORP | TAT-5000 | TAT-5000 | THERMOMETERS/ ELECTRONIC/ INFRARED |  | 497325 | A138980 |  | 2017-06-15 | 12250 | ORTHOPEDICS (3-S) | 2009-06-04 | USD | 316 | Active | UNIVERSITY NEW MEXICO HOSPITAL
0000073046 | 1143341 | VERATHON INC | GLIDESCOPE GVL | GLIDESCOPE GVL | LARYNGOSCOPES |  | 496351 | PM097294 | 2013-10-17 | 2013-10-15 | 15060 | ANESTHESIA - BBRP | 2009-06-04 | USD | 10825 | Active | UNIVERSITY NEW MEXICO HOSPITAL
0000073218 | 1083228 | CONVERGENT LASER TECHNOLOGIES | ODYSSEY 30B | ODYSSEY 30B | LASERS |  | 497164 | 29020-QRPWP | 2017-06-19 | 2017-12-15 | 15000 | OPERATING ROOM | 2009-06-03 | USD | 58500 | Active | UNIVERSITY NEW MEXICO HOSPITAL
0000068472 | 1219809 | SCALE-TRONIX INC | 4802 | 4802 | SCALES/ INFANT |  | 495538 | 1083118 | 2016-10-01 | 2017-10-15 | 34315 | CLINICAL NEUROSCIENCE CENTER | 2009-06-02 | USD | 2470.25 | Active | UNIVERSITY NEW MEXICO HOSPITAL
0000073219 | 1083054 | GE HEALTHCARE | PRO 300 | PRO 300 | MONITORS/ BEDSIDE/ BLOOD PRESSURE |  | 494950 | AAX08300016SA | 2016-10-25 | 2017-10-15 | 12510 | WOMEN'S SPECIAL CARE | 2009-06-02 | USD | 3894 | Active | UNIVERSITY NEW MEXICO HOSPITAL
0000068470 | 1219807 | EMPI INC | DUPEL | DUPEL | IONTOPHORESIS UNITS |  | 4390 | 1083116 |  | 2017-06-15 | 76010 | REHABILITATION SERVICES | 2009-06-02 | USD | 795 | Active | UNIVERSITY NEW MEXICO HOSPITAL
0000073039 | 1083033 | AMVEX CORP | VR-PIUD-CMA | VR-PIUD-CMA | REGULATORS/ SUCTION |  | 497324 | VRA07868NH |  | 2017-06-15 | 12250 | ORTHOPEDICS (3-S) | 2009-06-02 | USD | 305.01 | Active | UNIVERSITY NEW MEXICO HOSPITAL
0000073038 | 1083032 | AMVEX CORP | VR-PIUD-CMA | VR-PIUD-CMA | REGULATORS/ SUCTION |  | 497324 | VRA07869NH |  | 2017-06-15 | 12330 | FAMILY PRACTICE (3-N) | 2009-06-02 | USD | 305 | Active | UNIVERSITY NEW MEXICO HOSPITAL
0000068471 | 1219808 | VERATHON INC | GLIDESCOPE GVL | GLIDESCOPE GVL | LARYNGOSCOPES |  | 497129 | 1083117 | 2013-06-18 | 2013-06-15 | 15055 | ANESTHESIA | 2009-06-02 | USD | 14826 | Active | UNIVERSITY NEW MEXICO HOSPITAL
0000068468 | 1163199 | EMPI INC | SELECT 1.2 | SELECT 1.2 | STIMULATORS/ ELECTRICAL/ NEUROMUSCULAR |  | 496332 | 4475635 | 2012-12-18 | 2017-06-15 | 76015 | REHABILITATION OUTPATIENT 1025 | 2009-06-02 | USD | 525 | Active | UNIVERSITY NEW MEXICO HOSPITAL
0000073041 | 1083035 | ABBOTT LABORATORIES INC | ISTAT | ISTAT | ANALYZERS/ LABORATORY/ BLOOD GAS |  | 492738 | 332701 | 2009-06-02 | 2017-06-15 | 71040 | CARDIAC CATH LAB | 2009-06-02 | USD | 10491.86 | Active | UNIVERSITY NEW MEXICO HOSPITAL
0000073040 | 1083034 | ABBOTT LABORATORIES INC | ISTAT | ISTAT | ANALYZERS/ LABORATORY/ BLOOD GAS |  | 492738 | 333131 | 2009-06-02 | 2017-06-15 | 71040 | CARDIAC CATH LAB | 2009-06-02 | USD | 10491.86 | Active | UNIVERSITY NEW MEXICO HOSPITAL
0000073076 | 1083087 | 3M HEALTH CARE | BAIR HUGGER | 750 | WARMING UNITS/ PATIENT/ FORCED-AIR |  | 495205 | 40667 | 2017-05-01 | 2018-05-15 | 15515 | OSIS ANESTHESIA | 2009-06-01 | USD | 0.01 | Active | UNIVERSITY NEW MEXICO HOSPITAL
0000073075 | 1083086 | 3M HEALTH CARE | BAIR HUGGER | 750 | WARMING UNITS/ PATIENT/ FORCED-AIR |  | 495205 | 40673 | 2017-05-01 | 2018-05-15 | 15515 | OSIS ANESTHESIA | 2009-06-01 | USD | 0.01 | Active | UNIVERSITY NEW MEXICO HOSPITAL
0000073074 | 1083085 | 3M HEALTH CARE | BAIR HUGGER | 750 | WARMING UNITS/ PATIENT/ FORCED-AIR |  | 495205 | 40675 | 2017-07-11 | 2018-07-15 | 21015 | ED-NORTH | 2009-06-01 | USD | 0.01 | Active | UNIVERSITY NEW MEXICO HOSPITAL
0000073073 | 1083084 | 3M HEALTH CARE | BAIR HUGGER | 750 | WARMING UNITS/ PATIENT/ FORCED-AIR |  | 495205 | 40674 | 2017-06-09 | 2018-06-15 | 15055 | ANESTHESIA | 2009-06-01 | USD | 0.01 | Active | UNIVERSITY NEW MEXICO HOSPITAL
0000073072 | 1083083 | 3M HEALTH CARE | BAIR HUGGER | 750 | WARMING UNITS/ PATIENT/ FORCED-AIR |  | 495205 | 40676 | 2017-05-24 | 2018-05-15 | 12130 | TRAUMA/SURGICAL ICU | 2009-06-01 | USD | 0.01 | Active | UNIVERSITY NEW MEXICO HOSPITAL
0000073071 | 1083082 | 3M HEALTH CARE | BAIR HUGGER | 750 | WARMING UNITS/ PATIENT/ FORCED-AIR |  | 495205 | 40671 | 2016-08-17 | 2017-08-15 | 12220 | MED/SURG SUBACUTE (4-E) | 2009-06-01 | USD | 0.01 | Active | UNIVERSITY NEW MEXICO HOSPITAL
0000073070 | 1083081 | 3M HEALTH CARE | BAIR HUGGER | 750 | WARMING UNITS/ PATIENT/ FORCED-AIR |  | 495205 | 40669 | 2016-10-27 | 2017-10-15 | 12210 | CORONARY CARE SUBACUTE | 2009-06-01 | USD | 0.01 | Reactivated | UNIVERSITY NEW MEXICO HOSPITAL
0000073069 | 1083080 | 3M HEALTH CARE | BAIR HUGGER | 750 | WARMING UNITS/ PATIENT/ FORCED-AIR |  | 495205 | 40677 | 2017-05-09 | 2018-05-15 | 12130 | TRAUMA/SURGICAL ICU | 2009-06-01 | USD | 0.01 | Active | UNIVERSITY NEW MEXICO HOSPITAL
0000073068 | 1083079 | 3M HEALTH CARE | BAIR HUGGER | 750 | WARMING UNITS/ PATIENT/ FORCED-AIR |  | 495205 | 40668 | 2017-05-19 | 2018-05-15 | 15515 | OSIS ANESTHESIA | 2009-06-01 | USD | 0.01 | Active | UNIVERSITY NEW MEXICO HOSPITAL
0000073067 | 1083078 | 3M HEALTH CARE | BAIR HUGGER | 750 | WARMING UNITS/ PATIENT/ FORCED-AIR |  | 495205 | 40678 | 2017-05-19 | 2018-05-15 | 15515 | OSIS ANESTHESIA | 2009-06-01 | USD | 0.01 | Active | UNIVERSITY NEW MEXICO HOSPITAL
0000073098 | 1083112 | 3M HEALTH CARE | BAIR HUGGER | 750 | WARMING UNITS/ PATIENT/ FORCED-AIR |  | 491328 | 40537 | 2017-07-11 | 2018-07-15 | 12110 | NEUROSCIENCE ICU | 2009-06-01 | USD | 0.01 | Active | UNIVERSITY NEW MEXICO HOSPITAL
0000073066 | 1083077 | 3M HEALTH CARE | BAIR HUGGER | 750 | WARMING UNITS/ PATIENT/ FORCED-AIR |  | 495205 | 40670 | 2017-05-01 | 2018-05-15 | 12130 | TRAUMA/SURGICAL ICU | 2009-06-01 | USD | 0.01 | Active | UNIVERSITY NEW MEXICO HOSPITAL
0000073065 | 1083076 | 3M HEALTH CARE | BAIR HUGGER | 750 | WARMING UNITS/ PATIENT/ FORCED-AIR |  | 495205 | 40672 | 2017-05-01 | 2018-05-15 | 15500 | OSIS OPERATING ROOM | 2009-06-01 | USD | 0.01 | Active | UNIVERSITY NEW MEXICO HOSPITAL
0000073097 | 1083111 | 3M HEALTH CARE | BAIR HUGGER | 750 | WARMING UNITS/ PATIENT/ FORCED-AIR |  | 491328 | 40538 | 2017-06-09 | 2018-06-15 | 15000 | OPERATING ROOM | 2009-06-01 | USD | 0.01 | Reactivated | UNIVERSITY NEW MEXICO HOSPITAL
0000068467 | 1083115 | PULSION MEDICAL SYSTEMS | DVG-SPC 5013 | PC 8500 | MONITORING SYSTEMS/ PHYSIOLOGIC |  | 496628 | I088500593 | 2017-07-05 | 2018-07-15 | 12110 | NEUROSCIENCE ICU | 2009-06-01 | USD | 18000 | Reactivated | UNIVERSITY NEW MEXICO HOSPITAL
0000068466 | 1083114 | PULSION MEDICAL SYSTEMS | DVG-SPC 5013 | PC 8500 | MONITORING SYSTEMS/ PHYSIOLOGIC |  | 496628 | E088500333 | 2015-07-31 | 2016-07-15 | 12110 | NEUROSCIENCE ICU | 2009-06-01 | USD | 18000 | Reactivated | UNIVERSITY NEW MEXICO HOSPITAL
0000073036 | 1083031 | VERATHON INC | BLADDERSCAN (BVI-3000) | BLADDERSCAN (BVI-3000) | SCANNING SYSTEMS/ULTRASONIC/DIAGNOSTIC (BIOMED) |  | 497319 | 09181901 | 2017-06-20 | 2018-06-15 | 34250 | UROLOGY | 2009-05-29 | USD | 13160.88 | Active | UNIVERSITY NEW MEXICO HOSPITAL
0000068892 | 1083030 | SOMANETICS CORP | INVOS | INVOS | OXIMETERS/ CEREBRAL |  | UNMPOO082919 | 09-10131 | 2017-06-20 | 2018-07-15 | 12110 | NEUROSCIENCE ICU | 2009-05-29 | USD | 0.01 | Active | UNIVERSITY NEW MEXICO HOSPITAL
0000068891 | 1083029 | SOMANETICS CORP | INVOS | INVOS | OXIMETERS/ CEREBRAL |  | UNMPOO082919 | 09-10132 | 2017-07-07 | 2018-07-15 | 12110 | NEUROSCIENCE ICU | 2009-05-29 | USD | 0.01 | Active | UNIVERSITY NEW MEXICO HOSPITAL
0000073056 | 1083068 | HILL-ROM INC | SURETEMP PLUS | 692 | THERMOMETERS/ ELECTRONIC |  | 495458 | 09171188 |  | 2017-06-15 | 12420 | NEWBORN ICU | 2009-05-28 | USD | 226.11 | Active | UNIVERSITY NEW MEXICO HOSPITAL
0000073055 | 1083067 | HILL-ROM INC | SURETEMP PLUS | 692 | THERMOMETERS/ ELECTRONIC |  | 495458 | 09171187 |  | 2017-06-15 | 12420 | NEWBORN ICU | 2009-05-28 | USD | 226.11 | Active | UNIVERSITY NEW MEXICO HOSPITAL
0000073054 | 1083066 | HILL-ROM INC | SURETEMP PLUS | 692 | THERMOMETERS/ ELECTRONIC |  | 495458 | 09171184 |  | 2017-06-15 | 12520 | MOTHER & BABY UNIT (3-E) BBRP | 2009-05-28 | USD | 226.11 | Active | UNIVERSITY NEW MEXICO HOSPITAL
0000062508 | 1077979 | LEICA MICROSYSTEMS INC | M680 | M680 | MICROSCOPES/ LIGHT/ OPERATING |  | 449383 | 250293021 | 2016-11-01 | 2017-11-15 | 15500 | OSIS OPERATING ROOM | 2009-05-28 | USD | 65802.8 | Active | UNIVERSITY NEW MEXICO HOSPITAL
0000058555 | 1077753 | THE KENDALL CO | FIRSTEMP GENIUS 3000A | FIRSTEMP GENIUS 3000A | THERMOMETERS/ ELECTRONIC/ INFRARED/ EAR |  | REPL 41860 | J0557329 |  | 2017-06-15 | 54080 | UNMMG - TRUMAN ST. CLINIC | 2009-05-27 | USD | 1 | Active | UNIVERSITY NEW MEXICO HOSPITAL
0000058556 | 1083074 | EXERGEN CORP | TAT-5000 | TAT-5000 | THERMOMETERS/ ELECTRONIC/ INFRARED |  | REPL 62103 | 148891 |  | 2017-06-15 | 12000 | LABOR AND DELIVERY | 2009-05-27 | USD | 1 | Active | UNIVERSITY NEW MEXICO HOSPITAL
0000058554 | 1077754 | THE KENDALL CO | FIRSTEMP GENIUS 3000A | FIRSTEMP GENIUS 3000A | THERMOMETERS/ ELECTRONIC/ INFRARED/ EAR |  | REPL 68245 | J0541338 |  | 2017-06-15 | 12110 | NEUROSCIENCE ICU | 2009-05-27 | USD | 1 | Active | UNIVERSITY NEW MEXICO HOSPITAL
0000068880 | 1083064 | THE KENDALL CO | FIRSTEMP GENIUS 3000A | FIRSTEMP GENIUS 3000A | THERMOMETERS/ ELECTRONIC/ INFRARED/ EAR |  | REPL 67063 | J0640068 |  | 2017-06-15 | 12360 | NEUROSCIENCE | 2009-05-27 | USD | 1 | Active | UNIVERSITY NEW MEXICO HOSPITAL
0000073035 | 1083061 | PHILIPS HEALTHCARE | BIPAP VISION | 582059 | POSITIVE AIRWAY PRESSURE UNITS/ BI-LEVEL |  | 496633 | 137751 | 2016-09-23 | 2017-09-15 | 71510 | PULMONARY SERVICES | 2009-05-27 | USD | 9671.92 | Active | UNIVERSITY NEW MEXICO HOSPITAL
0000073034 | 1083060 | PHILIPS HEALTHCARE | BIPAP VISION | 582059 | POSITIVE AIRWAY PRESSURE UNITS/ BI-LEVEL |  | 496633 | 137750 | 2016-09-21 | 2017-09-15 | 71510 | PULMONARY SERVICES | 2009-05-27 | USD | 9671.92 | Active | UNIVERSITY NEW MEXICO HOSPITAL
0000073033 | 1083059 | PHILIPS HEALTHCARE | BIPAP VISION | 582059 | POSITIVE AIRWAY PRESSURE UNITS/ BI-LEVEL |  | 496633 | 137738 | 2016-09-15 | 2017-09-15 | 71510 | PULMONARY SERVICES | 2009-05-27 | USD | 9671.92 | Active | UNIVERSITY NEW MEXICO HOSPITAL
0000073032 | 1083058 | PHILIPS HEALTHCARE | BIPAP VISION | 582059 | POSITIVE AIRWAY PRESSURE UNITS/ BI-LEVEL |  | 496633 | 137741 | 2016-09-21 | 2017-09-15 | 71510 | PULMONARY SERVICES | 2009-05-27 | USD | 9671.92 | Reactivated | UNIVERSITY NEW MEXICO HOSPITAL
0000073031 | 1083057 | PHILIPS HEALTHCARE | BIPAP VISION | 582059 | POSITIVE AIRWAY PRESSURE UNITS/ BI-LEVEL |  | 496633 | 137749 | 2016-09-21 | 2017-09-15 | 71510 | PULMONARY SERVICES | 2009-05-27 | USD | 9671.93 | Active | UNIVERSITY NEW MEXICO HOSPITAL
0000073053 | 1083073 | NELLCOR INC | N-600X | N-600X | OXIMETERS/ PULSE |  | 495206 | G09804755 | 2016-10-05 | 2017-10-15 | 12520 | MOTHER & BABY UNIT (3-E) BBRP | 2009-05-27 | USD | 2995.54 | Active | UNIVERSITY NEW MEXICO HOSPITAL
0000068958 | 1143241 | MIDLAND MANUFACTURING CO INC | 926025N | 926025N | TABLES/ EXAMINATION/TREATMENT |  | 496360 | 290517O |  | 2017-06-15 | 76010 | REHABILITATION SERVICES | 2009-05-22 | USD | 2733.09 | Active | UNIVERSITY NEW MEXICO HOSPITAL
0000068970 | 1143239 | NATIONAL DISPLAY SYSTEMS | SC-SX19-A1A11 | SC-SX19-A1A11 | MONITORS/ VIDEO |  | 496225 | 06-64612 |  | 2017-06-15 | 15005 | OPERATING ROOM - BBRP | 2009-05-21 | USD | 2300.01 | Active | UNIVERSITY NEW MEXICO HOSPITAL
0000068957 | 1143240 | OHAUS SCALE CORP | 1000 | VALOR 1000 | SCALES/ PATIENT |  | 497282 | 90900034 | 2016-10-14 | 2017-10-15 | 15005 | OPERATING ROOM - BBRP | 2009-05-21 | USD | 342.46 | Reactivated | UNIVERSITY NEW MEXICO HOSPITAL
0000068969 | 1143238 | SUNNEX / ALIMED | RLM-CLT-120 | RLM-CLT-120 | LIGHTS/ EXAMINATION |  | 496989 | NONE |  | 2017-06-15 | 15005 | OPERATING ROOM - BBRP | 2009-05-21 | USD | 299 | Active | UNIVERSITY NEW MEXICO HOSPITAL
0000064433 | 1141579 | PHILIPS HEALTHCARE | HS456 | HS456 | NEBULIZERS/ HEATED |  | 499792 | 03060170185 | 2016-10-07 | 2017-10-15 | 30115 | SE HEIGHTS CLINIC-SAN PABLO | 2009-05-20 | USD | 0.01 | Active | UNIVERSITY NEW MEXICO HOSPITAL
0000064431 | 1141581 | PHILIPS HEALTHCARE | HS456 | HS456 | NEBULIZERS/ HEATED |  | 499792 | 09050123293 | 2016-10-07 | 2017-10-15 | 30115 | SE HEIGHTS CLINIC-SAN PABLO | 2009-05-20 | USD | 0.01 | Active | UNIVERSITY NEW MEXICO HOSPITAL
0000073815 | 44654170 | PHILIPS HEALTHCARE | PCR ELEVA S PLUS | 732050 | DIGITAL IMAGING SYSTEMS/ COMPUTED RADIOGRAPHY |  | H485568 | SNSLMZNY7F | 2011-10-07 | 2012-04-15 | 30115 | SE HEIGHTS CLINIC-SAN PABLO | 2009-05-18 | USD | 77665.2 | Active | UNIVERSITY NEW MEXICO HOSPITAL
0000073814 | 44654169 | PHILIPS HEALTHCARE | BUCKYDIAGNOST CEILING SYSTEM | 704060 | RADIOGRAPHIC SYSTEMS |  | H485568 | 09000124 | 2012-01-17 | 2013-01-15 | 30115 | SE HEIGHTS CLINIC-SAN PABLO | 2009-05-18 | USD | 82777 | Active | UNIVERSITY NEW MEXICO HOSPITAL
0000068955 | 1143198 | HUNTLEIGH HEALTHCARE LTD | FLEXI DOPPLEX | D930 | FETAL HEART DETECTORS/ ULTRASONIC |  | 495484 | 930LX0A02288-09 |  | 2017-06-15 | 34110 | WOMEN'S HEALTH CENTER | 2009-05-18 | USD | 480 | Active | UNIVERSITY NEW MEXICO HOSPITAL
0000068954 | 1143197 | HUNTLEIGH HEALTHCARE LTD | FLEXI DOPPLEX | D930 | FETAL HEART DETECTORS/ ULTRASONIC |  | 495484 | 930LX0A02265-09 |  | 2017-06-15 | 34110 | WOMEN'S HEALTH CENTER | 2009-05-18 | USD | 480 | Active | UNIVERSITY NEW MEXICO HOSPITAL
0000068956 | 1143207 | RADIOMETER AMERICA INC | TCM4 | TCM4 | MONITORS/ BEDSIDE/ BLOOD GAS/ TRANSCUTANEOUS | 496455 | 496455 | 391-878R0029N006 | 2017-02-09 | 2018-02-15 | 34015 | SLEEP DISORDERS CENTER 1101-2 | 2009-05-18 | USD | 14540 | Active | UNIVERSITY NEW MEXICO HOSPITAL
0000068953 | 1143206 | NELLCOR INC | OXINET III | OXINET III | TRANSMITTERS/ TELEMETRIC |  | REPLACN52021 | 8Z8G6J1 | 2017-01-25 | 2018-01-15 | 12480 | CTH REHAB-ORTHO UNIT | 2009-05-15 | USD | 2000 | Active | UNIVERSITY NEW MEXICO HOSPITAL
0000068515 | 1143096 | NIGHTINGALE SALES INC | 421 | 421 | LIGHTS/ EXAMINATION |  | 483165 | 421 |  | 2017-06-15 | 15040 | PACU (RECOVERY ROOM 1) | 2009-05-15 | USD | 278.5 | Active | UNIVERSITY NEW MEXICO HOSPITAL
0000068514 | 1143097 | NIGHTINGALE SALES INC | 421 | 421 | LIGHTS/ EXAMINATION |  | 483165 | 421 |  | 2017-06-15 | 15040 | PACU (RECOVERY ROOM 1) | 2009-05-15 | USD | 278.5 | Active | UNIVERSITY NEW MEXICO HOSPITAL
0000068513 | 1219810 | NIGHTINGALE SALES INC | 421 | 421 | LIGHTS/ EXAMINATION |  | 483165 | 421 |  | 2017-06-15 | 15040 | PACU (RECOVERY ROOM 1) | 2009-05-15 | USD | 278.5 | Active | UNIVERSITY NEW MEXICO HOSPITAL
0000068882 | 1077750 | PEGASUS RESEARCH CORP | THERA-MIST | THERA-MIST | NEBULIZERS/ HEATED |  | REPL 32121 | 9372 | 2016-09-01 | 2017-09-15 | 71510 | PULMONARY SERVICES | 2009-05-15 | USD | 1 | Reactivated | UNIVERSITY NEW MEXICO HOSPITAL
0000073005 | 1077817 | TYCO HEALTHCARE GROUP | GENIUS II | GENIUS II | THERMOMETERS/ ELECTRONIC/ INFRARED/ EAR |  | 495061 | N09031378 |  | 2017-06-15 | 12480 | CTH REHAB-ORTHO UNIT | 2009-05-14 | USD | 323.01 | Active | UNIVERSITY NEW MEXICO HOSPITAL
0000060816 | 1143098 | EDWARDS LIFESCIENCES CORP | VIGILANCE II | VIGILANCE II | MONITORS/ BEDSIDE/ CARDIAC OUTPUT |  | BBRP | VG003017 | 2017-05-18 | 2018-05-15 | 12120 | MEDICAL/CARDIAC ICU | 2009-05-14 | USD | 0.01 | Active | UNIVERSITY NEW MEXICO HOSPITAL
0000073030 | 1083027 | PARKS MEDICAL ELECTRONICS INC | 811-B | 811-B | BLOOD-FLOW DETECTORS/ ULTRASONIC |  | 494984 | 811B-600005143 |  | 2017-06-15 | 12220 | MED/SURG SUBACUTE (4-E) | 2009-05-14 | USD | 620 | Active | UNIVERSITY NEW MEXICO HOSPITAL
0000073029 | 1083026 | PARKS MEDICAL ELECTRONICS INC | 811-B | 811-B | BLOOD-FLOW DETECTORS/ ULTRASONIC |  | 494984 | 811B-600005145 |  | 2017-06-15 | 12220 | MED/SURG SUBACUTE (4-E) | 2009-05-14 | USD | 620 | Active | UNIVERSITY NEW MEXICO HOSPITAL
0000073027 | 1083024 | PARKS MEDICAL ELECTRONICS INC | 811-B | 811-B | BLOOD-FLOW DETECTORS/ ULTRASONIC |  | 494984 | 811B-600005141 |  | 2017-06-15 | 12230 | GEN MED/SAC (4-W) | 2009-05-14 | USD | 620 | Active | UNIVERSITY NEW MEXICO HOSPITAL
0000073026 | 1083023 | PARKS MEDICAL ELECTRONICS INC | 811-B | 811-B | BLOOD-FLOW DETECTORS/ ULTRASONIC |  | 494984 | 811B-600005148 |  | 2017-06-15 | 15000 | OPERATING ROOM | 2009-05-14 | USD | 620 | Active | UNIVERSITY NEW MEXICO HOSPITAL
0000073025 | 1083022 | PARKS MEDICAL ELECTRONICS INC | 811-B | 811-B | BLOOD-FLOW DETECTORS/ ULTRASONIC |  | 494984 | 811B-600005142 |  | 2017-06-15 | 12220 | MED/SURG SUBACUTE (4-E) | 2009-05-14 | USD | 620 | Active | UNIVERSITY NEW MEXICO HOSPITAL
0000073024 | 1083021 | WELCH ALLYN INC | SURETEMP PLUS (690) | SURETEMP PLUS (690) | THERMOMETERS/ ELECTRONIC |  | 493132 | 09112040 |  | 2017-06-15 | 12455 | NEWBORN ICU | 2009-05-14 | USD | 166.89 | Active | UNIVERSITY NEW MEXICO HOSPITAL
0000073023 | 1083020 | WELCH ALLYN INC | SURETEMP PLUS (690) | SURETEMP PLUS (690) | THERMOMETERS/ ELECTRONIC |  | 493132 | 09110996 |  | 2017-06-15 | 12455 | NEWBORN ICU | 2009-05-14 | USD | 166.89 | Active | UNIVERSITY NEW MEXICO HOSPITAL
0000073022 | 1083014 - VERIFY | WELCH ALLYN INC | SURETEMP PLUS (690) | SURETEMP PLUS (690) | THERMOMETERS/ ELECTRONIC |  | 493132 | 09112045 |  | 2017-06-15 | 12415 | INTERMEDIATE CARE NURSERY | 2009-05-14 | USD | 166.89 | Active | UNIVERSITY NEW MEXICO HOSPITAL
0000073021 | 1083018 | WELCH ALLYN INC | SURETEMP PLUS (690) | SURETEMP PLUS (690) | THERMOMETERS/ ELECTRONIC |  | 493132 | 09112039 |  | 2017-06-15 | 12455 | NEWBORN ICU | 2009-05-14 | USD | 166.89 | Active | UNIVERSITY NEW MEXICO HOSPITAL
0000073020 | 1439818 | WELCH ALLYN INC | SURETEMP PLUS (690) | SURETEMP PLUS (690) | THERMOMETERS/ ELECTRONIC |  | 493132 | 09120618 |  | 2017-06-15 | 12415 | INTERMEDIATE CARE NURSERY | 2009-05-14 | USD | 166.89 | Active | UNIVERSITY NEW MEXICO HOSPITAL
0000073019 | 1083016 | WELCH ALLYN INC | SURETEMP PLUS (690) | SURETEMP PLUS (690) | THERMOMETERS/ ELECTRONIC |  | 493132 | 09112043 |  | 2017-06-15 | 12455 | NEWBORN ICU | 2009-05-14 | USD | 166.89 | Active | UNIVERSITY NEW MEXICO HOSPITAL
0000073018 | 1083015 | WELCH ALLYN INC | SURETEMP PLUS (690) | SURETEMP PLUS (690) | THERMOMETERS/ ELECTRONIC |  | 493132 | 09112042 |  | 2017-06-15 | 12455 | NEWBORN ICU | 2009-05-14 | USD | 166.89 | Active | UNIVERSITY NEW MEXICO HOSPITAL
0000073017 | 1083007 - VERIFY | WELCH ALLYN INC | SURETEMP PLUS (690) | SURETEMP PLUS (690) | THERMOMETERS/ ELECTRONIC |  | 493132 | 09112038 |  | 2017-06-15 | 12455 | NEWBORN ICU | 2009-05-14 | USD | 166.89 | Active | UNIVERSITY NEW MEXICO HOSPITAL
0000073016 | 1083013 | WELCH ALLYN INC | SURETEMP PLUS (690) | SURETEMP PLUS (690) | THERMOMETERS/ ELECTRONIC |  | 493132 | 09112037 |  | 2017-06-15 | 12455 | NEWBORN ICU | 2009-05-14 | USD | 166.89 | Active | UNIVERSITY NEW MEXICO HOSPITAL
0000073015 | 1440271 | WELCH ALLYN INC | SURETEMP PLUS (690) | SURETEMP PLUS (690) | THERMOMETERS/ ELECTRONIC |  | 493132 | 09112035 |  | 2017-06-15 | 12455 | NEWBORN ICU | 2009-05-14 | USD | 166.89 | Active | UNIVERSITY NEW MEXICO HOSPITAL
0000073014 | 1083011 | WELCH ALLYN INC | SURETEMP PLUS (690) | SURETEMP PLUS (690) | THERMOMETERS/ ELECTRONIC |  | 493132 | 09120610 |  | 2017-06-15 | 12455 | NEWBORN ICU | 2009-05-14 | USD | 166.89 | Active | UNIVERSITY NEW MEXICO HOSPITAL
0000073013 | 1083010 | WELCH ALLYN INC | SURETEMP PLUS (690) | SURETEMP PLUS (690) | THERMOMETERS/ ELECTRONIC |  | 493132 | 09111000 |  | 2017-06-15 | 12455 | NEWBORN ICU | 2009-05-14 | USD | 166.89 | Active | UNIVERSITY NEW MEXICO HOSPITAL
0000073012 | 1083009 | WELCH ALLYN INC | SURETEMP PLUS (690) | SURETEMP PLUS (690) | THERMOMETERS/ ELECTRONIC |  | 493132 | 09112056 |  | 2017-06-15 | 12455 | NEWBORN ICU | 2009-05-14 | USD | 166.89 | Active | UNIVERSITY NEW MEXICO HOSPITAL
0000073011 | 1083008 | WELCH ALLYN INC | SURETEMP PLUS (690) | SURETEMP PLUS (690) | THERMOMETERS/ ELECTRONIC |  | 493132 | 09112047 |  | 2017-06-15 | 12455 | NEWBORN ICU | 2009-05-14 | USD | 166.89 | Active | UNIVERSITY NEW MEXICO HOSPITAL
0000073010 | 1083007 | WELCH ALLYN INC | SURETEMP PLUS (690) | SURETEMP PLUS (690) | THERMOMETERS/ ELECTRONIC |  | 493132 | 0911204 |  | 2017-06-15 | 12455 | NEWBORN ICU | 2009-05-14 | USD | 166.89 | Active | UNIVERSITY NEW MEXICO HOSPITAL
0000073009 | 1083006 | WELCH ALLYN INC | SURETEMP PLUS (690) | SURETEMP PLUS (690) | THERMOMETERS/ ELECTRONIC |  | 493132 | 09112048 |  | 2017-06-15 | 12455 | NEWBORN ICU | 2009-05-14 | USD | 166.89 | Active | UNIVERSITY NEW MEXICO HOSPITAL
0000073008 | 1083005 | WELCH ALLYN INC | SURETEMP PLUS (690) | SURETEMP PLUS (690) | THERMOMETERS/ ELECTRONIC |  | 493132 | 09112054 |  | 2017-06-15 | 12415 | INTERMEDIATE CARE NURSERY | 2009-05-14 | USD | 166.89 | Active | UNIVERSITY NEW MEXICO HOSPITAL
0000073007 | 1083004 | WELCH ALLYN INC | SURETEMP PLUS (690) | SURETEMP PLUS (690) | THERMOMETERS/ ELECTRONIC |  | 493132 | 09112034 |  | 2017-06-15 | 12455 | NEWBORN ICU | 2009-05-14 | USD | 166.89 | Active | UNIVERSITY NEW MEXICO HOSPITAL
0000073006 | 1083003 | WELCH ALLYN INC | SURETEMP PLUS (690) | SURETEMP PLUS (690) | THERMOMETERS/ ELECTRONIC |  | 493132 | 09112036 |  | 2017-06-15 | 12455 | NEWBORN ICU | 2009-05-14 | USD | 166.89 | Active | UNIVERSITY NEW MEXICO HOSPITAL
0000068512 | 1143095 | SCALE-TRONIX INC | 4502 | 4502 | SCALES/ DIAPER |  | 455858 | 4502-799 | 2017-02-02 | 2018-02-15 | 12455 | NEWBORN ICU | 2009-05-13 | USD | 1295 | Active | UNIVERSITY NEW MEXICO HOSPITAL
0000073002 | 1077815 | NELLCOR INC | N-65 | N-65 | OXIMETERS/ PULSE |  | 496459 | G09803469 | 2016-09-27 | 2017-09-15 | 34355 | DOIM-OUTPATIENT TREATMENT CTR | 2009-05-13 | USD | 475 | Reactivated | UNIVERSITY NEW MEXICO HOSPITAL
0000073004 | 1077816 | NELLCOR INC | N-600 | N-600 | OXIMETERS/ PULSE |  | 494720 | G09804490 | 2017-01-18 | 2019-01-15 | 71010 | PEDIATRIC CARDIOLOGY | 2009-05-13 | USD | 2995.54 | Reactivated | UNIVERSITY NEW MEXICO HOSPITAL
0000073001 | 1077813 | NELLCOR INC | N-65 | N-65 | OXIMETERS/ PULSE |  | 496459 | G09803511 | 2016-09-30 | 2017-09-15 | 34350 | MEDICINE CLINIC | 2009-05-13 | USD | 475 | Reactivated | UNIVERSITY NEW MEXICO HOSPITAL
0000068860 | 1077799 | EXERGEN CORP | TAT-5000 | TAT-5000 | THERMOMETERS/ ELECTRONIC/ INFRARED |  | 495202 | A145931 |  | 2017-06-15 | 12110 | NEUROSCIENCE ICU | 2009-05-13 | USD | 461.01 | Active | UNIVERSITY NEW MEXICO HOSPITAL
0000068945 | 1077809 | EXERGEN CORP | TAT-5000 | TAT-5000 | THERMOMETERS/ ELECTRONIC/ INFRARED |  | 469297 | A139798 |  | 2017-06-15 | 12350 | CRC/CTC (5-E) | 2009-05-13 | USD | 316.01 | Active | UNIVERSITY NEW MEXICO HOSPITAL
0000068944 | 1077808 | EXERGEN CORP | TAT-5000 | TAT-5000 | THERMOMETERS/ ELECTRONIC/ INFRARED |  | 495200 | A144314 |  | 2017-06-15 | 12000 | LABOR AND DELIVERY | 2009-05-13 | USD | 316 | Active | UNIVERSITY NEW MEXICO HOSPITAL
0000068943 | 1077807 | EXERGEN CORP | TAT-5000 | TAT-5000 | THERMOMETERS/ ELECTRONIC/ INFRARED |  | 495200 | A144301 |  | 2017-06-15 | 12000 | LABOR AND DELIVERY | 2009-05-13 | USD | 316 | Active | UNIVERSITY NEW MEXICO HOSPITAL
0000068942 | 1077806 | EXERGEN CORP | TAT-5000 | TAT-5000 | THERMOMETERS/ ELECTRONIC/ INFRARED |  | 495200 | A145945 |  | 2017-06-15 | 12000 | LABOR AND DELIVERY | 2009-05-13 | USD | 316 | Active | UNIVERSITY NEW MEXICO HOSPITAL
0000068941 | 1077805 | EXERGEN CORP | TAT-5000 | TAT-5000 | THERMOMETERS/ ELECTRONIC/ INFRARED |  | 495200 | A145998 |  | 2017-06-15 | 12000 | LABOR AND DELIVERY | 2009-05-13 | USD | 316 | Active | UNIVERSITY NEW MEXICO HOSPITAL
0000068940 | 1077804 | EXERGEN CORP | TAT-5000 | TAT-5000 | THERMOMETERS/ ELECTRONIC/ INFRARED |  | 495200 | A146000 |  | 2017-06-15 | 12000 | LABOR AND DELIVERY | 2009-05-13 | USD | 316 | Active | UNIVERSITY NEW MEXICO HOSPITAL
0000068939 | 1077803 | EXERGEN CORP | TAT-5000 | TAT-5000 | THERMOMETERS/ ELECTRONIC/ INFRARED |  | 495200 | A146030 |  | 2017-06-15 | 12000 | LABOR AND DELIVERY | 2009-05-13 | USD | 316.01 | Active | UNIVERSITY NEW MEXICO HOSPITAL
0000068938 | 1077802 | EXERGEN CORP | TAT-5000 | TAT-5000 | THERMOMETERS/ ELECTRONIC/ INFRARED |  | 495202 | A146397 |  | 2017-06-15 | 12110 | NEUROSCIENCE ICU | 2009-05-13 | USD | 461.01 | Active | UNIVERSITY NEW MEXICO HOSPITAL
0000068870 | 1077800 | EXERGEN CORP | TAT-5000 | TAT-5000 | THERMOMETERS/ ELECTRONIC/ INFRARED |  | 495202 | A144329 |  | 2017-06-15 | 12110 | NEUROSCIENCE ICU | 2009-05-13 | USD | 461.01 | Active | UNIVERSITY NEW MEXICO HOSPITAL
0000068859 | 1219839 | THE KENDALL CO | FIRSTEMP GENIUS 3000A | FIRSTEMP GENIUS 3000A | THERMOMETERS/ ELECTRONIC/ INFRARED/ EAR |  | REPLACN64792 | J0718586 |  | 2017-06-15 | 12310 | ADULT ONCOLOGY MED/SURG | 2009-05-13 | USD | 120 | Active | UNIVERSITY NEW MEXICO HOSPITAL
0000068854 | 1077794 | THE KENDALL CO | FIRSTEMP GENIUS 3000A | FIRSTEMP GENIUS 3000A | THERMOMETERS/ ELECTRONIC/ INFRARED/ EAR |  | REPLACN68248 | J0521635 |  | 2017-06-15 | 12430 | GENERAL PEDIATRICS UNIT | 2009-05-13 | USD | 0.01 | Active | UNIVERSITY NEW MEXICO HOSPITAL
0000068952 | 1143205 | ALOKA CO LTD | SSD-5000 | 531900 | SCANNING SYSTEMS/ ULTRASONIC |  | H495729 | M01166 | 2011-05-26 | 2011-07-15 | 70020 | ENDOSCOPY CENTER | 2009-05-13 | USD | 0.01 | Active | UNIVERSITY NEW MEXICO HOSPITAL
0000073003 | 1077814 | INSTROMEDIX INC | KINGS OF HEART EXPRESS | KINGS OF HEART EXPRE | HOLTER MONITORING SYSTEMS |  | 495303 | 6901485 |  | 2017-06-15 | 71030 | HEART STATION | 2009-05-12 | USD | 625 | Active | UNIVERSITY NEW MEXICO HOSPITAL
0000068835 | 1077775 | INSTROMEDIX INC | KINGS OF HEART EXPRESS | KINGS OF HEART EXPRE | HOLTER MONITORING SYSTEMS |  | 495303 | 6901653 |  | 2017-06-15 | 71030 | HEART STATION | 2009-05-12 | USD | 625 | Active | UNIVERSITY NEW MEXICO HOSPITAL
0000068853 | 1077793 | INSTROMEDIX INC | KINGS OF HEART EXPRESS | KINGS OF HEART EXPRE | HOLTER MONITORING SYSTEMS |  | 495303 | 6901471 |  | 2017-06-15 | 71030 | HEART STATION | 2009-05-12 | USD | 625 | Active | UNIVERSITY NEW MEXICO HOSPITAL
0000068852 | 1077792 | INSTROMEDIX INC | KINGS OF HEART EXPRESS | KINGS OF HEART EXPRE | HOLTER MONITORING SYSTEMS |  | 495303 | 6901478 |  | 2017-06-15 | 71030 | HEART STATION | 2009-05-12 | USD | 625 | Active | UNIVERSITY NEW MEXICO HOSPITAL
0000068851 | 1077791 | INSTROMEDIX INC | KINGS OF HEART EXPRESS | KINGS OF HEART EXPRE | HOLTER MONITORING SYSTEMS |  | 495303 | 6901475 |  | 2017-06-15 | 71030 | HEART STATION | 2009-05-12 | USD | 625 | Active | UNIVERSITY NEW MEXICO HOSPITAL
0000068849 | 1077789 | INSTROMEDIX INC | KINGS OF HEART EXPRESS | KINGS OF HEART EXPRE | HOLTER MONITORING SYSTEMS |  | 495303 | 6901481 |  | 2017-06-15 | 71030 | HEART STATION | 2009-05-12 | USD | 625 | Active | UNIVERSITY NEW MEXICO HOSPITAL
0000068848 | 6901464 | INSTROMEDIX INC | KINGS OF HEART EXPRESS | KINGS OF HEART EXPRE | HOLTER MONITORING SYSTEMS |  | 495303 | 6901464 |  | 2017-06-15 | 71030 | HEART STATION | 2009-05-12 | USD | 625 | Active | UNIVERSITY NEW MEXICO HOSPITAL
0000068847 | 1077787 | INSTROMEDIX INC | KINGS OF HEART EXPRESS | KINGS OF HEART EXPRE | HOLTER MONITORING SYSTEMS |  | 495303 | 6901465 |  | 2017-06-15 | 71030 | HEART STATION | 2009-05-12 | USD | 625 | Active | UNIVERSITY NEW MEXICO HOSPITAL
0000068846 | 1077786 | INSTROMEDIX INC | KINGS OF HEART EXPRESS | KINGS OF HEART EXPRE | HOLTER MONITORING SYSTEMS |  | 495303 | 6901479 |  | 2017-06-15 | 71030 | HEART STATION | 2009-05-12 | USD | 625 | Active | UNIVERSITY NEW MEXICO HOSPITAL
0000068845 | 1077785 | INSTROMEDIX INC | KINGS OF HEART EXPRESS | KINGS OF HEART EXPRE | HOLTER MONITORING SYSTEMS |  | 495303 | 6901468 |  | 2017-06-15 | 71030 | HEART STATION | 2009-05-12 | USD | 625 | Active | UNIVERSITY NEW MEXICO HOSPITAL
0000068844 | 1077784 | INSTROMEDIX INC | KINGS OF HEART EXPRESS | KINGS OF HEART EXPRE | HOLTER MONITORING SYSTEMS |  | 495303 | 6901571 |  | 2017-06-15 | 71030 | HEART STATION | 2009-05-12 | USD | 625 | Active | UNIVERSITY NEW MEXICO HOSPITAL
0000068843 | 1077783 | INSTROMEDIX INC | KINGS OF HEART EXPRESS | KINGS OF HEART EXPRE | HOLTER MONITORING SYSTEMS |  | 495303 | 6901631 |  | 2017-06-15 | 71030 | HEART STATION | 2009-05-12 | USD | 625 | Active | UNIVERSITY NEW MEXICO HOSPITAL
0000068842 | 1077782 | INSTROMEDIX INC | KINGS OF HEART EXPRESS | KINGS OF HEART EXPRE | HOLTER MONITORING SYSTEMS |  | 495303 | 6901587 |  | 2017-06-15 | 71030 | HEART STATION | 2009-05-12 | USD | 625 | Active | UNIVERSITY NEW MEXICO HOSPITAL
0000068841 | 1077781 | INSTROMEDIX INC | KINGS OF HEART EXPRESS | KINGS OF HEART EXPRE | HOLTER MONITORING SYSTEMS |  | 495303 | 6901651 |  | 2017-06-15 | 71030 | HEART STATION | 2009-05-12 | USD | 625 | Active | UNIVERSITY NEW MEXICO HOSPITAL
0000068839 | 1077779 | INSTROMEDIX INC | KINGS OF HEART EXPRESS | KINGS OF HEART EXPRE | HOLTER MONITORING SYSTEMS |  | 495303 | 6901640 |  | 2017-06-15 | 71030 | HEART STATION | 2009-05-12 | USD | 625 | Active | UNIVERSITY NEW MEXICO HOSPITAL
0000068838 | 1077778 | INSTROMEDIX INC | KINGS OF HEART EXPRESS | KINGS OF HEART EXPRE | HOLTER MONITORING SYSTEMS |  | 495303 | 6901596 |  | 2017-06-15 | 71030 | HEART STATION | 2009-05-12 | USD | 625 | Active | UNIVERSITY NEW MEXICO HOSPITAL
0000068837 | 1077777 | INSTROMEDIX INC | KINGS OF HEART EXPRESS | KINGS OF HEART EXPRE | HOLTER MONITORING SYSTEMS |  | 495303 | 6901637 |  | 2017-06-15 | 71030 | HEART STATION | 2009-05-12 | USD | 625 | Active | UNIVERSITY NEW MEXICO HOSPITAL
0000068836 | 1077776 | INSTROMEDIX INC | KINGS OF HEART EXPRESS | KINGS OF HEART EXPRE | HOLTER MONITORING SYSTEMS |  | 495303 | 6901577 |  | 2017-06-15 | 71030 | HEART STATION | 2009-05-12 | USD | 625 | Active | UNIVERSITY NEW MEXICO HOSPITAL
0000068968 | 1143196 | NIHON KOHDEN (AMERICA) INC | 1701 | EOS | RECORDERS/ ELECTRONIC STORAGE/ DATA |  | 494173 | 5899203 |  | 2017-06-15 | 34015 | SLEEP DISORDERS CENTER 1101-2 | 2009-05-09 | USD | 4732 | Active | UNIVERSITY NEW MEXICO HOSPITAL
0000068967 | 1143195 | NIHON KOHDEN (AMERICA) INC | 1701 | EOS | RECORDERS/ ELECTRONIC STORAGE/ DATA |  | 494173 | 5899201 |  | 2017-06-15 | 34015 | SLEEP DISORDERS CENTER 1101-2 | 2009-05-09 | USD | 4732 | Active | UNIVERSITY NEW MEXICO HOSPITAL
0000068878 | 1077747 | HEMAMETRICS INC | CRIT-LINE III TQA | CRIT-LINE III TQA | ANALYZERS/ POINT-OF-CARE/ WHOLE BLOOD |  | 495732 | 196NBM412856 | 2015-09-01 | 2016-09-15 | 4362 | PEDIATRIC DIALYSIS | 2009-05-08 | USD | 5000 | Active | UNIVERSITY NEW MEXICO HOSPITAL
0000068451 | 1143216 | MEDTRONIC INC | PB 840 | 840 | VENTILATORS |  | 495696 | 3510090797 | 2017-05-11 | 2017-11-15 | 12455 | NEWBORN ICU | 2009-05-08 | USD | 23572.72 | Active | UNIVERSITY NEW MEXICO HOSPITAL
0000068450 | 1143215 | MEDTRONIC INC | PB 840 | 840 | VENTILATORS |  | 495696 | 3510084464 | 2017-05-15 | 2017-11-15 | 12455 | NEWBORN ICU | 2009-05-08 | USD | 23572.72 | Reactivated | UNIVERSITY NEW MEXICO HOSPITAL
0000068449 | 1143214 | MEDTRONIC INC | PB 840 | 840 | VENTILATORS |  | 495696 | 3510090602 | 2017-05-24 | 2017-11-15 | 12455 | NEWBORN ICU | 2009-05-08 | USD | 23572.72 | Active | UNIVERSITY NEW MEXICO HOSPITAL
0000068448 | 1143213 | MEDTRONIC INC | PB 840 | 840 | VENTILATORS |  | 495696 | 3510090488 | 2017-05-11 | 2017-11-15 | 12455 | NEWBORN ICU | 2009-05-08 | USD | 23572.72 | Active | UNIVERSITY NEW MEXICO HOSPITAL
0000068447 | 1143215 - VERIFY | MEDTRONIC INC | PB 840 | 840 | VENTILATORS |  | 495696 | 3510090430 | 2017-05-08 | 2017-11-15 | 12455 | NEWBORN ICU | 2009-05-08 | USD | 23572.72 | Active | UNIVERSITY NEW MEXICO HOSPITAL
0000068446 | 1143211 | MEDTRONIC INC | PB 840 | 840 | VENTILATORS |  | 495696 | 3510090417 | 2017-05-23 | 2017-11-15 | 12455 | NEWBORN ICU | 2009-05-08 | USD | 23572.72 | Active | UNIVERSITY NEW MEXICO HOSPITAL
0000068445 | 1143210 | MEDTRONIC INC | PB 840 | 840 | VENTILATORS |  | 495696 | 3510090044 | 2017-05-25 | 2017-11-15 | 12455 | NEWBORN ICU | 2009-05-08 | USD | 23572.72 | Active | UNIVERSITY NEW MEXICO HOSPITAL
0000068444 | 1143209 | MEDTRONIC INC | PB 840 | 840 | VENTILATORS |  | 495696 | 3510090416 | 2017-05-15 | 2017-11-15 | 12455 | NEWBORN ICU | 2009-05-08 | USD | 23572.72 | Active | UNIVERSITY NEW MEXICO HOSPITAL
0000068443 | 1143208 | MEDTRONIC INC | PB 840 | 840 | VENTILATORS |  | 495696 | 3510085056 | 2017-05-23 | 2017-11-15 | 12455 | NEWBORN ICU | 2009-05-08 | USD | 23572.72 | Active | UNIVERSITY NEW MEXICO HOSPITAL
0000068464 | 1143229 | MEDTRONIC INC | PB 840 | 840 | VENTILATORS |  | 495696 | 3510090222 | 2017-05-09 | 2017-11-15 | 12455 | NEWBORN ICU | 2009-05-08 | USD | 23572.72 | Active | UNIVERSITY NEW MEXICO HOSPITAL
0000068463 | 1143228 | MEDTRONIC INC | PB 840 | 840 | VENTILATORS |  | 495696 | 3510090428 | 2017-05-09 | 2017-11-15 | 12455 | NEWBORN ICU | 2009-05-08 | USD | 23572.72 | Active | UNIVERSITY NEW MEXICO HOSPITAL
0000068462 | 1143227 | MEDTRONIC INC | PB 840 | 840 | VENTILATORS |  | 495696 | 3510085185 | 2017-05-11 | 2017-11-15 | 12455 | NEWBORN ICU | 2009-05-08 | USD | 23572.72 | Active | UNIVERSITY NEW MEXICO HOSPITAL
0000068461 | 1143226 | MEDTRONIC INC | PB 840 | 840 | VENTILATORS |  | 495696 | 3510090415 | 2017-05-23 | 2017-11-15 | 12455 | NEWBORN ICU | 2009-05-08 | USD | 23572.72 | Active | UNIVERSITY NEW MEXICO HOSPITAL
0000068951 | 1143232 | MEDTRONIC INC | PB 840 | 840 | VENTILATORS |  | 495696 | 3510090223 | 2017-05-12 | 2017-11-15 | 12455 | NEWBORN ICU | 2009-05-08 | USD | 23572.72 | Active | UNIVERSITY NEW MEXICO HOSPITAL
0000068950 | 1143231 | MEDTRONIC INC | PB 840 | 840 | VENTILATORS |  | 495696 | 3510085040 | 2017-05-12 | 2017-11-15 | 12455 | NEWBORN ICU | 2009-05-08 | USD | 23572.72 | Active | UNIVERSITY NEW MEXICO HOSPITAL
0000068460 | 1143225 | MEDTRONIC INC | PB 840 | 840 | VENTILATORS |  | 495696 | 3510090474 | 2017-05-22 | 2017-11-15 | 12455 | NEWBORN ICU | 2009-05-08 | USD | 23572.72 | Active | UNIVERSITY NEW MEXICO HOSPITAL
0000068459 | 1143224 | MEDTRONIC INC | PB 840 | 840 | VENTILATORS |  | 495696 | 3510090446 | 2017-05-09 | 2017-11-15 | 12455 | NEWBORN ICU | 2009-05-08 | USD | 23572.72 | Active | UNIVERSITY NEW MEXICO HOSPITAL
0000068458 | 1143223 | MEDTRONIC INC | PB 840 | 840 | VENTILATORS |  | 495696 | 3510090471 | 2017-05-08 | 2017-11-15 | 12455 | NEWBORN ICU | 2009-05-08 | USD | 23572.72 | Active | UNIVERSITY NEW MEXICO HOSPITAL
0000068949 | 1143230 | MEDTRONIC INC | PB 840 | 840 | VENTILATORS |  | 495696 | 3510085020 | 2017-05-22 | 2017-11-15 | 12455 | NEWBORN ICU | 2009-05-08 | USD | 23572.72 | Active | UNIVERSITY NEW MEXICO HOSPITAL
0000068457 | 1143222 | MEDTRONIC INC | PB 840 | 840 | VENTILATORS |  | 495696 | 3510090478 | 2017-06-13 | 2017-11-15 | 12455 | NEWBORN ICU | 2009-05-08 | USD | 23572.72 | Active | UNIVERSITY NEW MEXICO HOSPITAL
0000068456 | 1143221 | MEDTRONIC INC | PB 840 | 840 | VENTILATORS |  | 495696 | 3510090375 | 2017-05-26 | 2017-11-15 | 12455 | NEWBORN ICU | 2009-05-08 | USD | 23572.72 | Active | UNIVERSITY NEW MEXICO HOSPITAL
0000068455 | 1143220 | MEDTRONIC INC | PB 840 | 840 | VENTILATORS |  | 495696 | 3510090374 | 2017-05-23 | 2017-11-15 | 12455 | NEWBORN ICU | 2009-05-08 | USD | 23572.72 | Active | UNIVERSITY NEW MEXICO HOSPITAL
0000068454 | 1143219 | MEDTRONIC INC | PB 840 | 840 | VENTILATORS |  | 495696 | 3510085163 | 2017-05-12 | 2017-11-15 | 12455 | NEWBORN ICU | 2009-05-08 | USD | 23572.72 | Active | UNIVERSITY NEW MEXICO HOSPITAL
0000068453 | 1143218 | MEDTRONIC INC | PB 840 | 840 | VENTILATORS |  | 495696 | 3510090269 | 2017-05-23 | 2017-11-15 | 12455 | NEWBORN ICU | 2009-05-08 | USD | 23572.72 | Active | UNIVERSITY NEW MEXICO HOSPITAL
0000068452 | 1143217 | MEDTRONIC INC | PB 840 | 840 | VENTILATORS |  | 495696 | 3510090405 | 2017-05-26 | 2017-11-15 | 12455 | NEWBORN ICU | 2009-05-08 | USD | 23572.72 | Active | UNIVERSITY NEW MEXICO HOSPITAL
68241 | 1143114 | SCIFIT | PRO 230 | PRO 230 | ERGOMETERS/ OTHER |  |  | 660-009197 |  | 2011-01-15 | 71020 | CARDIAC REHAB | 2009-05-07 | USD |  | Active | UNIVERSITY NEW MEXICO HOSPITAL
0000060949 | 1140134 | GETINGE USA INC | WMX-2180-D | WMX-2180-D | WARMING UNITS/ BLANKET |  | BBRP | 439918-000 | 2017-07-11 | 2018-07-15 | 21015 | ED-NORTH | 2009-05-05 | USD | 0.1 | Active | UNIVERSITY NEW MEXICO HOSPITAL
0000068964 | 1143192 | NONIN MEDICAL INC | 2500 | 2500 | OXIMETERS/ PULSE |  | 474174 | 500779195 | 2017-02-01 | 2017-02-15 | 34015 | SLEEP DISORDERS CENTER 1101-2 | 2009-05-04 | USD | 946.62 | Active | UNIVERSITY NEW MEXICO HOSPITAL
0000068834 | 1143354 | GE HEALTHCARE | DASH 3000 | DASH 3000 | MONITORING SYSTEMS/ PHYSIOLOGIC |  | 484122 | SD008463072GA | 2016-11-10 | 2017-11-15 | 12250 | ORTHOPEDICS (3-S) | 2009-05-04 | USD | 9192.4 | Active | UNIVERSITY NEW MEXICO HOSPITAL
91349 | 1329084 | NONIN MEDICAL INC | 2500 | 2500 | OXIMETERS/ PULSE |  | 474174 | 500779211 | 2017-02-28 | 2017-02-15 | 34015 | SLEEP DISORDERS CENTER 1101-2 | 2009-05-04 | USD | 946.62 | Active | UNIVERSITY NEW MEXICO HOSPITAL
0000069000 | 1143203 | GE HEALTHCARE | TUFFSAT | TUFFSAT | OXIMETERS/ PULSE |  | 494166 | FCB0917036SA | 2017-02-22 | 2018-02-15 | 34015 | SLEEP DISORDERS CENTER 1101-2 | 2009-05-04 | USD | 514.17 | Active | UNIVERSITY NEW MEXICO HOSPITAL
0000068998 | 1143201 | GE HEALTHCARE | TUFFSAT | TUFFSAT | OXIMETERS/ PULSE |  | 494166 | FCB09170045SA | 2017-02-22 | 2018-02-15 | 34015 | SLEEP DISORDERS CENTER 1101-2 | 2009-05-04 | USD | 514.17 | Active | UNIVERSITY NEW MEXICO HOSPITAL
0000073417 | 43670742 | PHILIPS HEALTHCARE | ALLURA XPER FD20 BIPLANE | 722008 | RADIOGRAPHIC/FLUOROSCOPIC SYSTEMS/ CARDIOVASCULAR |  | 471728 | 349 | 2011-12-23 | 2012-06-15 | 71040 | CARDIAC CATH LAB | 2009-05-04 | USD | 1758278.14 | Active | UNIVERSITY NEW MEXICO HOSPITAL
0000068997 | 1143373 | ZOLL MEDICAL CORP | M SERIES | M SERIES | DEFIBRILLATOR/ MONITOR/ PACEMAKERS |  | 484817 | T08L108123 | 2017-05-02 | 2017-11-15 | 12330 | FAMILY PRACTICE (3-N) | 2009-05-01 | USD | 9008.2 | Active | UNIVERSITY NEW MEXICO HOSPITAL
0000049839 | 1217012 | SIEMENS MEDICAL SYSTEMS INC | SYMPHONY | 531568 | SCANNING SYSTEMS/ MAGNETIC RESONANCE IMAGING121 |  |  | 23475 | 2015-09-18 | 2015-12-15 | 75000 | RADIOLOGY - GENERAL | 2009-05-01 | USD | 0 | Active | UNIVERSITY NEW MEXICO HOSPITAL
0000068962 | 1143186 | ZOLL MEDICAL CORP | M SERIES | M SERIES | DEFIBRILLATOR/ MONITOR/ PACEMAKERS |  | 484817 | T08K107407 | 2017-05-01 | 2017-11-15 | 12250 | ORTHOPEDICS (3-S) | 2009-05-01 | USD | 9008.2 | Active | UNIVERSITY NEW MEXICO HOSPITAL
0000068764 | 1077717 | OLYMPUS AMERICA INC | MU-1 | MU-1 | TESTERS/ PNEUMATIC |  | 492454 | 7814126 | 2016-10-31 | 2017-10-15 | 15005 | OPERATING ROOM - BBRP | 2009-05-01 | USD | 241 | Reactivated | UNIVERSITY NEW MEXICO HOSPITAL
0000068926 | 1143370 | SCALE-TRONIX INC | 5002 | 5002 | SCALES/ PATIENT/ PLATFORM/ ELECTRONIC |  | 490384 | 5002-22833 | 2016-11-10 | 2017-11-15 | 12250 | ORTHOPEDICS (3-S) | 2009-05-01 | USD | 2295 | Active | UNIVERSITY NEW MEXICO HOSPITAL
0000068667 | 1142862 | HEALTHCARE SERVICE AND SUPPLY | ALP 501 | 501 | COMPRESSION UNITS/ INTERMITTENT |  | 483394 | 19280 | 2012-07-29 | 2013-08-15 | 12250 | ORTHOPEDICS (3-S) | 2009-05-01 | USD | 0.01 | Active | UNIVERSITY NEW MEXICO HOSPITAL
0000068665 | 1219827 | HEALTHCARE SERVICE AND SUPPLY | ALP 501 | 501 | COMPRESSION UNITS/ INTERMITTENT |  | 483394 | 19293 | 2012-08-01 | 2013-08-15 | 12250 | ORTHOPEDICS (3-S) | 2009-05-01 | USD | 0.01 | Active | UNIVERSITY NEW MEXICO HOSPITAL
0000068664 | 1219826 | HEALTHCARE SERVICE AND SUPPLY | ALP 501 | 501 | COMPRESSION UNITS/ INTERMITTENT |  | 483394 | 19258 | 2012-07-29 | 2013-08-15 | 12250 | ORTHOPEDICS (3-S) | 2009-05-01 | USD | 0.01 | Active | UNIVERSITY NEW MEXICO HOSPITAL
0000068663 | 1219825 | HEALTHCARE SERVICE AND SUPPLY | ALP 501 | 501 | COMPRESSION UNITS/ INTERMITTENT |  | 483394 | 68663 | 2012-07-29 | 2013-08-15 | 12250 | ORTHOPEDICS (3-S) | 2009-05-01 | USD | 0.01 | Active | UNIVERSITY NEW MEXICO HOSPITAL
0000068662 | 1142857 | HEALTHCARE SERVICE AND SUPPLY | ALP 501 | 501 | COMPRESSION UNITS/ INTERMITTENT |  | 483394 | 19262 | 2012-07-29 | 2013-08-15 | 12250 | ORTHOPEDICS (3-S) | 2009-05-01 | USD | 0.01 | Active | UNIVERSITY NEW MEXICO HOSPITAL
0000068661 | 1219823 | HEALTHCARE SERVICE AND SUPPLY | ALP 501 | 501 | COMPRESSION UNITS/ INTERMITTENT |  | 483394 | 19288 | 2012-08-28 | 2013-08-15 | 12250 | ORTHOPEDICS (3-S) | 2009-05-01 | USD | 0.01 | Active | UNIVERSITY NEW MEXICO HOSPITAL
0000068660 | 1142854 | HEALTHCARE SERVICE AND SUPPLY | ALP 501 | 501 | COMPRESSION UNITS/ INTERMITTENT |  | 483394 | 19296 | 2012-08-09 | 2013-08-15 | 12250 | ORTHOPEDICS (3-S) | 2009-05-01 | USD | 0.01 | Active | UNIVERSITY NEW MEXICO HOSPITAL
0000068658 | 1142852 | HEALTHCARE SERVICE AND SUPPLY | ALP 501 | 501 | COMPRESSION UNITS/ INTERMITTENT |  | 483394 | 19279 | 2012-08-03 | 2013-08-15 | 12220 | MED/SURG SUBACUTE (4-E) | 2009-05-01 | USD | 0.01 | Active | UNIVERSITY NEW MEXICO HOSPITAL
0000068657 | 1219820 | HEALTHCARE SERVICE AND SUPPLY | ALP 501 | 501 | COMPRESSION UNITS/ INTERMITTENT |  | 483394 | 19273 | 2012-08-13 | 2013-08-15 | 12250 | ORTHOPEDICS (3-S) | 2009-05-01 | USD | 0.01 | Active | UNIVERSITY NEW MEXICO HOSPITAL
0000068655 | 1142849 | HEALTHCARE SERVICE AND SUPPLY | ALP 501 | 501 | COMPRESSION UNITS/ INTERMITTENT |  | 483394 | 19259 | 2012-08-01 | 2013-08-15 | 12250 | ORTHOPEDICS (3-S) | 2009-05-01 | USD | 0.01 | Active | UNIVERSITY NEW MEXICO HOSPITAL
0000068654 | 1219817 | HEALTHCARE SERVICE AND SUPPLY | ALP 501 | 501 | COMPRESSION UNITS/ INTERMITTENT |  | 483394 | 19248 | 2012-07-29 | 2013-08-15 | 12250 | ORTHOPEDICS (3-S) | 2009-05-01 | USD | 0.01 | Active | UNIVERSITY NEW MEXICO HOSPITAL
0000068653 | 1142848 | HEALTHCARE SERVICE AND SUPPLY | ALP 501 | 501 | COMPRESSION UNITS/ INTERMITTENT |  | 483394 | 19251 | 2012-08-13 | 2013-08-15 | 12250 | ORTHOPEDICS (3-S) | 2009-05-01 | USD | 0.01 | Active | UNIVERSITY NEW MEXICO HOSPITAL
0000068868 | 1143371 | SSCOR INC | REF 2314 | REF 2314 | ASPIRATORS/ EMERGENCY |  | 492399 | M15008 | 2016-11-11 | 2017-11-15 | 12250 | ORTHOPEDICS (3-S) | 2009-05-01 | USD | 836 | Active | UNIVERSITY NEW MEXICO HOSPITAL
0000067787 | 1142867 | ARJO HOSPITAL EQUIPMENT INC | TOTALIFT-II | TOTALIFT-II | CHAIRS/ PATIENT TRANSFER |  | FOUND | TL-7392 |  | 2017-06-15 | 12250 | ORTHOPEDICS (3-S) | 2009-04-30 | USD | 1 | Active | UNIVERSITY NEW MEXICO HOSPITAL
0000068884 | 1143359 | GE HEALTHCARE | MAC 5500 | MAC 5500 | ELECTROCARDIOGRAPHS/ MULTICHANNEL |  | 494632 | SCD09075532PA | 2016-10-06 | 2017-10-15 | 32005 | YCHC GENERAL | 2009-04-30 | USD | 0.01 | Active | UNIVERSITY NEW MEXICO HOSPITAL
0000068440 | 1143350 | GE HEALTHCARE | TRAM (451N) | TRAM (451N) | MODULES/ MULTIPARAMETERS |  | 479591 | SBB08507943GA | 2009-04-30 | 2017-06-15 | 71040 | CARDIAC CATH LAB | 2009-04-28 | USD | 7897.5 | Active | UNIVERSITY NEW MEXICO HOSPITAL
0000058553 | 1218380 | GE HEALTHCARE | TRAM (451N) | TRAM (451N) | MODULES/ MULTIPARAMETERS |  | 407538 | RTW06070784GA | 2009-11-05 | 2017-06-15 | 71040 | CARDIAC CATH LAB | 2009-04-28 | USD | 1 | Active | UNIVERSITY NEW MEXICO HOSPITAL
0000055076 | 1217643 | GE HEALTHCARE | TRAM (451N) | TRAM (451N) | MODULES/ MULTIPARAMETERS |  | 407538 | L2T14603G | 2011-09-15 | 2011-09-15 | 71040 | CARDIAC CATH LAB | 2009-04-28 | USD | 1 | Active | UNIVERSITY NEW MEXICO HOSPITAL
0000068883 | 1077253 | MEDTRONIC INC | IPC | IPC | SHAVERS |  | 494933 | 71444 | 2017-05-10 | 2018-05-15 | 15500 | OSIS OPERATING ROOM | 2009-04-28 | USD | 4950 | Active | UNIVERSITY NEW MEXICO HOSPITAL
0000068441 | 1143349 | GE HEALTHCARE | TRAM RAC | TRAM RAC | RACKS/ MODULE |  | 479591 | RST09094390GA |  | 2017-06-15 | 71040 | CARDIAC CATH LAB | 2009-04-28 | USD | 2430 | Active | UNIVERSITY NEW MEXICO HOSPITAL
0000058552 | 1218379 | GE HEALTHCARE | TRAM RAC | TRAM RAC | RACKS/ MODULE |  | 407538 | RST 06134170GA |  | 2017-06-15 | 71040 | CARDIAC CATH LAB | 2009-04-28 | USD | 1 | Active | UNIVERSITY NEW MEXICO HOSPITAL
0000055077 | 1143346 | GE HEALTHCARE | TRAM RAC | TRAM RAC | RACKS/ MODULE |  | 407538 | RST06103596GA |  | 2017-06-15 | 71040 | CARDIAC CATH LAB | 2009-04-28 | USD | 1 | Active | UNIVERSITY NEW MEXICO HOSPITAL
0000068925 | 1143163 | WELCH ALLYN INC | THERMOSCAN PRO 4000 | THERMOSCAN PRO 4000 | THERMOMETERS/ ELECTRONIC/ INFRARED/ EAR |  | 482005 | 11112075286 |  | 2017-06-15 | 34510 | OSIS SPORTS MEDICINE | 2009-04-27 | USD | 78.06 | Active | UNIVERSITY NEW MEXICO HOSPITAL
0000068924 | 1143164 | WELCH ALLYN INC | THERMOSCAN PRO 4000 | THERMOSCAN PRO 4000 | THERMOMETERS/ ELECTRONIC/ INFRARED/ EAR |  | 482005 | 11112075285 |  | 2017-06-15 | 34510 | OSIS SPORTS MEDICINE | 2009-04-27 | USD | 78.06 | Active | UNIVERSITY NEW MEXICO HOSPITAL
0000073416 | 42802803 | PHILIPS HEALTHCARE | Allura Xper FD20 | 722006 | RADIOGRAPHIC/FLUOROSCOPIC SYSTEMS/ CARDIOVASCULAR |  | 471728 | 1616 | 2012-02-09 | 2012-06-15 | 71040 | CARDIAC CATH LAB | 2009-04-27 | USD | 1182035.24 | Active | UNIVERSITY NEW MEXICO HOSPITAL
0000068442 | 1143343 | STERIS CORP | QDJO6 | QDJO6 | WARMING UNITS/ BLANKET |  | 491537 | 0407909102 | 2017-01-17 | 2018-01-15 | 71040 | CARDIAC CATH LAB | 2009-04-25 | USD | 5210.15 | Active | UNIVERSITY NEW MEXICO HOSPITAL
0000068934 | 1143339 | EXERGEN CORP | TAT-5000 | TAT-5000 | THERMOMETERS/ ELECTRONIC/ INFRARED |  | 493944 | A141617 |  | 2017-06-15 | 12210 | CORONARY CARE SUBACUTE | 2009-04-23 | USD | 316 | Active | UNIVERSITY NEW MEXICO HOSPITAL
0000055932 | 1143147 | DIVERSIFIED DIAGNOSTIC PRODUCTS INC | ENHANCER 3000SX-115 | ENHANCER 3000 | XENON SYSTEMS |  | found | 2006-0206263 | 2016-01-01 | 2017-01-15 | 75010 | RADIOLOGY - CT SCAN | 2009-04-23 | USD | 0.01 | Active | UNIVERSITY NEW MEXICO HOSPITAL
0000068922 | 1143324 | GE HEALTHCARE | PRN-50 | PRN-50 | MODULES/ RECORDERS |  | 484122 | RPV08407615GA |  | 2017-06-15 | 12250 | ORTHOPEDICS (3-S) | 2009-04-22 | USD | 1474.9 | Active | UNIVERSITY NEW MEXICO HOSPITAL
0000068920 | 1143322 | GE HEALTHCARE | DASH 4000 | DASH 4000 | MONITORING SYSTEMS/ PHYSIOLOGIC |  | 484122 | SD008452714GA | 2016-11-28 | 2017-11-15 | 12250 | ORTHOPEDICS (3-S) | 2009-04-22 | USD | 10873.1 | Active | UNIVERSITY NEW MEXICO HOSPITAL
0000068921 | 1143323 | GE HEALTHCARE | CIC PRO | CIC PRO | MONITORS/ CENTRAL STATION |  | 484122 | SCH08466679GA | 2016-11-30 | 2017-11-15 | 12250 | ORTHOPEDICS (3-S) | 2009-04-22 | USD | 38073 | Active | UNIVERSITY NEW MEXICO HOSPITAL
0000068919 | 1143321 | GE HEALTHCARE | DASH 4000 | DASH 4000 | MONITORING SYSTEMS/ PHYSIOLOGIC |  | 484122 | SD008473481GA | 2016-11-28 | 2017-11-15 | 12250 | ORTHOPEDICS (3-S) | 2009-04-22 | USD | 10873.1 | Active | UNIVERSITY NEW MEXICO HOSPITAL
0000068918 | 1143320 | GE HEALTHCARE | DASH 4000 | DASH 4000 | MONITORING SYSTEMS/ PHYSIOLOGIC |  | 484122 | SD008462866GA | 2016-11-10 | 2017-11-15 | 12250 | ORTHOPEDICS (3-S) | 2009-04-22 | USD | 10873.1 | Active | UNIVERSITY NEW MEXICO HOSPITAL
0000068917 | 1143319 | GE HEALTHCARE | DASH 4000 | DASH 4000 | MONITORING SYSTEMS/ PHYSIOLOGIC |  | 484122 | SD008473480GA | 2016-11-11 | 2017-11-15 | 12250 | ORTHOPEDICS (3-S) | 2009-04-22 | USD | 10873.1 | Active | UNIVERSITY NEW MEXICO HOSPITAL
0000068916 | 1143318 | GE HEALTHCARE | DASH 4000 | DASH 4000 | MONITORING SYSTEMS/ PHYSIOLOGIC |  | 484122 | SD008473786GA | 2016-11-30 | 2017-11-15 | 12250 | ORTHOPEDICS (3-S) | 2009-04-22 | USD | 10873.1 | Active | UNIVERSITY NEW MEXICO HOSPITAL
0000068915 | 1143317 | GE HEALTHCARE | DASH 4000 | DASH 4000 | MONITORING SYSTEMS/ PHYSIOLOGIC |  | 484122 | SD008473635GA | 2016-11-17 | 2017-11-15 | 12250 | ORTHOPEDICS (3-S) | 2009-04-22 | USD | 10873.1 | Active | UNIVERSITY NEW MEXICO HOSPITAL
0000068914 | 1143316 | GE HEALTHCARE | DASH 4000 | DASH 4000 | MONITORING SYSTEMS/ PHYSIOLOGIC |  | 484122 | SD008463058GA | 2016-11-17 | 2017-11-15 | 12250 | ORTHOPEDICS (3-S) | 2009-04-22 | USD | 10873.1 | Active | UNIVERSITY NEW MEXICO HOSPITAL
0000068913 | 1143315 | GE HEALTHCARE | DASH 4000 | DASH 4000 | MONITORING SYSTEMS/ PHYSIOLOGIC |  | 484122 | SD008473789GA | 2016-11-17 | 2017-11-15 | 12250 | ORTHOPEDICS (3-S) | 2009-04-22 | USD | 10873.1 | Active | UNIVERSITY NEW MEXICO HOSPITAL
0000068912 | 1143314 | GE HEALTHCARE | DASH 4000 | DASH 4000 | MONITORING SYSTEMS/ PHYSIOLOGIC |  | 484122 | SD008473779GA | 2016-11-10 | 2017-11-15 | 12250 | ORTHOPEDICS (3-S) | 2009-04-22 | USD | 10873.1 | Active | UNIVERSITY NEW MEXICO HOSPITAL
0000068911 | 1143313 | GE HEALTHCARE | DASH 4000 | DASH 4000 | MONITORING SYSTEMS/ PHYSIOLOGIC |  | 484122 | SD008452766GA | 2016-11-30 | 2017-11-15 | 12250 | ORTHOPEDICS (3-S) | 2009-04-22 | USD | 10873.1 | Active | UNIVERSITY NEW MEXICO HOSPITAL
0000068910 | 1143312 | GE HEALTHCARE | DASH 4000 | DASH 4000 | MONITORING SYSTEMS/ PHYSIOLOGIC |  | 484122 | SD008473417GA | 2016-11-17 | 2017-11-15 | 12250 | ORTHOPEDICS (3-S) | 2009-04-22 | USD | 10873.1 | Active | UNIVERSITY NEW MEXICO HOSPITAL
0000068909 | 1143311 | GE HEALTHCARE | DASH 4000 | DASH 4000 | MONITORING SYSTEMS/ PHYSIOLOGIC |  | 484122 | SD008473780GA | 2016-11-17 | 2017-11-15 | 12250 | ORTHOPEDICS (3-S) | 2009-04-22 | USD | 10873.1 | Active | UNIVERSITY NEW MEXICO HOSPITAL
0000068908 | 1143310 | GE HEALTHCARE | DASH 4000 | DASH 4000 | MONITORING SYSTEMS/ PHYSIOLOGIC |  | 484122 | SD00847343435GA | 2016-11-17 | 2017-11-15 | 12250 | ORTHOPEDICS (3-S) | 2009-04-22 | USD | 10873.1 | Active | UNIVERSITY NEW MEXICO HOSPITAL
0000068907 | 1143309 | GE HEALTHCARE | DASH 4000 | DASH 4000 | MONITORING SYSTEMS/ PHYSIOLOGIC |  | 484122 | SD008473420GA | 2016-11-17 | 2017-11-15 | 12250 | ORTHOPEDICS (3-S) | 2009-04-22 | USD | 10873.1 | Active | UNIVERSITY NEW MEXICO HOSPITAL
0000068906 | 1143308 | GE HEALTHCARE | DASH 4000 | DASH 4000 | MONITORING SYSTEMS/ PHYSIOLOGIC |  | 484122 | SD008473776GA | 2016-11-17 | 2017-11-15 | 12250 | ORTHOPEDICS (3-S) | 2009-04-22 | USD | 10873.1 | Active | UNIVERSITY NEW MEXICO HOSPITAL
0000068905 | 1143307 | GE HEALTHCARE | DASH 4000 | DASH 4000 | MONITORING SYSTEMS/ PHYSIOLOGIC |  | 484122 | SD008473783GA | 2016-11-17 | 2017-11-15 | 12250 | ORTHOPEDICS (3-S) | 2009-04-22 | USD | 10873.1 | Active | UNIVERSITY NEW MEXICO HOSPITAL
0000068923 | 1219840 | AMERICAN POWER CONVERSION (APC) | SMART-UPS 750 (SUA750) | SMART-UPS 750 (SUA75 | POWER SYSTEMS/ UNINTERRUPTIBLE |  | found | AS0844240518 | 2017-01-30 | 2017-10-15 | 12210 | CORONARY CARE SUBACUTE | 2009-04-22 | USD | 1 | Active | UNIVERSITY NEW MEXICO HOSPITAL
0000068960 | 1143181 | PHILIPS HEALTHCARE | ACTIWATCH 2 | ACTIWATCH 2 | DATA MANAGEMENT SYSTEMS |  | 494163 | A2D01072 |  | 2017-06-15 | 34015 | SLEEP DISORDERS CENTER 1101-2 | 2009-04-22 | USD | 1198.5 | Active | UNIVERSITY NEW MEXICO HOSPITAL
0000068830 | 1143146 | GE HEALTHCARE | PANDA IRES | PANDA IRES | WARMING UNITS/ PATIENT/ RADIANT/ INFANT |  | 484827 | HDJN50473 | 2016-10-01 | 2017-10-15 | 12420 | NEWBORN ICU | 2009-04-21 | USD | 13003.91 | Active | UNIVERSITY NEW MEXICO HOSPITAL
0000064250 | 1143100 | SCALE-TRONIX INC | 4802 | 4802 | SCALES/ INFANT |  | FOUND | 4802-15874 | 2017-04-05 | 2018-04-15 | 12430 | GENERAL PEDIATRICS UNIT | 2009-04-21 | USD | 0.01 | Active | UNIVERSITY NEW MEXICO HOSPITAL
0000064249 | 1143117 | SCALE-TRONIX INC | 4802 | 4802 | SCALES/ INFANT |  | FOUND | 4802-15876 | 2017-04-05 | 2018-04-15 | 12430 | GENERAL PEDIATRICS UNIT | 2009-04-21 | USD | 0.01 | Active | UNIVERSITY NEW MEXICO HOSPITAL
0000068777 | 1077030 | AMVEX CORP | VR-PIUD-CMA | VR-PIUD-CMA | REGULATORS/ SUCTION |  | BBRP | VRA05229BG |  | 2017-06-15 | 12460 | PEDIATRIC ICU | 2009-04-17 | USD | 0.01 | Active | UNIVERSITY NEW MEXICO HOSPITAL
0000068437 | 1143173 | HUNTLEIGH HEALTHCARE LTD | FLEXI DOPPLEX | D930 | FETAL HEART DETECTORS/ ULTRASONIC |  | 493614 | FD2P0208479-08 |  | 2017-06-15 | 30115 | SE HEIGHTS CLINIC-SAN PABLO | 2009-04-17 | USD | 595.91 | Active | UNIVERSITY NEW MEXICO HOSPITAL
0000068776 | 1077029 | AMVEX CORP | VR-PIUD-CMA | VR-PIUD-CMA | REGULATORS/ SUCTION |  | BBRP | VRA05308BG |  | 2017-06-15 | 12460 | PEDIATRIC ICU | 2009-04-17 | USD | 0.01 | Active | UNIVERSITY NEW MEXICO HOSPITAL
0000068796 | 1143078 | HUNTLEIGH HEALTHCARE LTD | FLEXI DOPPLEX | D930 | FETAL HEART DETECTORS/ ULTRASONIC |  | 493614 | FD2P30208444-08 |  | 2017-06-15 | 30115 | SE HEIGHTS CLINIC-SAN PABLO | 2009-04-17 | USD | 595.91 | Active | UNIVERSITY NEW MEXICO HOSPITAL
0000068775 | 1077027 | AMVEX CORP | VR-PIUD-CMA | VR-PIUD-CMA | REGULATORS/ SUCTION |  | BBRP | VRA05306BG |  | 2017-06-15 | 12460 | PEDIATRIC ICU | 2009-04-17 | USD | 0.01 | Active | UNIVERSITY NEW MEXICO HOSPITAL
0000064647 | 1026359 | GE HEALTHCARE | CIC PRO | CIC PRO | MONITORS/ CENTRAL STATION |  | FOUND | SCH0808391GA | 2016-08-25 | 2017-08-15 | 12230 | GEN MED/SAC (4-W) | 2009-04-17 | USD | 1 | Active | UNIVERSITY NEW MEXICO HOSPITAL
0000068782 | 1077042 | AMVEX CORP | VR-PIUD-CMA | VR-PIUD-CMA | REGULATORS/ SUCTION |  | BBRP | VRA05280BG |  | 2017-06-15 | 12460 | PEDIATRIC ICU | 2009-04-17 | USD | 0.01 | Active | UNIVERSITY NEW MEXICO HOSPITAL
0000064646 | 1219696 | GE HEALTHCARE | CIC PRO | CIC PRO | MONITORS/ CENTRAL STATION |  | FOUND | SCH08073884GA | 2016-10-11 | 2017-10-15 | 12330 | FAMILY PRACTICE (3-N) | 2009-04-17 | USD | 1 | Active | UNIVERSITY NEW MEXICO HOSPITAL
0000068781 | 1077041 | AMVEX CORP | VR-PIUD-CMA | VR-PIUD-CMA | REGULATORS/ SUCTION |  | BBRP | VRA05357BG |  | 2017-06-15 | 12460 | PEDIATRIC ICU | 2009-04-17 | USD | 0.01 | Active | UNIVERSITY NEW MEXICO HOSPITAL
0000068780 | 1077040 | AMVEX CORP | VR-PIUD-CMA | VR-PIUD-CMA | REGULATORS/ SUCTION |  | BBRP | VRA05174BG |  | 2017-06-15 | 12460 | PEDIATRIC ICU | 2009-04-17 | USD | 0.01 | Active | UNIVERSITY NEW MEXICO HOSPITAL
0000068779 | 1077032 | AMVEX CORP | VR-PIUD-CMA | VR-PIUD-CMA | REGULATORS/ SUCTION |  | BBRP | VRA50219BG |  | 2017-06-15 | 12460 | PEDIATRIC ICU | 2009-04-17 | USD | 0.01 | Active | UNIVERSITY NEW MEXICO HOSPITAL
0000068778 | 1077031 | AMVEX CORP | VR-PIUD-CMA | VR-PIUD-CMA | REGULATORS/ SUCTION |  | BBRP | VRA05302BG |  | 2017-06-15 | 12460 | PEDIATRIC ICU | 2009-04-17 | USD | 0.01 | Active | UNIVERSITY NEW MEXICO HOSPITAL
0000068877 | 1144729 | RF SURGICAL SYSTEMS INC | 100A | 100A | IDENTIFICATION AND SECURITY SYSTEMS |  | 493444 | 08600152 |  | 2017-06-15 | 15005 | OPERATING ROOM - BBRP | 2009-04-17 | USD | 0.01 | Active | UNIVERSITY NEW MEXICO HOSPITAL
0000068876 | 1144730 | RF SURGICAL SYSTEMS INC | 100A | 100A | IDENTIFICATION AND SECURITY SYSTEMS |  | 493444 | 08560084 |  | 2017-06-15 | 15005 | OPERATING ROOM - BBRP | 2009-04-17 | USD | 0.01 | Active | UNIVERSITY NEW MEXICO HOSPITAL
0000068875 | 1144731 | RF SURGICAL SYSTEMS INC | 100A | 100A | IDENTIFICATION AND SECURITY SYSTEMS |  | 493444 | 02710123 |  | 2017-06-15 | 15005 | OPERATING ROOM - BBRP | 2009-04-17 | USD | 0.01 | Active | UNIVERSITY NEW MEXICO HOSPITAL
0000068874 | 1144732 | RF SURGICAL SYSTEMS INC | 100A | 100A | IDENTIFICATION AND SECURITY SYSTEMS |  | 493444 | 065550139 |  | 2017-06-15 | 15005 | OPERATING ROOM - BBRP | 2009-04-17 | USD | 0.01 | Active | UNIVERSITY NEW MEXICO HOSPITAL
0000068873 | 1144733 | RF SURGICAL SYSTEMS INC | 100A | 100A | IDENTIFICATION AND SECURITY SYSTEMS |  | 493444 | 68873 |  | 2017-06-15 | 15005 | OPERATING ROOM - BBRP | 2009-04-17 | USD | 0.01 | Active | UNIVERSITY NEW MEXICO HOSPITAL
0000068872 | 1144734 | RF SURGICAL SYSTEMS INC | 100A | 100A | IDENTIFICATION AND SECURITY SYSTEMS |  | 493444 | 06550113 |  | 2017-06-15 | 15005 | OPERATING ROOM - BBRP | 2009-04-17 | USD | 0.01 | Active | UNIVERSITY NEW MEXICO HOSPITAL
0000068436 | 1143174 | PARKS MEDICAL ELECTRONICS INC | 811-B | 811-B | BLOOD-FLOW DETECTORS/ ULTRASONIC |  | 489624 | 600004823 |  | 2017-06-15 | 12250 | ORTHOPEDICS (3-S) | 2009-04-17 | USD | 620 | Active | UNIVERSITY NEW MEXICO HOSPITAL
0000068434 | 1143176 | TYCO HEALTHCARE GROUP | GENIUS II | GENIUS II | THERMOMETERS/ ELECTRONIC/ INFRARED/ EAR |  | 491494 | N09003951 |  | 2017-06-15 | 34025 | CARDIOLOGY CLINIC | 2009-04-16 | USD | 323.01 | Active | UNIVERSITY NEW MEXICO HOSPITAL
0000068433 | 1143177 | TYCO HEALTHCARE GROUP | GENIUS II | GENIUS II | THERMOMETERS/ ELECTRONIC/ INFRARED/ EAR |  | 489301 | N09014291 |  | 2017-06-15 | 12250 | ORTHOPEDICS (3-S) | 2009-04-16 | USD | 323.01 | Active | UNIVERSITY NEW MEXICO HOSPITAL
0000068432 | 1143178 | TYCO HEALTHCARE GROUP | GENIUS II | GENIUS II | THERMOMETERS/ ELECTRONIC/ INFRARED/ EAR |  | 489301 | N09015728 |  | 2017-06-15 | 12250 | ORTHOPEDICS (3-S) | 2009-04-16 | USD | 323.01 | Active | UNIVERSITY NEW MEXICO HOSPITAL
0000068435 | 1143175 | GE HEALTHCARE | PROCARE 300 | PROCARE 300 | MONITORING SYSTEMS/ PHYSIOLOGIC |  | 489313 | AAX09080015SA | 2016-11-10 | 2017-11-15 | 12250 | ORTHOPEDICS (3-S) | 2009-04-16 | USD | 4657.48 | Active | UNIVERSITY NEW MEXICO HOSPITAL
0000068428 | 1143158 | GE HEALTHCARE | DASH 4000 | DASH 4000 | MONITORING SYSTEMS/ PHYSIOLOGIC |  | 479731 | SD009119785GA | 2017-01-01 | 2018-01-15 | 71040 | CARDIAC CATH LAB | 2009-04-15 | USD | 11550 | Active | UNIVERSITY NEW MEXICO HOSPITAL
0000068430 | 1143161 | GE HEALTHCARE | PRN-50 | PRN-50 | MODULES/ RECORDERS |  | 479731 | RVP09078932GA |  | 2017-06-15 | 71040 | CARDIAC CATH LAB | 2009-04-15 | USD | 1505 | Active | UNIVERSITY NEW MEXICO HOSPITAL
0000068427 | 1143157 | GE HEALTHCARE | DASH 4000 | DASH 4000 | MONITORING SYSTEMS/ PHYSIOLOGIC |  | 479731 | SD009047627GA | 2017-01-01 | 2018-01-15 | 71040 | CARDIAC CATH LAB | 2009-04-15 | USD | 11550 | Active | UNIVERSITY NEW MEXICO HOSPITAL
0000068431 | 1143160 | POWERCOM AMERICA INC | SMK-2000A-RM | SMART KING RM (SMK-2 | POWER SYSTEMS/ UNINTERRUPTIBLE |  | 479731 | 40178300809 |  | 2017-01-15 | 71040 | CARDIAC CATH LAB | 2009-04-15 | USD | 560 | Active | UNIVERSITY NEW MEXICO HOSPITAL
0000068426 | 1143156 | GE HEALTHCARE | DASH 4000 | DASH 4000 | MONITORING SYSTEMS/ PHYSIOLOGIC |  | 479731 | SD009047676GA | 2017-01-01 | 2018-01-15 | 71040 | CARDIAC CATH LAB | 2009-04-15 | USD | 11550 | Active | UNIVERSITY NEW MEXICO HOSPITAL
0000068429 | 1143159 | GE HEALTHCARE | CIC PRO | CIC PRO | MONITORS/ CENTRAL STATION |  | 479731 | SDY09100987GA | 2017-01-17 | 2018-01-15 | 71040 | CARDIAC CATH LAB | 2009-04-15 | USD | 19670 | Active | UNIVERSITY NEW MEXICO HOSPITAL
0000068425 | 1143155 | GE HEALTHCARE | DASH 4000 | DASH 4000 | MONITORING SYSTEMS/ PHYSIOLOGIC |  | 479731 | SD009119815GA | 2017-01-01 | 2018-01-15 | 71040 | CARDIAC CATH LAB | 2009-04-15 | USD | 11550 | Active | UNIVERSITY NEW MEXICO HOSPITAL
0000068424 | 1143154 | GE HEALTHCARE | DASH 4000 | DASH 4000 | MONITORING SYSTEMS/ PHYSIOLOGIC |  | 479731 | SD009119817GA | 2017-01-01 | 2018-01-15 | 71040 | CARDIAC CATH LAB | 2009-04-15 | USD | 11550 | Active | UNIVERSITY NEW MEXICO HOSPITAL
0000068423 | 1143090 | GE HEALTHCARE | DASH 4000 | DASH 4000 | MONITORING SYSTEMS/ PHYSIOLOGIC |  | 479731 | SD008526684GA | 2017-01-16 | 2018-01-15 | 71040 | CARDIAC CATH LAB | 2009-04-15 | USD | 11550 | Active | UNIVERSITY NEW MEXICO HOSPITAL
0000068422 | 1143089 | GE HEALTHCARE | DASH 4000 | DASH 4000 | MONITORING SYSTEMS/ PHYSIOLOGIC |  | 479731 | SD009068499GA | 2017-01-18 | 2018-01-15 | 71040 | CARDIAC CATH LAB | 2009-04-15 | USD | 11550 | Active | UNIVERSITY NEW MEXICO HOSPITAL
0000068421 | 1143088 | GE HEALTHCARE | DASH 4000 | DASH 4000 | MONITORING SYSTEMS/ PHYSIOLOGIC |  | 479731 | SD009068179GA | 2017-01-16 | 2018-01-15 | 71040 | CARDIAC CATH LAB | 2009-04-15 | USD | 11550 | Active | UNIVERSITY NEW MEXICO HOSPITAL
0000068993 | 1143180 | VOLCANO THERAPEUTICS INC | S5 | 555061 | SCANNING SYSTEMS/ ULTRASONIC/ VASCULAR |  | H 461331 | V06801539001 | 2012-03-01 | 2012-09-15 | 71040 | CARDIAC CATH LAB | 2009-04-15 | USD | 0.01 | Active | UNIVERSITY NEW MEXICO HOSPITAL
0000068994 | 1143179 | VOLCANO THERAPEUTICS INC | S5I IVUS | 555582 | SCANNING SYSTEMS/ ULTRASONIC/ VASCULAR |  | H 461331 | V06802872001 | 2012-03-01 | 2012-09-15 | 71040 | CARDIAC CATH LAB | 2009-04-15 | USD | 0.01 | Active | UNIVERSITY NEW MEXICO HOSPITAL
0000068511 | 1143094 | HUNTLEIGH HEALTHCARE LTD | FLEXI DOPPLEX | D930 | FETAL HEART DETECTORS/ ULTRASONIC |  | 495484 | 930L X 0A 00828-06 |  | 2017-06-15 | 34110 | WOMEN'S HEALTH CENTER | 2009-04-12 | USD | 480 | Active | UNIVERSITY NEW MEXICO HOSPITAL
0000068510 | 1143093 | HUNTLEIGH HEALTHCARE LTD | FLEXI DOPPLEX | D930 | FETAL HEART DETECTORS/ ULTRASONIC |  | 495484 | 930L X 0A 02032-08 |  | 2017-06-15 | 34110 | WOMEN'S HEALTH CENTER | 2009-04-12 | USD | 480 | Active | UNIVERSITY NEW MEXICO HOSPITAL
0000068509 | 1143092 | MEDELA INC | SYMPHONY | SYMPHONY | PUMPS/ BREAST |  | 495218 | 1222445 | 2017-01-23 | 2018-01-15 | 12480 | CTH REHAB-ORTHO UNIT | 2009-04-12 | USD | 949.95 | Active | UNIVERSITY NEW MEXICO HOSPITAL
0000068816 | 1219838 | EXERGEN CORP | TAT-5000 | TAT-5000 | THERMOMETERS/ ELECTRONIC/ INFRARED |  | 489313 | A123884 |  | 2017-06-15 | 12250 | ORTHOPEDICS (3-S) | 2009-04-07 | USD | 316 | Active | UNIVERSITY NEW MEXICO HOSPITAL
0000068795 | 1219837 | EXERGEN CORP | TAT-5000 | TAT-5000 | THERMOMETERS/ ELECTRONIC/ INFRARED |  | 489313 | A126739 |  | 2017-06-15 | 12250 | ORTHOPEDICS (3-S) | 2009-04-07 | USD | 316 | Active | UNIVERSITY NEW MEXICO HOSPITAL
0000068793 | 1143013 | AMVEX CORP | VR-PIUD-CMA | VR-PIUD-CMA | REGULATORS/ SUCTION |  | 490923 | VRA08660LH |  | 2017-06-15 | 12250 | ORTHOPEDICS (3-S) | 2009-04-07 | USD | 289 | Active | UNIVERSITY NEW MEXICO HOSPITAL
0000068792 | 1143012 | AMVEX CORP | VR-PIUD-CMA | VR-PIUD-CMA | REGULATORS/ SUCTION |  | 490923 | VRA08662LH |  | 2017-06-15 | 12250 | ORTHOPEDICS (3-S) | 2009-04-07 | USD | 289 | Active | UNIVERSITY NEW MEXICO HOSPITAL
0000068791 | 1143011 | AMVEX CORP | VR-PIUD-CMA | VR-PIUD-CMA | REGULATORS/ SUCTION |  | 490923 | VRA08661LH |  | 2017-06-15 | 12250 | ORTHOPEDICS (3-S) | 2009-04-07 | USD | 289 | Active | UNIVERSITY NEW MEXICO HOSPITAL
0000068805 | 1143015 | AMVEX CORP | VR-PIUD-CMA | VR-PIUD-CMA | REGULATORS/ SUCTION |  | 490923 | VRA08666LH |  | 2017-06-15 | 12250 | ORTHOPEDICS (3-S) | 2009-04-07 | USD | 289 | Active | UNIVERSITY NEW MEXICO HOSPITAL
0000068804 | 1143016 | AMVEX CORP | VR-PIUD-CMA | VR-PIUD-CMA | REGULATORS/ SUCTION |  | 490923 | VRA08654LH |  | 2017-06-15 | 12250 | ORTHOPEDICS (3-S) | 2009-04-07 | USD | 289 | Active | UNIVERSITY NEW MEXICO HOSPITAL
0000068803 | 1143017 | AMVEX CORP | VR-PIUD-CMA | VR-PIUD-CMA | REGULATORS/ SUCTION |  | 490923 | VRA08667LH |  | 2017-06-15 | 12250 | ORTHOPEDICS (3-S) | 2009-04-07 | USD | 289 | Active | UNIVERSITY NEW MEXICO HOSPITAL
0000068790 | 1143010 | AMVEX CORP | VR-PIUD-CMA | VR-PIUD-CMA | REGULATORS/ SUCTION |  | 490923 | VRA08669LH |  | 2017-06-15 | 12250 | ORTHOPEDICS (3-S) | 2009-04-07 | USD | 289 | Active | UNIVERSITY NEW MEXICO HOSPITAL
0000068789 | 1143001 | AMVEX CORP | VR-PIUD-CMA | VR-PIUD-CMA | REGULATORS/ SUCTION |  | 490923 | VRA08658LH |  | 2017-06-15 | 12250 | ORTHOPEDICS (3-S) | 2009-04-07 | USD | 289 | Active | UNIVERSITY NEW MEXICO HOSPITAL
0000068788 | 1143002 | AMVEX CORP | VR-PIUD-CMA | VR-PIUD-CMA | REGULATORS/ SUCTION |  | 490923 | VRA08653LH |  | 2017-06-15 | 12250 | ORTHOPEDICS (3-S) | 2009-04-07 | USD | 289 | Active | UNIVERSITY NEW MEXICO HOSPITAL
0000068802 | 1143018 | AMVEX CORP | VR-PIUD-CMA | VR-PIUD-CMA | REGULATORS/ SUCTION |  | 490923 | VRA08668LH |  | 2017-06-15 | 12250 | ORTHOPEDICS (3-S) | 2009-04-07 | USD | 289 | Active | UNIVERSITY NEW MEXICO HOSPITAL
0000068800 | 1143074 | AMVEX CORP | VR-PIUD-CMA | VR-PIUD-CMA | REGULATORS/ SUCTION |  | 490923 | VRA08664LH |  | 2017-06-15 | 12250 | ORTHOPEDICS (3-S) | 2009-04-07 | USD | 289 | Active | UNIVERSITY NEW MEXICO HOSPITAL
0000068787 | 1143003 | AMVEX CORP | VR-PIUD-CMA | VR-PIUD-CMA | REGULATORS/ SUCTION |  | 490923 | VRA08656LH |  | 2017-06-15 | 12250 | ORTHOPEDICS (3-S) | 2009-04-07 | USD | 289 | Active | UNIVERSITY NEW MEXICO HOSPITAL
0000068786 | 1143004 | AMVEX CORP | VR-PIUD-CMA | VR-PIUD-CMA | REGULATORS/ SUCTION |  | 490923 | VRA08652LH |  | 2017-06-15 | 12250 | ORTHOPEDICS (3-S) | 2009-04-07 | USD | 289 | Active | UNIVERSITY NEW MEXICO HOSPITAL
0000068785 | 1143005 | AMVEX CORP | VR-PIUD-CMA | VR-PIUD-CMA | REGULATORS/ SUCTION |  | 490923 | VRA08655LH |  | 2017-06-15 | 12250 | ORTHOPEDICS (3-S) | 2009-04-07 | USD | 289 | Active | UNIVERSITY NEW MEXICO HOSPITAL
0000068799 | 1143075 | AMVEX CORP | VR-PIUD-CMA | VR-PIUD-CMA | REGULATORS/ SUCTION |  | 490923 | VRA08665LH |  | 2017-06-15 | 12250 | ORTHOPEDICS (3-S) | 2009-04-07 | USD | 289 | Active | UNIVERSITY NEW MEXICO HOSPITAL
0000068798 | 1143076 | AMVEX CORP | VR-PIUD-CMA | VR-PIUD-CMA | REGULATORS/ SUCTION |  | 490923 | VRA08663LH |  | 2017-06-15 | 12250 | ORTHOPEDICS (3-S) | 2009-04-07 | USD | 289 | Active | UNIVERSITY NEW MEXICO HOSPITAL
0000068797 | 1143077 | AMVEX CORP | VR-PIUD-CMA | VR-PIUD-CMA | REGULATORS/ SUCTION |  | 490923 | VRA08659LH |  | 2017-06-15 | 12250 | ORTHOPEDICS (3-S) | 2009-04-07 | USD | 289 | Active | UNIVERSITY NEW MEXICO HOSPITAL
0000068784 | 1143006 | AMVEX CORP | VR-PIUD-CMA | VR-PIUD-CMA | REGULATORS/ SUCTION |  | 490923 | VRA08657LH |  | 2017-06-15 | 12250 | ORTHOPEDICS (3-S) | 2009-04-07 | USD | 289 | Active | UNIVERSITY NEW MEXICO HOSPITAL
0000068794 | 1143014 | AMVEX CORP | VR-PIUD-CMA | VR-PIUD-CMA | REGULATORS/ SUCTION |  | 490923 | VRA08650LH |  | 2017-06-15 | 12250 | ORTHOPEDICS (3-S) | 2009-04-07 | USD | 289 | Active | UNIVERSITY NEW MEXICO HOSPITAL
0000068373 | 1077743 | EXERGEN CORP | TAT-5000 | TAT-5000 | THERMOMETERS/ ELECTRONIC/ INFRARED |  | 493619 | A123010 |  | 2017-06-15 | 4362 | PEDIATRIC DIALYSIS | 2009-04-06 | USD | 316 | Active | UNIVERSITY NEW MEXICO HOSPITAL
0000068773 | 1077356 | EXERGEN CORP | TAT-5000 | TAT-5000 | THERMOMETERS/ ELECTRONIC/ INFRARED |  | 493621 | A127487 |  | 2017-06-15 | 72040 | I/P HEMODIALYSIS | 2009-04-03 | USD | 316 | Active | UNIVERSITY NEW MEXICO HOSPITAL
0000068400 | 1143022 | THE KENDALL CO | FIRSTEMP GENIUS 3000A | FIRSTEMP GENIUS 3000A | THERMOMETERS/ ELECTRONIC/ INFRARED/ EAR |  | REPL 64556 | J0618297 |  | 2017-06-15 | 12220 | MED/SURG SUBACUTE (4-E) | 2009-04-03 | USD | 1 | Active | UNIVERSITY NEW MEXICO HOSPITAL
0000064219 | 1026040 | MEDFUSION INC | 3500 | 3500 | INFUSION PUMPS |  | 455422 | M43669 | 2017-07-10 | 2018-07-15 | 21015 | ED-NORTH | 2009-04-03 | USD | 2343 | Active | UNIVERSITY NEW MEXICO HOSPITAL
0000068406 | 1143050 | SHERWOOD MEDICAL | FIRSTTEMP GENIUS | 3000A | THERMOMETERS/ ELECTRONIC/ INFRARED/ EAR |  | REPL 45422 | J0527334 |  | 2017-06-15 | 15040 | PACU (RECOVERY ROOM 1) | 2009-04-03 | USD | 1 | Active | UNIVERSITY NEW MEXICO HOSPITAL
0000068386 | 1143028 | PHILIPS HEALTHCARE | HEARTSTART HS1 | HEARTSTART HS1 | DEFIBRILLATORS/ EXTERNAL/ AUTOMATED |  | UNM FOUND | A07B-00171 | 2012-03-23 | 2012-03-15 | 34540 | SPORTS MEDICINE | 2009-04-02 | USD | 0.01 | Active | UNIVERSITY NEW MEXICO HOSPITAL
0000068385 | 1143029 | PHILIPS HEALTHCARE | HEARTSTART HS1 | HEARTSTART HS1 | DEFIBRILLATORS/ EXTERNAL/ AUTOMATED |  | UNM FOUND | A081-01658 | 2012-03-23 | 2012-03-15 | 34540 | SPORTS MEDICINE | 2009-04-02 | USD | 0.01 | Active | UNIVERSITY NEW MEXICO HOSPITAL
| 1084650 | CINCINNATI SUB-ZERO PRODUCTS INC | TRI-MATIC | TRI-MATIC | TESTERS |  | Philips | 091-2553 | 2017-04-07 | 2018-04-15 | 95700 | CLINICAL ENGINEERING | 2009-04-01 | USD | 0.01 | Active | UNIVERSITY NEW MEXICO HOSPITAL
45382 | 1084642 | FLUKE BIOMEDICAL CORP | 232D | 232D | TESTERS/ ELECTRICAL SAFETY |  | Philips | 9116008 | 2017-03-22 | 2018-03-15 | 95700 | CLINICAL ENGINEERING | 2009-04-01 | USD | 2000 | Active | UNIVERSITY NEW MEXICO HOSPITAL
0000068371 | 1077739 | INTERNATIONAL TECHNIDYNE CORP | AVOXIMETER 1000E | AVOX1000E-110 | OXIMETERS/ IN VITRO |  | 491876 | 3272 | 2017-01-01 | 2018-01-15 | 71040 | CARDIAC CATH LAB | 2009-03-31 | USD | 7116.26 | Active | UNIVERSITY NEW MEXICO HOSPITAL
0000068763 | 1077499 | SPACELABS MEDICAL INC | ULTRALITE ABP MONITOR (90217-1Q) | ULTRALITE ABP MONITO | SPHYGMOMANOMETERS/ ELECTRONIC |  | FOUND | 217-011170 | 2017-01-19 | 2018-01-15 | 9026 | PEDIATRIC NEPHROLOGY (04) | 2009-03-31 | USD | 0.01 | Active | UNIVERSITY NEW MEXICO HOSPITAL
0000068384 | 1143030 | PHILIPS HEALTHCARE | HEARTSTART HS1 | HEARTSTART HS1 | DEFIBRILLATORS/ EXTERNAL/ AUTOMATED |  | UNM | A06A-02577 | 2012-03-23 | 2012-03-15 | 34540 | SPORTS MEDICINE | 2009-03-31 | USD | 0.01 | Active | UNIVERSITY NEW MEXICO HOSPITAL
0000068383 | 1143031 | PHILIPS HEALTHCARE | HEARTSTART HS1 | HEARTSTART HS1 | DEFIBRILLATORS/ EXTERNAL/ AUTOMATED |  | UNM | A081-01418 | 2012-03-23 | 2012-03-15 | 34540 | SPORTS MEDICINE | 2009-03-31 | USD | 0.01 | Active | UNIVERSITY NEW MEXICO HOSPITAL
0000068382 | 1143032 | PHILIPS HEALTHCARE | HEARTSTART HS1 | HEARTSTART HS1 | DEFIBRILLATORS/ EXTERNAL/ AUTOMATED |  | UNM | A08E-03021 | 2012-03-23 | 2012-03-15 | 34540 | SPORTS MEDICINE | 2009-03-31 | USD | 0.01 | Active | UNIVERSITY NEW MEXICO HOSPITAL
0000068381 | 1143033 | PHILIPS HEALTHCARE | HEARTSTART HS1 | HEARTSTART HS1 | DEFIBRILLATORS/ EXTERNAL/ AUTOMATED |  | UNM | A081-01856 | 2012-03-23 | 2012-03-15 | 34540 | SPORTS MEDICINE | 2009-03-31 | USD | 0.01 | Active | UNIVERSITY NEW MEXICO HOSPITAL
0000068380 | 1143034 | PHILIPS HEALTHCARE | HEARTSTART HS1 | HEARTSTART HS1 | DEFIBRILLATORS/ EXTERNAL/ AUTOMATED |  | UNM | A08D-07983 | 2012-03-23 | 2012-03-15 | 34540 | SPORTS MEDICINE | 2009-03-31 | USD | 0.01 | Active | UNIVERSITY NEW MEXICO HOSPITAL
0000068379 | 1143036 | PHILIPS HEALTHCARE | HEARTSTART HS1 | HEARTSTART HS1 | DEFIBRILLATORS/ EXTERNAL/ AUTOMATED |  | UNM | A08B-06162 | 2012-03-23 | 2012-03-15 | 34540 | SPORTS MEDICINE | 2009-03-31 | USD | 0.01 | Active | UNIVERSITY NEW MEXICO HOSPITAL
0000068378 | 1143035 | PHILIPS HEALTHCARE | HEARTSTART HS1 | HEARTSTART HS1 | DEFIBRILLATORS/ EXTERNAL/ AUTOMATED |  | UNM | A071-03806 | 2012-03-23 | 2012-03-15 | 34540 | SPORTS MEDICINE | 2009-03-31 | USD | 0.01 | Active | UNIVERSITY NEW MEXICO HOSPITAL
0000068369 | 1077733 | EXERGEN CORP | TAT-5000 | TAT-5000 | THERMOMETERS/ ELECTRONIC/ INFRARED |  | REPL 64333 | A102442 |  | 2017-06-15 | 12220 | MED/SURG SUBACUTE (4-E) | 2009-03-30 | USD | 1 | Active | UNIVERSITY NEW MEXICO HOSPITAL
0000068180 | 1077189 | TYCO HEALTHCARE GROUP | GENIUS II | GENIUS II | THERMOMETERS/ ELECTRONIC/ INFRARED/ EAR |  | ACN SWAP | J0641984 |  | 2017-06-15 | 12110 | NEUROSCIENCE ICU | 2009-03-27 | USD | 0.01 | Active | UNIVERSITY NEW MEXICO HOSPITAL
0000068356 | 1077190 | TYCO HEALTHCARE GROUP | GENIUS II | GENIUS II | THERMOMETERS/ ELECTRONIC/ INFRARED/ EAR |  | ACN SWAP | J0816323 |  | 2017-06-15 | 34150 | PEDIATRICS CLINIC | 2009-03-27 | USD | 0.01 | Active | UNIVERSITY NEW MEXICO HOSPITAL
0000068399 | 1077732 | HILL-ROM INC | 7114x | 7114x | OPHTHALMOSCOPE/OTOSCOPES |  | REPLACN60817 | NONE |  | 2017-06-15 | 12480 | CTH REHAB-ORTHO UNIT | 2009-03-26 | USD | 500 | Active | UNIVERSITY NEW MEXICO HOSPITAL
0000068164 | 1003431 | STRYKER CORP | 940 | 940 | CAST CUTTERS |  | NA | 0801800479 |  | 2017-06-15 | 30030 | CTH OUTPATIENT CLINIC | 2009-03-25 | USD | 0.01 | Active | UNIVERSITY NEW MEXICO HOSPITAL
0000068353 | 1077370 | WELCH ALLYN INC | SPOT VITAL SIGNS (42NTB-E1) | SPOT VITAL SIGNS (42 | MONITORING SYSTEMS/ PHYSIOLOGIC/ ACUTE CARE |  | 488789 | 200903423 | 2017-01-01 | 2018-01-15 | 60400 | CPC ACUTE SERVICES | 2009-03-25 | USD | 1510 | Active | UNIVERSITY NEW MEXICO HOSPITAL
0000068188 | 1077369 | WELCH ALLYN INC | 42NTB-E1 | SPOT VITAL SIGNS (42 | MONITORING SYSTEMS/ PHYSIOLOGIC/ ACUTE CARE |  | 488789 | 200903466 | 2017-01-01 | 2018-01-15 | 60400 | CPC ACUTE SERVICES | 2009-03-25 | USD | 1510 | Active | UNIVERSITY NEW MEXICO HOSPITAL
0000068187 | 1077368 | WELCH ALLYN INC | 42NTB-E1 | SPOT VITAL SIGNS (42 | MONITORING SYSTEMS/ PHYSIOLOGIC/ ACUTE CARE |  | 488783 | 200903427 | 2017-01-01 | 2018-01-15 | 60400 | CPC ACUTE SERVICES | 2009-03-25 | USD | 1510 | Active | UNIVERSITY NEW MEXICO HOSPITAL
0000068186 | 1077367 | WELCH ALLYN INC | 42NTB-E1 | SPOT VITAL SIGNS (42 | MONITORING SYSTEMS/ PHYSIOLOGIC/ ACUTE CARE |  | 488783 | 200903425 | 2017-01-01 | 2018-01-15 | 60400 | CPC ACUTE SERVICES | 2009-03-25 | USD | 1510 | Active | UNIVERSITY NEW MEXICO HOSPITAL
0000068185 | 1077366 | WELCH ALLYN INC | 42NTB-E1 | SPOT VITAL SIGNS (42 | MONITORING SYSTEMS/ PHYSIOLOGIC/ ACUTE CARE |  | 488783 | 200903403 | 2017-01-01 | 2018-01-15 | 60400 | CPC ACUTE SERVICES | 2009-03-25 | USD | 1510 | Active | UNIVERSITY NEW MEXICO HOSPITAL
0000068184 | 1077365 | WELCH ALLYN INC | 42NTB-E1 | SPOT VITAL SIGNS (42 | MONITORING SYSTEMS/ PHYSIOLOGIC/ ACUTE CARE |  | 488791 | 200903420 | 2017-01-01 | 2018-01-15 | 60400 | CPC ACUTE SERVICES | 2009-03-25 | USD | 1510 | Active | UNIVERSITY NEW MEXICO HOSPITAL
0000068183 | 1077364 | WELCH ALLYN INC | 42NTB-E1 | SPOT VITAL SIGNS (42 | MONITORING SYSTEMS/ PHYSIOLOGIC/ ACUTE CARE |  | 488791 | 200903465 | 2017-01-01 | 2018-01-15 | 60400 | CPC ACUTE SERVICES | 2009-03-25 | USD | 1510 | Active | UNIVERSITY NEW MEXICO HOSPITAL
0000068354 | 1077371 | WELCH ALLYN INC | 42NTB-E1 | SPOT VITAL SIGNS (42 | MONITORING SYSTEMS/ PHYSIOLOGIC/ ACUTE CARE |  | 488789 | 200903464 | 2017-01-01 | 2018-01-15 | 60400 | CPC ACUTE SERVICES | 2009-03-25 | USD | 1510 | Active | UNIVERSITY NEW MEXICO HOSPITAL
0000068762 | 1077024 | SSCOR INC | REF 2314 | REF 2314 | ASPIRATORS/ EMERGENCY |  | 492185 | M15174 | 2016-10-01 | 2017-10-15 | 32040 | NE HEIGHTS CLINIC | 2009-03-25 | USD | 808 | Active | UNIVERSITY NEW MEXICO HOSPITAL
| 1084649 | NELLCOR INC | SRC-MAX | SRC-MAX | TESTERS/ PULSE OXIMETRY MONITOR |  | Philips | 21516974 | 2016-03-16 | 2017-03-15 | 95700 | CLINICAL ENGINEERING | 2009-03-24 | USD | 0.01 | Active | UNIVERSITY NEW MEXICO HOSPITAL
| 1084647 | NELLCOR INC | SRC-MAX | SRC-MAX | TESTERS/ PULSE OXIMETRY MONITOR |  | Philips | G02800709 | 2017-03-22 | 2018-03-15 | 95700 | CLINICAL ENGINEERING | 2009-03-24 | USD | 0.01 | Active | UNIVERSITY NEW MEXICO HOSPITAL
| 1084646 | NELLCOR INC | SRC-MAX | SRC-MAX | TESTERS/ PULSE OXIMETRY MONITOR |  | Philips | G08834511 | 2016-03-15 | 2017-03-15 | 95700 | CLINICAL ENGINEERING | 2009-03-24 | USD | 0.01 | Reactivated | UNIVERSITY NEW MEXICO HOSPITAL
| 1084648 | NELLCOR INC | SRC-2 | SRC-2 | TESTERS/ PULSE OXIMETRY MONITOR |  | Philips | 20590643 | 2016-03-16 | 2017-03-15 | 95700 | CLINICAL ENGINEERING | 2009-03-24 | USD | 0.01 | Active | UNIVERSITY NEW MEXICO HOSPITAL
0000068181 | 1077257 | MESA LABORATORIES INC | PHOENIX | PHOENIX | PH METERS |  | 492739 | P20222 | 2017-03-31 | 2018-03-15 | 72040 | I/P HEMODIALYSIS | 2009-03-23 | USD | 1041 | Active | UNIVERSITY NEW MEXICO HOSPITAL
0000068189 | 1077630 | NUSTEP INC | TRS 4000 | TRS 4000 | EXERCISERS |  | 489704 | 451478 |  | 2017-06-15 | 71020 | CARDIAC REHAB | 2009-03-20 | USD | 3995 | Active | UNIVERSITY NEW MEXICO HOSPITAL
0000064931 | 1004575 | GE HEALTHCARE | MAC 5500 | MAC 5500 | ELECTROCARDIOGRAPHS/ MULTICHANNEL | 446034 | 446034 | SCD07127959PA | 2015-10-07 | 2016-10-15 | 71030 | HEART STATION | 2009-03-19 | USD | 12201 | Active | UNIVERSITY NEW MEXICO HOSPITAL
0000067830 | 1219779 | THE KENDALL CO | FIRSTEMP GENIUS 3000A | FIRSTEMP GENIUS 3000A | THERMOMETERS/ ELECTRONIC/ INFRARED/ EAR |  | FOUND | J0819392 |  | 2017-06-15 | 32005 | YCHC GENERAL | 2009-03-19 | USD | 1 | Active | UNIVERSITY NEW MEXICO HOSPITAL
0000068358 | 1219800 | TYCO HEALTHCARE GROUP | GENIUS II | GENIUS II | THERMOMETERS/ ELECTRONIC/ INFRARED/ EAR |  | 2 | J0560383 |  | 2017-06-15 | 12240 | GENERAL SURGERY (6-S) | 2009-03-18 | USD | 0.01 | Active | UNIVERSITY NEW MEXICO HOSPITAL
0000068167 | 1077243 | IDEAL MEDICAL PRODUCTS INC | GW208U | GW208U | WARMING UNITS/ GEL |  | 491114 | 55889 |  | 2017-06-15 | 71030 | HEART STATION | 2009-03-16 | USD | 116.38 | Active | UNIVERSITY NEW MEXICO HOSPITAL
0000068165 | 1077259 | IDEAL MEDICAL PRODUCTS INC | GW208U | GW208U | WARMING UNITS/ GEL |  | 491114 | 55895 |  | 2017-06-15 | 71030 | HEART STATION | 2009-03-16 | USD | 116.38 | Active | UNIVERSITY NEW MEXICO HOSPITAL
0000068179 | 1077498 | MAQUET INC | VH-3010 | VH-3010 | POWER SUPPLIES/ REGULATED |  | 491513 | H08120071G | 2017-06-20 | 2018-06-15 | 15000 | OPERATING ROOM | 2009-03-16 | USD | 0.01 | Active | UNIVERSITY NEW MEXICO HOSPITAL
0000068178 | 1077497 | SHERWOOD MEDICAL | FIRSTTEMP GENIUS | 3000A | THERMOMETERS/ ELECTRONIC/ INFRARED/ EAR |  | REPLACN64550 | J0618533 |  | 2017-06-15 | 12460 | PEDIATRIC ICU | 2009-03-13 | USD | 120 | Active | UNIVERSITY NEW MEXICO HOSPITAL
0000068176 | 1077629 | HEMOCUE INC | GLUCOSE 201 | 201 | ANALYZERS/ POINT-OF-CARE/ WHOLE BLOOD/ GLUCOSE |  | UNKNOWN | 0727620169 | 2009-10-22 | 2017-06-15 | 32005 | YCHC GENERAL | 2009-03-13 | USD | 0.01 | Active | UNIVERSITY NEW MEXICO HOSPITAL
0000068173 | 1077626 | SOMANETICS CORP | INVOS(5100C) | INVOS(5100C) | OXIMETERS/ CEREBRAL |  | 490660 | 08-11434 | 2015-04-30 | 2016-04-15 | 95700 | CLINICAL ENGINEERING | 2009-03-13 | USD | 0.01 | Active | UNIVERSITY NEW MEXICO HOSPITAL
0000068155 | 1141395 | OR SOLUTIONS INC | ORS- 2038D | ORS- 2038D | WARMING UNITS |  | 491126 | 42584 | 2016-10-11 | 2017-10-15 | 15005 | OPERATING ROOM - BBRP | 2009-03-12 | USD | 0.01 | Active | UNIVERSITY NEW MEXICO HOSPITAL
0000068154 | 1141396 | OR SOLUTIONS INC | ORS- 2038D | ORS- 2038D | WARMING UNITS |  | 491126 | 44700 | 2016-10-11 | 2017-10-15 | 15005 | OPERATING ROOM - BBRP | 2009-03-12 | USD | 0.01 | Active | UNIVERSITY NEW MEXICO HOSPITAL
0000068153 | 1141397 | OR SOLUTIONS INC | ORS- 2038D | ORS- 2038D | WARMING UNITS |  | 491126 | 44303 | 2016-10-11 | 2017-10-15 | 15005 | OPERATING ROOM - BBRP | 2009-03-12 | USD | 0.01 | Active | UNIVERSITY NEW MEXICO HOSPITAL
0000068163 | 7077244 | INSTROMEDIX INC | KINGS OF HEART EXPRESS | KINGS OF HEART EXPRE | HOLTER MONITORING SYSTEMS |  | 489299 | 6901469 |  | 2017-06-15 | 71030 | HEART STATION | 2009-03-11 | USD | 650 | Active | UNIVERSITY NEW MEXICO HOSPITAL
0000068162 | 1077245 | INSTROMEDIX INC | KINGS OF HEART EXPRESS | KINGS OF HEART EXPRE | HOLTER MONITORING SYSTEMS |  | 489299 | 6901420 |  | 2017-06-15 | 71030 | HEART STATION | 2009-03-11 | USD | 650 | Active | UNIVERSITY NEW MEXICO HOSPITAL
0000068161 | 1077246 | INSTROMEDIX INC | KINGS OF HEART EXPRESS | KINGS OF HEART EXPRE | HOLTER MONITORING SYSTEMS |  | 489299 | 6901451 |  | 2017-06-15 | 71030 | HEART STATION | 2009-03-11 | USD | 650 | Active | UNIVERSITY NEW MEXICO HOSPITAL
0000068159 | 1077248 | INSTROMEDIX INC | KINGS OF HEART EXPRESS | KINGS OF HEART EXPRE | HOLTER MONITORING SYSTEMS |  | 489299 | 6901487 |  | 2017-06-15 | 71030 | HEART STATION | 2009-03-11 | USD | 650 | Active | UNIVERSITY NEW MEXICO HOSPITAL
0000068158 | 1077249 | INSTROMEDIX INC | KINGS OF HEART EXPRESS | KINGS OF HEART EXPRE | HOLTER MONITORING SYSTEMS |  | 489299 | 6901484 |  | 2017-06-15 | 71030 | HEART STATION | 2009-03-11 | USD | 650 | Active | UNIVERSITY NEW MEXICO HOSPITAL
0000068398 | 1144956 | SENSORMEDICS CORP | 3100A | 3100A | VENTILATORS/ INTENSIVE CARE/ NEONATAL/PEDIATRIC |  | 484818 | AJW01892 | 2017-06-01 | 2017-09-15 | 71510 | PULMONARY SERVICES | 2009-03-11 | USD | 18150 | Active | UNIVERSITY NEW MEXICO HOSPITAL
0000068397 | 1144955 | SENSORMEDICS CORP | 3100A | 3100A | VENTILATORS/ INTENSIVE CARE/ NEONATAL/PEDIATRIC |  | 484818 | AJW01890 | 2017-06-29 | 2017-09-15 | 71510 | PULMONARY SERVICES | 2009-03-11 | USD | 18150 | Active | UNIVERSITY NEW MEXICO HOSPITAL
0000068396 | 1144942 | MEDICAL GRAPHICS CORP | ELITE DL | ELITE DL | PLETHYSMOGRAPHS/ BODY |  | UNM-P0081385 | 212000705 | 2016-07-18 | 2017-07-15 | 9025 | CLINICAL AND TRANSLATIONAL SCIENCE CENTER (07) | 2009-03-09 | USD | 47000 | Active | UNIVERSITY NEW MEXICO HOSPITAL
0000068157 | 1144683 | ZOLL MEDICAL CORP | AED PLUS | AED PLUS | DEFIBRILLATORS/ EXTERNAL/ AUTOMATED |  | 489436 | X09B40040 | 2017-05-03 | 2017-11-15 | 75090 | OSIS CT SCAN | 2009-03-09 | USD | 1383.35 | Active | UNIVERSITY NEW MEXICO HOSPITAL
0000068145 | 1077278 | HILL-ROM INC | 767 | 767 | OPHTHALMOSCOPE/OTOSCOPES |  | BBRP | NONE |  | 2017-06-15 | 21015 | ED-NORTH | 2009-03-05 | USD | 0.01 | Active | UNIVERSITY NEW MEXICO HOSPITAL
0000068144 | 1077277 | HILL-ROM INC | 767 | 767 | OPHTHALMOSCOPE/OTOSCOPES |  | BBRP | NONE |  | 2017-06-15 | 21015 | ED-NORTH | 2009-03-05 | USD | 0.01 | Active | UNIVERSITY NEW MEXICO HOSPITAL
0000068035 | 1077279 | HILL-ROM INC | 767 | 767 | OPHTHALMOSCOPE/OTOSCOPES |  | BBRP | NONE |  | 2017-06-15 | 21015 | ED-NORTH | 2009-03-05 | USD | 0.01 | Active | UNIVERSITY NEW MEXICO HOSPITAL
0000068142 | 1077275 | EXERGEN CORP | TAT-5000 | TAT-5000 | THERMOMETERS/ ELECTRONIC/ INFRARED |  | 490216 | A122469 |  | 2017-06-15 | 12230 | GEN MED/SAC (4-W) | 2009-03-05 | USD | 316 | Active | UNIVERSITY NEW MEXICO HOSPITAL
0000068141 | 1077274 | TYCO HEALTHCARE GROUP | GENIUS II | GENIUS II | THERMOMETERS/ ELECTRONIC/ INFRARED/ EAR |  | 489076 | N09006999 |  | 2017-06-15 | 75025 | RADIOLOGY - INTERVENTIONAL RAD | 2009-03-05 | USD | 323.01 | Active | UNIVERSITY NEW MEXICO HOSPITAL
0000068139 | 1077272 | TYCO HEALTHCARE GROUP | GENIUS II | GENIUS II | THERMOMETERS/ ELECTRONIC/ INFRARED/ EAR |  | 489076 | N09007164 |  | 2017-06-15 | 75025 | RADIOLOGY - INTERVENTIONAL RAD | 2009-03-05 | USD | 323.01 | Active | UNIVERSITY NEW MEXICO HOSPITAL
0000068034 | 1077271 | STRYKER CORP | 295-1 | 295-1 | PRESSURE MEASURING UNITS |  | 485481 | 0835004273 | 2016-11-11 | 2017-11-15 | 12250 | ORTHOPEDICS (3-S) | 2009-03-04 | USD | 4874.92 | Active | UNIVERSITY NEW MEXICO HOSPITAL
0000068394 | 1144934 | WELCH ALLYN INC | 76710 | 76710 | OPHTHALMOSCOPE/OTOSCOPES |  | 473421 | NONE |  | 2017-06-15 | 32005 | YCHC GENERAL | 2009-03-03 | USD | 428.08 | Active | UNIVERSITY NEW MEXICO HOSPITAL
0000068393 | 1144933 | WELCH ALLYN INC | 76710 | 76710 | OPHTHALMOSCOPE/OTOSCOPES |  | 473421 | NONE |  | 2017-06-15 | 32005 | YCHC GENERAL | 2009-03-03 | USD | 428.08 | Active | UNIVERSITY NEW MEXICO HOSPITAL
0000068392 | 1144932 | WELCH ALLYN INC | 76710 | 76710 | OPHTHALMOSCOPE/OTOSCOPES |  | 473421 | NONE |  | 2017-06-15 | 32005 | YCHC GENERAL | 2009-03-03 | USD | 428.08 | Active | UNIVERSITY NEW MEXICO HOSPITAL
0000068391 | 1144296 | WELCH ALLYN INC | 76710 | 76710 | OPHTHALMOSCOPE/OTOSCOPES |  | 473421 | NONE |  | 2017-06-15 | 32005 | YCHC GENERAL | 2009-03-03 | USD | 428.08 | Active | UNIVERSITY NEW MEXICO HOSPITAL
0000068390 | 1144295 | WELCH ALLYN INC | 76710 | 76710 | OPHTHALMOSCOPE/OTOSCOPES |  | 473421 | NONE |  | 2017-06-15 | 32005 | YCHC GENERAL | 2009-03-03 | USD | 428.08 | Active | UNIVERSITY NEW MEXICO HOSPITAL
0000068389 | 1144294 | WELCH ALLYN INC | 76710 | 76710 | OPHTHALMOSCOPE/OTOSCOPES |  | 473421 | NONE |  | 2017-06-15 | 32005 | YCHC GENERAL | 2009-03-03 | USD | 428.08 | Active | UNIVERSITY NEW MEXICO HOSPITAL
0000068388 | 1144293 | WELCH ALLYN INC | 76710 | 76710 | OPHTHALMOSCOPE/OTOSCOPES |  | 473421 | NONE |  | 2017-06-15 | 32005 | YCHC GENERAL | 2009-03-03 | USD | 428.08 | Active | UNIVERSITY NEW MEXICO HOSPITAL
0000068209 | 1144922 | AMVEX CORP | VR-PIUD-CMA | VR-PIUD-CMA | REGULATORS/ SUCTION |  | BBRP | VRA05487BG |  | 2017-06-15 | 12455 | NEWBORN ICU | 2009-03-02 | USD | 0.01 | Active | UNIVERSITY NEW MEXICO HOSPITAL
0000068208 | 1144917 | AMVEX CORP | VR-PIUD-CMA | VR-PIUD-CMA | REGULATORS/ SUCTION |  | BBRP | VRA05508BG |  | 2017-06-15 | 12455 | NEWBORN ICU | 2009-03-02 | USD | 0.01 | Active | UNIVERSITY NEW MEXICO HOSPITAL
0000068207 | 1144915 | AMVEX CORP | VR-PIUD-CMA | VR-PIUD-CMA | REGULATORS/ SUCTION |  | BBRP | VRA05485BG |  | 2017-06-15 | 12455 | NEWBORN ICU | 2009-03-02 | USD | 0.01 | Active | UNIVERSITY NEW MEXICO HOSPITAL
0000068273 | 1144888 | GETINGE USA INC | SERVO I | SERVO I | VENTILATORS |  | 484890 | 041166 | 2017-03-14 | 2017-09-15 | 71510 | PULMONARY SERVICES | 2009-03-01 | USD | 34864.04 | Active | UNIVERSITY NEW MEXICO HOSPITAL
0000068272 | 1144887 | GETINGE USA INC | SERVO I | SERVO I | VENTILATORS |  | 484890 | 041167 | 2017-03-14 | 2017-09-15 | 71510 | PULMONARY SERVICES | 2009-03-01 | USD | 34864.04 | Active | UNIVERSITY NEW MEXICO HOSPITAL
0000070216 | 1084369 | THE KENDALL CO | FIRSTEMP GENIUS 3000A | FIRSTEMP GENIUS 3000A | THERMOMETERS/ ELECTRONIC/ INFRARED/ EAR |  | REPLACN73250 | J0649497 |  | 2017-06-15 | 21015 | ED-NORTH | 2009-03-01 | USD | 120 | Active | UNIVERSITY NEW MEXICO HOSPITAL
0000068351 | 1077002 | PHILIPS HEALTHCARE | HS456 | HS456 | NEBULIZERS/ HEATED |  | H41229 | 09081330944 | 2016-10-20 | 2017-10-15 | 32040 | NE HEIGHTS CLINIC | 2009-02-26 | USD | 0.1 | Active | UNIVERSITY NEW MEXICO HOSPITAL
0000068222 | 1144292 | WELCH ALLYN INC | 76710 | 76710 | OPHTHALMOSCOPE/OTOSCOPES |  | 473421 | NONE |  | 2017-06-15 | 32005 | YCHC GENERAL | 2009-02-25 | USD | 428.08 | Active | UNIVERSITY NEW MEXICO HOSPITAL
0000068221 | 1144291 | WELCH ALLYN INC | 76710 | 76710 | OPHTHALMOSCOPE/OTOSCOPES |  | 473421 | NONE |  | 2017-06-15 | 32005 | YCHC GENERAL | 2009-02-25 | USD | 428.08 | Active | UNIVERSITY NEW MEXICO HOSPITAL
0000068220 | 1144290 | WELCH ALLYN INC | 76710 | 76710 | OPHTHALMOSCOPE/OTOSCOPES |  | 473421 | NONE |  | 2017-06-15 | 32005 | YCHC GENERAL | 2009-02-25 | USD | 428.08 | Active | UNIVERSITY NEW MEXICO HOSPITAL
0000068219 | 1144289 | WELCH ALLYN INC | 76710 | 76710 | OPHTHALMOSCOPE/OTOSCOPES |  | 473421 | NONE |  | 2017-06-15 | 32005 | YCHC GENERAL | 2009-02-25 | USD | 428.08 | Active | UNIVERSITY NEW MEXICO HOSPITAL
0000068218 | 1144288 | WELCH ALLYN INC | 76710 | 76710 | OPHTHALMOSCOPE/OTOSCOPES |  | 473421 | NONE |  | 2017-06-15 | 32005 | YCHC GENERAL | 2009-02-25 | USD | 428.08 | Active | UNIVERSITY NEW MEXICO HOSPITAL
0000068217 | 1144818 | WELCH ALLYN INC | 76710 | 76710 | OPHTHALMOSCOPE/OTOSCOPES |  | 473421 | NONE |  | 2017-06-15 | 32005 | YCHC GENERAL | 2009-02-25 | USD | 428.08 | Active | UNIVERSITY NEW MEXICO HOSPITAL
0000068147 | 1144819 | HALL SURGICAL | PRO2600 | PRO2600 | BATTERY CHARGERS |  | 490709 | BBD 48669 |  | 2017-06-15 | 15000 | OPERATING ROOM | 2009-02-25 | USD | 1 | Active | UNIVERSITY NEW MEXICO HOSPITAL
0000068215 | 1144816 | PRO-TECH SERVICES INC | PTAF2 | PTAF2 | POLYSOMNOGRAPHS |  | REPLACEMENT | 5174421 | 2013-02-25 | 2013-02-15 | 34015 | SLEEP DISORDERS CENTER 1101-2 | 2009-02-24 | USD | 0.01 | Active | UNIVERSITY NEW MEXICO HOSPITAL
0000068213 | 1144814 | PRO-TECH SERVICES INC | PTAF2 | PTAF2 | POLYSOMNOGRAPHS |  | REPLACEMENT | 5174423 | 2013-02-20 | 2013-02-15 | 34015 | SLEEP DISORDERS CENTER 1101-2 | 2009-02-24 | USD | 0.01 | Active | UNIVERSITY NEW MEXICO HOSPITAL
0000068212 | 1144813 | PRO-TECH SERVICES INC | PTAF2 | PTAF2 | POLYSOMNOGRAPHS |  | REPLACEMENT | 5174402 | 2013-02-07 | 2013-02-15 | 34015 | SLEEP DISORDERS CENTER 1101-2 | 2009-02-24 | USD | 0.01 | Active | UNIVERSITY NEW MEXICO HOSPITAL
0000068211 | 1144812 | PRO-TECH SERVICES INC | PTAF2 | PTAF2 | POLYSOMNOGRAPHS |  | REPLACEMENT | 5174403 | 2013-02-25 | 2013-02-15 | 34015 | SLEEP DISORDERS CENTER 1101-2 | 2009-02-24 | USD | 0.01 | Active | UNIVERSITY NEW MEXICO HOSPITAL
| 1144817 | VIASYS HEALTHCARE INC | 3100A HFOV | 3100A HFOV | TESTERS/ VENTILATOR |  | 149703 | AJ001034 | 2017-03-22 | 2018-03-15 | 95700 | CLINICAL ENGINEERING | 2009-02-24 | USD | 982 | Active | UNIVERSITY NEW MEXICO HOSPITAL
0000068046 | 1144581 | SONY CORP OF AMERICA | LMD-1950MD/HD | LMD-1950MD/HD | MONITORS/ VIDEO |  | found | 2006767 |  | 2017-06-15 | 70020 | ENDOSCOPY CENTER | 2009-02-23 | USD | 10 | Active | UNIVERSITY NEW MEXICO HOSPITAL
0000068347 | 1144584 | BOSTON SCIENTIFIC CORP | 4610 | SPYGLASS | CONTROLLERS |  | found | 1304 |  | 2017-06-15 | 70020 | ENDOSCOPY CENTER | 2009-02-23 | USD | 1 | Active | UNIVERSITY NEW MEXICO HOSPITAL
0000068346 | 1144583 | BOSTON SCIENTIFIC CORP | 4610 | SPYGLASS | CONTROLLERS |  | FOUND | 091330 |  | 2017-06-15 | 70020 | ENDOSCOPY CENTER | 2009-02-23 | USD | 1 | Active | UNIVERSITY NEW MEXICO HOSPITAL
0000068348 | 1144580 | CODMAN & SHURTLEFF INC. | 82-3190 | HAKIM | PROGRAMMER/TESTERS/IMPLANTABLE CARDIAC PACEMAKER |  | found | 100w7969 | 2012-10-30 | 2012-10-15 | 70010 | DIGESTIVE DISEASE PROCEDURES | 2009-02-23 | USD | 1 | Active | UNIVERSITY NEW MEXICO HOSPITAL
0000068137 | 1144843 | ZOLL MEDICAL CORP | M SERIES | M SERIES | DEFIBRILLATOR/ MONITOR/ PACEMAKERS |  | 489038 | T08L108148 | 2017-05-02 | 2017-11-15 | 12330 | FAMILY PRACTICE (3-N) | 2009-02-20 | USD | 8258.2 | Active | UNIVERSITY NEW MEXICO HOSPITAL
0000062817 | 1144167 | PRECISION MEDICAL INC | PM5300 | PM5300 | OXYGEN-AIR PROPORTIONERS |  | BBRP | BL004231 | 2017-02-28 | 2018-02-15 | 12455 | NEWBORN ICU | 2009-02-19 | USD | 0.01 | Active | UNIVERSITY NEW MEXICO HOSPITAL
0000064785 | 1003004 | SONY CORP OF AMERICA | UP-55MD | UP-55MD | PRINTERS/ VIDEO |  | found | 83471 |  | 2017-06-15 | 15000 | OPERATING ROOM | 2009-02-19 | USD | 0.01 | Active | UNIVERSITY NEW MEXICO HOSPITAL
0000043467 | 1216368 | BD | TURBO TEMP | TURBO TEMP | THERMOMETERS/ ELECTRONIC |  | BBRP | 3653929 |  | 2017-06-15 | 12460 | PEDIATRIC ICU | 2009-02-18 | USD | 0.01 | Active | UNIVERSITY NEW MEXICO HOSPITAL
0000068206 | 1144269 | AMVEX CORP | VR-PIUD-CMA | VR-PIUD-CMA | REGULATORS/ SUCTION |  | BBRP | VRA05504BG |  | 2017-06-15 | 95700 | CLINICAL ENGINEERING | 2009-02-18 | USD | 0.01 | Active | UNIVERSITY NEW MEXICO HOSPITAL
0000068205 | 1144244 | AMVEX CORP | VR-PIUD-CMA | VR-PIUD-CMA | REGULATORS/ SUCTION |  | BBRP | VRA05520BG |  | 2017-06-15 | 71030 | HEART STATION | 2009-02-18 | USD | 0.01 | Active | UNIVERSITY NEW MEXICO HOSPITAL
0000068204 | 1144243 | AMVEX CORP | VR-PIUD-CMA | VR-PIUD-CMA | REGULATORS/ SUCTION |  | BBRP | VRA05488BG |  | 2017-06-15 | 71030 | HEART STATION | 2009-02-18 | USD | 0.01 | Active | UNIVERSITY NEW MEXICO HOSPITAL
0000068203 | 1144222 | AMVEX CORP | VR-PIUD-CMA | VR-PIUD-CMA | REGULATORS/ SUCTION |  | BBRP | VRA005516BG |  | 2017-06-15 | 71030 | HEART STATION | 2009-02-18 | USD | 0.01 | Active | UNIVERSITY NEW MEXICO HOSPITAL
0000068202 | 1144188 | AMVEX CORP | VR-PIUD-CMA | VR-PIUD-CMA | REGULATORS/ SUCTION |  | BBRP | VRA05343BG |  | 2017-06-15 | 71030 | HEART STATION | 2009-02-18 | USD | 0.01 | Active | UNIVERSITY NEW MEXICO HOSPITAL
0000068681 | 1144752 | SHERWOOD MEDICAL | FIRSTTEMP GENIUS | 3000A | THERMOMETERS/ ELECTRONIC/ INFRARED/ EAR |  | REPACN23714 | J0633248 |  | 2017-06-15 | 34250 | UROLOGY | 2009-02-17 | USD | 0.01 | Active | UNIVERSITY NEW MEXICO HOSPITAL
0000068680 | 1144751 | SHERWOOD MEDICAL | FIRSTTEMP GENIUS | 3000A | THERMOMETERS/ ELECTRONIC/ INFRARED/ EAR |  | REPACN33236 | J0647492 |  | 2017-06-15 | 34110 | WOMEN'S HEALTH CENTER | 2009-02-17 | USD | 0.01 | Active | UNIVERSITY NEW MEXICO HOSPITAL
0000068134 | 1219791 | SONY CORP OF AMERICA | PVM-1953MD | PVM-1953MD | MONITORS/ MEDICAL GRADE DISPLAY |  | found | 2006133 |  | 2017-06-15 | 15000 | OPERATING ROOM | 2009-02-17 | USD | 0.01 | Active | UNIVERSITY NEW MEXICO HOSPITAL
0000068678 | 1144749 | EXERGEN CORP | TAT-5000 | TAT-5000 | THERMOMETERS/ ELECTRONIC/ INFRARED |  | REPACN67547 | A101893 |  | 2017-06-15 | 12410 | PEDIATRIC SPECIALTY CARE | 2009-02-17 | USD | 0.01 | Active | UNIVERSITY NEW MEXICO HOSPITAL
0000068136 | 1144844 | BD | TURBO TEMP | TURBO TEMP | THERMOMETERS/ ELECTRONIC |  | BBRP | 12458246 |  | 2017-06-15 | 12460 | PEDIATRIC ICU | 2009-02-17 | USD | 0.01 | Active | UNIVERSITY NEW MEXICO HOSPITAL
0000068135 | 1144845 | BD | TURBO TEMP | TURBO TEMP | THERMOMETERS/ ELECTRONIC |  | BBRP | 12458193 |  | 2017-06-15 | 12015 | PEDIATRIC INFUSION UNIT PIU | 2009-02-17 | USD | 0.01 | Active | UNIVERSITY NEW MEXICO HOSPITAL
0000068683 | 1144755 | PRO-TECH SERVICES INC | PTAF2 | PTAF2 | POLYSOMNOGRAPHS |  | FOUND | 1312604 | 2013-02-20 | 2013-02-15 | 34015 | SLEEP DISORDERS CENTER 1101-2 | 2009-02-16 | USD | 0.01 | Active | UNIVERSITY NEW MEXICO HOSPITAL
0000064953 | 1219738 | SCALE-TRONIX INC | 5122 | 5122 | SCALES/ PATIENT/ PLATFORM/ ELECTRONIC |  | FOUND | 5122-724 | 2017-01-10 | 2018-01-15 | 34150 | PEDIATRICS CLINIC | 2009-02-16 | USD | 1 | Active | UNIVERSITY NEW MEXICO HOSPITAL
0000068259 | 1144869 | ABBOTT LABORATORIES INC | DRS-300 | DRS-300 | MODULES/ DATA/ TRANSFER |  | 489035 | DRS-38877 |  | 2017-06-15 | 21020 | PEDIATRIC EMERGENCY DEPARTMENT | 2009-02-13 | USD | 562.64 | Active | UNIVERSITY NEW MEXICO HOSPITAL
0000068200 | 1144134 | WELCH ALLYN INC | 76710 | 76710 | OPHTHALMOSCOPE/OTOSCOPES |  | FOUND | NONE |  | 2017-06-15 | 34015 | SLEEP DISORDERS CENTER 1101-2 | 2009-02-13 | USD | 0.01 | Active | UNIVERSITY NEW MEXICO HOSPITAL
0000068682 | 1144754 | WELCH ALLYN INC | 76710 | 76710 | OPHTHALMOSCOPE/OTOSCOPES |  | BBRP | NONE |  | 2017-06-15 | 34015 | SLEEP DISORDERS CENTER 1101-2 | 2009-02-13 | USD | 0.01 | Active | UNIVERSITY NEW MEXICO HOSPITAL
0000068267 | 1144882 | GETINGE USA INC | SERVO I | SERVO I | VENTILATORS |  | 485993 | 036624 | 2017-03-02 | 2017-09-15 | 71510 | PULMONARY SERVICES | 2009-02-13 | USD | 35846.08 | Active | UNIVERSITY NEW MEXICO HOSPITAL
0000068266 | 1144873 | GETINGE USA INC | SERVO I | SERVO I | VENTILATORS |  | 485993 | 036620 | 2017-03-03 | 2017-09-15 | 71510 | PULMONARY SERVICES | 2009-02-13 | USD | 35846.08 | Active | UNIVERSITY NEW MEXICO HOSPITAL
0000068265 | 1144874 | GETINGE USA INC | SERVO I | SERVO I | VENTILATORS |  | 485993 | 036582 | 2017-03-28 | 2017-09-15 | 71510 | PULMONARY SERVICES | 2009-02-13 | USD | 35846.08 | Active | UNIVERSITY NEW MEXICO HOSPITAL
0000068264 | 1144875 | GETINGE USA INC | SERVO I | SERVO I | VENTILATORS |  | 485993 | 036619 | 2017-03-03 | 2017-09-15 | 71510 | PULMONARY SERVICES | 2009-02-13 | USD | 35846.08 | Active | UNIVERSITY NEW MEXICO HOSPITAL
0000068263 | 1144876 | GETINGE USA INC | SERVO I | SERVO I | VENTILATORS |  | 485993 | 036579 | 2017-03-02 | 2017-09-15 | 71510 | PULMONARY SERVICES | 2009-02-13 | USD | 35846.08 | Active | UNIVERSITY NEW MEXICO HOSPITAL
0000068262 | 1144877 | GETINGE USA INC | SERVO I | SERVO I | VENTILATORS |  | 485993 | 036580 | 2017-03-14 | 2017-09-15 | 71510 | PULMONARY SERVICES | 2009-02-13 | USD | 35846.08 | Active | UNIVERSITY NEW MEXICO HOSPITAL
0000068261 | 1144878 | GETINGE USA INC | SERVO I | SERVO I | VENTILATORS |  | 485993 | 036623 | 2017-03-14 | 2017-09-15 | 71510 | PULMONARY SERVICES | 2009-02-13 | USD | 35846.08 | Active | UNIVERSITY NEW MEXICO HOSPITAL
0000068260 | 1144879 | GETINGE USA INC | SERVO I | SERVO I | VENTILATORS |  | 485993 | 36618 | 2017-03-16 | 2017-09-15 | 71510 | PULMONARY SERVICES | 2009-02-13 | USD | 35846.08 | Active | UNIVERSITY NEW MEXICO HOSPITAL
0000068271 | 1144886 | GETINGE USA INC | SERVO I | SERVO I | VENTILATORS |  | 485993 | 036625 | 2017-03-02 | 2017-09-15 | 71510 | PULMONARY SERVICES | 2009-02-13 | USD | 35846.08 | Active | UNIVERSITY NEW MEXICO HOSPITAL
0000068270 | 1144885 | GETINGE USA INC | SERVO I | SERVO I | VENTILATORS |  | 485993 | 036622 | 2017-03-02 | 2017-09-15 | 71510 | PULMONARY SERVICES | 2009-02-13 | USD | 35846.08 | Active | UNIVERSITY NEW MEXICO HOSPITAL
0000068269 | 1144884 | GETINGE USA INC | SERVO I | SERVO I | VENTILATORS |  | 485993 | 036581 | 2017-03-09 | 2017-09-15 | 71510 | PULMONARY SERVICES | 2009-02-13 | USD | 35846.08 | Active | UNIVERSITY NEW MEXICO HOSPITAL
0000068268 | 1144883 | GETINGE USA INC | SERVO I | SERVO I | VENTILATORS |  | 485993 | 036621 | 2017-03-14 | 2017-09-15 | 71510 | PULMONARY SERVICES | 2009-02-13 | USD | 35846.08 | Active | UNIVERSITY NEW MEXICO HOSPITAL
0000068232 | 1144867 | MARTEL INSTRUMENTS LIMITED | MCP9819-065 | MCP9819-065 | PRINTERS |  | 489035 | 281174667 |  | 2017-06-15 | 21020 | PEDIATRIC EMERGENCY DEPARTMENT | 2009-02-13 | USD | 329.86 | Active | UNIVERSITY NEW MEXICO HOSPITAL
0000068677 | 1144748 | OR SOLUTIONS INC | ORS-2057D | ORS-2057D | WARMING UNITS/ MULTIPURPOSE |  | 489711 | 47477 | 2017-06-30 | 2018-06-15 | 15000 | OPERATING ROOM | 2009-02-12 | USD | 0.01 | Active | UNIVERSITY NEW MEXICO HOSPITAL
0000068198 | 1144117 | PRO-TECH SERVICES INC | PTAF2 | PTAF2 | POLYSOMNOGRAPHS |  | REPLACEMENT | 5174422 | 2017-02-06 | 2018-02-15 | 34015 | SLEEP DISORDERS CENTER 1101-2 | 2009-02-12 | USD | 0.01 | Active | UNIVERSITY NEW MEXICO HOSPITAL
0000068023 | 1144855 | EXERGEN CORP | TAT-5000 | TAT-5000 | THERMOMETERS/ ELECTRONIC/ INFRARED |  | 489503 | A122810 |  | 2017-06-15 | 12410 | PEDIATRIC SPECIALTY CARE | 2009-02-12 | USD | 315 | Active | UNIVERSITY NEW MEXICO HOSPITAL
0000068022 | 1144458 | EXERGEN CORP | TAT-5000 | TAT-5000 | THERMOMETERS/ ELECTRONIC/ INFRARED |  | 489503 | A122412 |  | 2017-06-15 | 12410 | PEDIATRIC SPECIALTY CARE | 2009-02-12 | USD | 315 | Active | UNIVERSITY NEW MEXICO HOSPITAL
0000068254 | 1144847 | THE KENDALL CO | FIRSTEMP GENIUS 3000A | FIRSTEMP GENIUS 3000A | THERMOMETERS/ ELECTRONIC/ INFRARED/ EAR |  | REPLACN68600 | J0238873 |  | 2017-06-15 | 12360 | NEUROSCIENCE | 2009-02-12 | USD | 115 | Active | UNIVERSITY NEW MEXICO HOSPITAL
0000068229 | 1144864 | PHILIPS HEALTHCARE | HS456 | HS456 | NEBULIZERS/ HEATED |  | 485580 | 05081102596 | 2016-10-20 | 2017-10-15 | 34025 | CARDIOLOGY CLINIC | 2009-02-12 | USD | 75.01 | Active | UNIVERSITY NEW MEXICO HOSPITAL
0000068247 | 1144854 | SHERWOOD MEDICAL | FIRSTTEMP GENIUS | 3000A | THERMOMETERS/ ELECTRONIC/ INFRARED/ EAR |  | REPL 55707 | J0242734 |  | 2017-06-15 | 30030 | CTH OUTPATIENT CLINIC | 2009-02-12 | USD | 115 | Active | UNIVERSITY NEW MEXICO HOSPITAL
0000068250 | 1144851 | SHERWOOD MEDICAL | FIRSTTEMP GENIUS | 3000A | THERMOMETERS/ ELECTRONIC/ INFRARED/ EAR |  | REPL 67582 | J0643506 |  | 2017-06-15 | 12350 | CRC/CTC (5-E) | 2009-02-12 | USD | 115 | Active | UNIVERSITY NEW MEXICO HOSPITAL
0000068246 | 1144861 | SHERWOOD MEDICAL | FIRSTTEMP GENIUS | 3000A | THERMOMETERS/ ELECTRONIC/ INFRARED/ EAR |  | REPL62544 | J0528069 |  | 2017-06-15 | 12130 | TRAUMA/SURGICAL ICU | 2009-02-11 | USD | 115 | Active | UNIVERSITY NEW MEXICO HOSPITAL
0000064644 | 1026357 | GE HEALTHCARE | DASH 3000 | DASH 3000 | MONITORING SYSTEMS/ PHYSIOLOGIC |  | FOUND | SD008015026GA | 2017-01-26 | 2017-08-15 | 12220 | MED/SURG SUBACUTE (4-E) | 2009-02-10 | USD | 0.01 | Active | UNIVERSITY NEW MEXICO HOSPITAL
0000064643 | 1026356 | GE HEALTHCARE | DASH 3000 | DASH 3000 | MONITORING SYSTEMS/ PHYSIOLOGIC |  | FOUND | SD008015038GA | 2016-10-01 | 2017-10-15 | 71030 | HEART STATION | 2009-02-10 | USD | 0.01 | Active | UNIVERSITY NEW MEXICO HOSPITAL
0000064642 | 1026355 | GE HEALTHCARE | DASH 3000 | DASH 3000 | MONITORING SYSTEMS/ PHYSIOLOGIC |  | FOUND | SD008087352GA | 2017-01-26 | 2017-08-15 | 12360 | NEUROSCIENCE | 2009-02-10 | USD | 0.01 | Active | UNIVERSITY NEW MEXICO HOSPITAL
0000023188 | 1142420 | NELLCOR INC | N-20 | N-20 | OXIMETERS/ PULSE |  | FOUND | 20775154 | 2014-01-24 | 2014-01-15 | 34655 | DERMATOLOGY CLINIC 1021 MED | 2009-02-10 | USD | 0.01 | Active | UNIVERSITY NEW MEXICO HOSPITAL
0000062709 | 1440382 | DATEX-OHMEDA INC | GIRAFFE OMNIBED | GIRAFFE OMNIBED | INCUBATORS/ INFANT |  | 455510 | HDHL50945 | 2017-02-03 | 2018-02-15 | 12455 | NEWBORN ICU | 2009-02-08 | USD | 20201 | Active | UNIVERSITY NEW MEXICO HOSPITAL
0000024617 | 1144549 | GE HEALTHCARE | 450SL | 450SL | MODULES/ MULTIPARAMETERS |  | FOUND | F6HB1690G | 2009-02-07 | 2017-06-15 | 21015 | ED-NORTH | 2009-02-07 | USD | 1 | Active | UNIVERSITY NEW MEXICO HOSPITAL
0000068121 | 1219790 | EXERGEN CORP | TAT-5000 | TAT-5000 | THERMOMETERS/ ELECTRONIC/ INFRARED |  | 488162 | A117362 |  | 2017-06-15 | 12240 | GENERAL SURGERY (6-S) | 2009-02-06 | USD | 100 | Active | UNIVERSITY NEW MEXICO HOSPITAL
0000068120 | 1219789 | EXERGEN CORP | TAT-5000 | TAT-5000 | THERMOMETERS/ ELECTRONIC/ INFRARED |  | 488162 | A117361 |  | 2017-06-15 | 12240 | GENERAL SURGERY (6-S) | 2009-02-06 | USD | 100 | Active | UNIVERSITY NEW MEXICO HOSPITAL
0000068224 | 1144074 | GE HEALTHCARE | DASH 4000 | DASH 4000 | MONITORING SYSTEMS/ PHYSIOLOGIC |  | 484097 | SD008484188GA | 2017-07-11 | 2018-07-15 | 21020 | PEDIATRIC EMERGENCY DEPARTMENT | 2009-02-06 | USD | 13298 | Active | UNIVERSITY NEW MEXICO HOSPITAL
0000068223 | 1144084 | GE HEALTHCARE | DASH 4000 | DASH 4000 | MONITORING SYSTEMS/ PHYSIOLOGIC |  | 484097 | SD008484190GA | 2017-07-10 | 2018-07-15 | 21020 | PEDIATRIC EMERGENCY DEPARTMENT | 2009-02-06 | USD | 13298 | Active | UNIVERSITY NEW MEXICO HOSPITAL
0000068054 | 1144529 | HILL-ROM INC | 767 | 767 | OPHTHALMOSCOPE/OTOSCOPES |  | found | none |  | 2017-06-15 | 30065 | PARA LOS NINOS CLINIC | 2009-02-05 | USD | 0.01 | Active | UNIVERSITY NEW MEXICO HOSPITAL
0000068537 | 1085682 | NATIONAL BIOLOGICAL CORP | UVB-500C | UVB-500C | RADIOMETERS/ PHOTOTHERAPY |  | FOUND | 501953 | 2016-08-01 | 2017-08-15 | 34655 | DERMATOLOGY CLINIC 1021 MED | 2009-02-05 | USD | 0.01 | Active | UNIVERSITY NEW MEXICO HOSPITAL
0000068536 | 1096204 | NATIONAL BIOLOGICAL CORP | UVA-400C | UVA-400C | RADIOMETERS/ PHOTOTHERAPY |  | FOUND | 401534 | 2016-08-01 | 2017-08-15 | 34655 | DERMATOLOGY CLINIC 1021 MED | 2009-02-05 | USD | 0.01 | Active | UNIVERSITY NEW MEXICO HOSPITAL
0000068052 | 1219783 | LEISEGANG MEDICAL INC | BUL | BUL | COLPOSCOPES |  | found | 35947 |  | 2017-06-15 | 30065 | PARA LOS NINOS CLINIC | 2009-02-05 | USD | 0.01 | Active | UNIVERSITY NEW MEXICO HOSPITAL
0000068534 | 1142431 | STERIS CORP | HARMONY (LA500) | HARMONY (LA500) | LIGHTS/ SURGICAL |  | FOUND | 110303820598 | 2017-01-01 | 2018-01-15 | 34655 | DERMATOLOGY CLINIC 1021 MED | 2009-02-05 | USD | 0.01 | Active | UNIVERSITY NEW MEXICO HOSPITAL
0000068533 | 1142432 | STERIS CORP | HARMONY (LA500) | HARMONY (LA500) | LIGHTS/ SURGICAL |  | FOUND | 110303820599 | 2017-01-01 | 2018-01-15 | 34655 | DERMATOLOGY CLINIC 1021 MED | 2009-02-05 | USD | 0.01 | Active | UNIVERSITY NEW MEXICO HOSPITAL
0000068053 | 1140192 | SSCOR INC | REF 2314 | REF 2314 | ASPIRATORS/ EMERGENCY |  | found | m10475 | 2017-07-13 | 2018-07-15 | 30065 | PARA LOS NINOS CLINIC | 2009-02-05 | USD | 0.01 | Active | UNIVERSITY NEW MEXICO HOSPITAL
0000068535 | 1142429 | NATIONAL BIOLOGICAL CORP | HOUVA II | HOUVA II | PHOTOTHERAPY UNITS |  | FOUND | 009180 | 2017-07-20 | 2018-01-15 | 34655 | DERMATOLOGY CLINIC 1021 MED | 2009-02-05 | USD | 0.01 | Active | UNIVERSITY NEW MEXICO HOSPITAL
0000068021 | 1144456 | EXERGEN CORP | TAT-5000 | TAT-5000 | THERMOMETERS/ ELECTRONIC/ INFRARED |  | 481157 | A110227 |  | 2017-06-15 | 12360 | NEUROSCIENCE | 2009-02-04 | USD | 1264 | Active | UNIVERSITY NEW MEXICO HOSPITAL
0000068111 | 1144633 | SCALE-TRONIX INC | 4802 | 4802 | SCALES/ INFANT |  | 482150 | 16628 | 2016-10-01 | 2017-10-15 | 30080 | NORTH VALLEY CLINIC | 2009-02-02 | USD | 3195 | Active | UNIVERSITY NEW MEXICO HOSPITAL
0000068082 | 1219795 | MIDMARK CORP | 604 (604-001) | 604 (604-001) | TABLES/ EXAMINATION/TREATMENT |  | 482164 | V685884 |  | 2017-06-15 | 30115 | SE HEIGHTS CLINIC-SAN PABLO | 2009-02-02 | USD | 469.44 | Active | UNIVERSITY NEW MEXICO HOSPITAL
0000068093 | 1144629 | MIDMARK CORP | 604 (604-001) | 604 (604-001) | TABLES/ EXAMINATION/TREATMENT |  | 482164 | 686088 |  | 2017-06-15 | 30115 | SE HEIGHTS CLINIC-SAN PABLO | 2009-02-02 | USD | 469.44 | Active | UNIVERSITY NEW MEXICO HOSPITAL
0000068092 | 1144630 | MIDMARK CORP | 604 (604-001) | 604 (604-001) | TABLES/ EXAMINATION/TREATMENT |  | 482164 | 686091 |  | 2017-06-15 | 30115 | SE HEIGHTS CLINIC-SAN PABLO | 2009-02-02 | USD | 469.44 | Active | UNIVERSITY NEW MEXICO HOSPITAL
0000068091 | 1144631 | MIDMARK CORP | 604 (604-001) | 604 (604-001) | TABLES/ EXAMINATION/TREATMENT |  | 482164 | V6866654 |  | 2017-06-15 | 30115 | SE HEIGHTS CLINIC-SAN PABLO | 2009-02-02 | USD | 469.44 | Active | UNIVERSITY NEW MEXICO HOSPITAL
0000068090 | 1144612 | MIDMARK CORP | 604 (604-001) | 604 (604-001) | TABLES/ EXAMINATION/TREATMENT |  | 482164 | V677937 |  | 2017-06-15 | 30115 | SE HEIGHTS CLINIC-SAN PABLO | 2009-02-02 | USD | 469.44 | Active | UNIVERSITY NEW MEXICO HOSPITAL
0000068089 | 1144613 | MIDMARK CORP | 604 (604-001) | 604 (604-001) | TABLES/ EXAMINATION/TREATMENT |  | 482164 | V686053 |  | 2017-06-15 | 30115 | SE HEIGHTS CLINIC-SAN PABLO | 2009-02-02 | USD | 469.44 | Active | UNIVERSITY NEW MEXICO HOSPITAL
0000068088 | 1144614 | MIDMARK CORP | 604 (604-001) | 604 (604-001) | TABLES/ EXAMINATION/TREATMENT |  | 482164 | 4686085 |  | 2017-06-15 | 30115 | SE HEIGHTS CLINIC-SAN PABLO | 2009-02-02 | USD | 469.44 | Active | UNIVERSITY NEW MEXICO HOSPITAL
0000068087 | 1144615 | MIDMARK CORP | 604 (604-001) | 604 (604-001) | TABLES/ EXAMINATION/TREATMENT |  | 482164 | V686082 |  | 2017-06-15 | 30115 | SE HEIGHTS CLINIC-SAN PABLO | 2009-02-02 | USD | 469.44 | Active | UNIVERSITY NEW MEXICO HOSPITAL
0000068086 | 1144616 | MIDMARK CORP | 604 (604-001) | 604 (604-001) | TABLES/ EXAMINATION/TREATMENT |  | 482164 | V68556 |  | 2017-06-15 | 30115 | SE HEIGHTS CLINIC-SAN PABLO | 2009-02-02 | USD | 469.44 | Active | UNIVERSITY NEW MEXICO HOSPITAL
0000068085 | 1144617 | MIDMARK CORP | 604 (604-001) | 604 (604-001) | TABLES/ EXAMINATION/TREATMENT |  | 482164 | V686714 |  | 2017-06-15 | 30115 | SE HEIGHTS CLINIC-SAN PABLO | 2009-02-02 | USD | 469.44 | Active | UNIVERSITY NEW MEXICO HOSPITAL
0000068112 | 1144632 | MIDMARK CORP | 604 (604-001) | 604 (604-001) | TABLES/ EXAMINATION/TREATMENT |  | 482164 | V686061 |  | 2017-06-15 | 30115 | SE HEIGHTS CLINIC-SAN PABLO | 2009-02-02 | USD | 469.44 | Active | UNIVERSITY NEW MEXICO HOSPITAL
0000068101 | 1144621 | MIDMARK CORP | 604 (604-001) | 604 (604-001) | TABLES/ EXAMINATION/TREATMENT |  | 482164 | V686075 |  | 2017-06-15 | 30115 | SE HEIGHTS CLINIC-SAN PABLO | 2009-02-02 | USD | 469.44 | Active | UNIVERSITY NEW MEXICO HOSPITAL
0000068100 | 1144622 | MIDMARK CORP | 604 (604-001) | 604 (604-001) | TABLES/ EXAMINATION/TREATMENT |  | 482164 | V686736 |  | 2017-06-15 | 30115 | SE HEIGHTS CLINIC-SAN PABLO | 2009-02-02 | USD | 469.44 | Active | UNIVERSITY NEW MEXICO HOSPITAL
0000068084 | 1219784 | MIDMARK CORP | 604 (604-001) | 604 (604-001) | TABLES/ EXAMINATION/TREATMENT |  | 482164 | V686690 |  | 2017-06-15 | 30115 | SE HEIGHTS CLINIC-SAN PABLO | 2009-02-02 | USD | 469.44 | Active | UNIVERSITY NEW MEXICO HOSPITAL
0000068083 | 1144619 | MIDMARK CORP | 604 (604-001) | 604 (604-001) | TABLES/ EXAMINATION/TREATMENT |  | 482164 | V686065 |  | 2017-06-15 | 30115 | SE HEIGHTS CLINIC-SAN PABLO | 2009-02-02 | USD | 469.44 | Active | UNIVERSITY NEW MEXICO HOSPITAL
0000068099 | 1144623 | MIDMARK CORP | 604 (604-001) | 604 (604-001) | TABLES/ EXAMINATION/TREATMENT |  | 482164 | v686726 |  | 2017-06-15 | 30115 | SE HEIGHTS CLINIC-SAN PABLO | 2009-02-02 | USD | 469.44 | Active | UNIVERSITY NEW MEXICO HOSPITAL
0000068098 | 1144624 | MIDMARK CORP | 604 (604-001) | 604 (604-001) | TABLES/ EXAMINATION/TREATMENT |  | 482164 | V686665 |  | 2017-06-15 | 30115 | SE HEIGHTS CLINIC-SAN PABLO | 2009-02-02 | USD | 469.44 | Active | UNIVERSITY NEW MEXICO HOSPITAL
0000068097 | 1144625 | MIDMARK CORP | 604 (604-001) | 604 (604-001) | TABLES/ EXAMINATION/TREATMENT |  | 482164 | V686644 |  | 2017-06-15 | 30115 | SE HEIGHTS CLINIC-SAN PABLO | 2009-02-02 | USD | 469.44 | Active | UNIVERSITY NEW MEXICO HOSPITAL
0000068096 | 1144626 | MIDMARK CORP | 604 (604-001) | 604 (604-001) | TABLES/ EXAMINATION/TREATMENT |  | 482164 | V686634 |  | 2017-06-15 | 30115 | SE HEIGHTS CLINIC-SAN PABLO | 2009-02-02 | USD | 469.44 | Active | UNIVERSITY NEW MEXICO HOSPITAL
0000068095 | 1144627 | MIDMARK CORP | 604 (604-001) | 604 (604-001) | TABLES/ EXAMINATION/TREATMENT |  | 482164 | V685904 |  | 2017-06-15 | 30115 | SE HEIGHTS CLINIC-SAN PABLO | 2009-02-02 | USD | 469.44 | Active | UNIVERSITY NEW MEXICO HOSPITAL
0000068094 | 1144628 | MIDMARK CORP | 604 (604-001) | 604 (604-001) | TABLES/ EXAMINATION/TREATMENT |  | 482164 | V686699 |  | 2017-06-15 | 30115 | SE HEIGHTS CLINIC-SAN PABLO | 2009-02-02 | USD | 469.44 | Active | UNIVERSITY NEW MEXICO HOSPITAL
0000068110 | 1144634 | GE Healthcare USA | Pro 400 V2 | Pro 400 V2 | MONITORING SYSTEMS/ PHYSIOLOGIC/ ACUTE CARE |  | 484337 | AAX08360053A | 2016-12-01 | 2017-12-15 | 34610 | OPHTHALMOLOGY ON SITE CLINIC | 2009-02-02 | USD | 4410 | Reactivated | UNIVERSITY NEW MEXICO HOSPITAL
0000068109 | 1219786 | GE Healthcare USA | Pro 400 V2 | Pro 400 V2 | MONITORING SYSTEMS/ PHYSIOLOGIC/ ACUTE CARE |  | 484337 | AAX08350061SA | 2016-10-06 | 2017-10-15 | 30115 | SE HEIGHTS CLINIC-SAN PABLO | 2009-02-02 | USD | 4410 | Active | UNIVERSITY NEW MEXICO HOSPITAL
0000068108 | 1219785 | SCALE-TRONIX INC | 6200 | 6200 | SCALES/ PATIENT/ PLATFORM/ ELECTRONIC |  | 482147 | 1382 | 2016-10-07 | 2017-10-15 | 30115 | SE HEIGHTS CLINIC-SAN PABLO | 2009-02-02 | USD | 1895 | Active | UNIVERSITY NEW MEXICO HOSPITAL
0000062644 | 1140344 | NATUS MEDICAL INC | NEOBLUE | NEOBLUE | PHOTOTHERAPY UNITS/ VISIBLE LIGHT/ HYPERBILIRUBINE |  | FOUND | 17010 | 2017-04-01 | 2017-10-15 | 12520 | MOTHER & BABY UNIT (3-E) BBRP | 2009-02-02 | USD | 1 | Active | UNIVERSITY NEW MEXICO HOSPITAL
0000046712 | 1216742 | MEDTRONIC INC | 66-EL-MS | 66-EL-MS | CONTROLLERS |  | FOUND | 08793 |  | 2017-06-15 | 15000 | OPERATING ROOM | 2009-02-01 | USD | 0.01 | Active | UNIVERSITY NEW MEXICO HOSPITAL
0000064270 | 1219650 | SCALE-TRONIX INC | 5002 | 5002 | SCALES/ PATIENT/ PLATFORM/ ELECTRONIC |  | FOUND | 5002-20964 | 2017-01-01 | 2018-01-15 | 75025 | RADIOLOGY - INTERVENTIONAL RAD | 2009-01-27 | USD | 1 | Active | UNIVERSITY NEW MEXICO HOSPITAL
0000068072 | 1144572 | HILL-ROM INC | 767 | 767 | OPHTHALMOSCOPE/OTOSCOPES |  | 482156 | NSN |  | 2017-06-15 | 30115 | SE HEIGHTS CLINIC-SAN PABLO | 2009-01-27 | USD | 237 | Active | UNIVERSITY NEW MEXICO HOSPITAL
0000068071 | 1144571 | HILL-ROM INC | 767 | 767 | OPHTHALMOSCOPE/OTOSCOPES |  | 482156 | NSN |  | 2017-06-15 | 30115 | SE HEIGHTS CLINIC-SAN PABLO | 2009-01-27 | USD | 237 | Active | UNIVERSITY NEW MEXICO HOSPITAL
0000068070 | 1144570 | HILL-ROM INC | 767 | 767 | OPHTHALMOSCOPE/OTOSCOPES |  | 482156 | NSN |  | 2017-06-15 | 30115 | SE HEIGHTS CLINIC-SAN PABLO | 2009-01-27 | USD | 237 | Active | UNIVERSITY NEW MEXICO HOSPITAL
0000068069 | 1144569 | HILL-ROM INC | 767 | 767 | OPHTHALMOSCOPE/OTOSCOPES |  | 482156 | NSN |  | 2017-06-15 | 30115 | SE HEIGHTS CLINIC-SAN PABLO | 2009-01-27 | USD | 237 | Active | UNIVERSITY NEW MEXICO HOSPITAL
0000068068 | 1144568 | HILL-ROM INC | 767 | 767 | OPHTHALMOSCOPE/OTOSCOPES |  | 482156 | NSN |  | 2017-06-15 | 30115 | SE HEIGHTS CLINIC-SAN PABLO | 2009-01-27 | USD | 237 | Active | UNIVERSITY NEW MEXICO HOSPITAL
0000068067 | 1144567 | HILL-ROM INC | 767 | 767 | OPHTHALMOSCOPE/OTOSCOPES |  | 482156 | NSN |  | 2017-06-15 | 30115 | SE HEIGHTS CLINIC-SAN PABLO | 2009-01-27 | USD | 237 | Active | UNIVERSITY NEW MEXICO HOSPITAL
0000068066 | 1144566 | HILL-ROM INC | 767 | 767 | OPHTHALMOSCOPE/OTOSCOPES |  | 482156 | NSN |  | 2017-06-15 | 30115 | SE HEIGHTS CLINIC-SAN PABLO | 2009-01-27 | USD | 237 | Active | UNIVERSITY NEW MEXICO HOSPITAL
0000068064 | 1144564 | HILL-ROM INC | 767 | 767 | OPHTHALMOSCOPE/OTOSCOPES |  | 482156 | NSN |  | 2017-06-15 | 30115 | SE HEIGHTS CLINIC-SAN PABLO | 2009-01-27 | USD | 237 | Active | UNIVERSITY NEW MEXICO HOSPITAL
0000068063 | 1144563 | HILL-ROM INC | 767 | 767 | OPHTHALMOSCOPE/OTOSCOPES |  | 482156 | NSN |  | 2017-06-15 | 30115 | SE HEIGHTS CLINIC-SAN PABLO | 2009-01-27 | USD | 237 | Active | UNIVERSITY NEW MEXICO HOSPITAL
0000068062 | 1144562 | HILL-ROM INC | 767 | 767 | OPHTHALMOSCOPE/OTOSCOPES |  | 482156 | NSN |  | 2017-06-15 | 30115 | SE HEIGHTS CLINIC-SAN PABLO | 2009-01-27 | USD | 237 | Active | UNIVERSITY NEW MEXICO HOSPITAL
0000068061 | 1144561 | HILL-ROM INC | 767 | 767 | OPHTHALMOSCOPE/OTOSCOPES |  | 482156 | NSN |  | 2017-06-15 | 30115 | SE HEIGHTS CLINIC-SAN PABLO | 2009-01-27 | USD | 237 | Active | UNIVERSITY NEW MEXICO HOSPITAL
0000068060 | 1144560 | HILL-ROM INC | 767 | 767 | OPHTHALMOSCOPE/OTOSCOPES |  | 482156 | NSN |  | 2017-06-15 | 30115 | SE HEIGHTS CLINIC-SAN PABLO | 2009-01-27 | USD | 237 | Active | UNIVERSITY NEW MEXICO HOSPITAL
0000068078 | 1144578 | HILL-ROM INC | 767 | 767 | OPHTHALMOSCOPE/OTOSCOPES |  | 482156 | NSN |  | 2017-06-15 | 30115 | SE HEIGHTS CLINIC-SAN PABLO | 2009-01-27 | USD | 237 | Active | UNIVERSITY NEW MEXICO HOSPITAL
0000068077 | 1144577 | HILL-ROM INC | 767 | 767 | OPHTHALMOSCOPE/OTOSCOPES |  | 482156 | NSN |  | 2017-06-15 | 30115 | SE HEIGHTS CLINIC-SAN PABLO | 2009-01-27 | USD | 237 | Active | UNIVERSITY NEW MEXICO HOSPITAL
0000068076 | 1144576 | HILL-ROM INC | 767 | 767 | OPHTHALMOSCOPE/OTOSCOPES |  | 482156 | NSN |  | 2017-06-15 | 30115 | SE HEIGHTS CLINIC-SAN PABLO | 2009-01-27 | USD | 237 | Active | UNIVERSITY NEW MEXICO HOSPITAL
0000068059 | 1144559 | HILL-ROM INC | 767 | 767 | OPHTHALMOSCOPE/OTOSCOPES |  | 482156 | NSN |  | 2017-06-15 | 30115 | SE HEIGHTS CLINIC-SAN PABLO | 2009-01-27 | USD | 237 | Active | UNIVERSITY NEW MEXICO HOSPITAL
0000068058 | 1144558 | HILL-ROM INC | 767 | 767 | OPHTHALMOSCOPE/OTOSCOPES |  | 482156 | NSN |  | 2017-06-15 | 30115 | SE HEIGHTS CLINIC-SAN PABLO | 2009-01-27 | USD | 888.5 | Active | UNIVERSITY NEW MEXICO HOSPITAL
0000068075 | 1144575 | HILL-ROM INC | 767 | 767 | OPHTHALMOSCOPE/OTOSCOPES |  | 482156 | NSN |  | 2017-06-15 | 30115 | SE HEIGHTS CLINIC-SAN PABLO | 2009-01-27 | USD | 237 | Active | UNIVERSITY NEW MEXICO HOSPITAL
0000068074 | 1144574 | HILL-ROM INC | 767 | 767 | OPHTHALMOSCOPE/OTOSCOPES |  | 482156 | NSN |  | 2017-06-15 | 30115 | SE HEIGHTS CLINIC-SAN PABLO | 2009-01-27 | USD | 237 | Active | UNIVERSITY NEW MEXICO HOSPITAL
0000068073 | 1144573 | HILL-ROM INC | 767 | 767 | OPHTHALMOSCOPE/OTOSCOPES |  | 482156 | NSN |  | 2017-06-15 | 30115 | SE HEIGHTS CLINIC-SAN PABLO | 2009-01-27 | USD | 237 | Active | UNIVERSITY NEW MEXICO HOSPITAL
0000068048 | 1141406 | DEVILBISS HEALTH CARE INC | PULMO AIDE | 5650D | NEBULIZERS |  | found | D4104430 | 2015-01-26 | 2015-01-15 | 32025 | FAMILY PRACTICE CLINIC | 2009-01-26 | USD | 1 | Active | UNIVERSITY NEW MEXICO HOSPITAL
0000064227 | 1141403 | SCALE-TRONIX INC | 6702 | 6702 | SCALES/ PATIENT/ WHEELCHAIR |  | found | 6702-4706 | 2017-01-01 | 2018-01-15 | 60400 | CPC ACUTE SERVICES | 2009-01-26 | USD | 1 | Active | UNIVERSITY NEW MEXICO HOSPITAL
0000068051 | 1141401 | SSCOR INC | 2314B | 2314B | ASPIRATORS |  | found | M12467 | 2017-01-01 | 2018-01-15 | 12035 | UPC INPATIENT ADULT SERVICES | 2009-01-26 | USD | 1 | Active | UNIVERSITY NEW MEXICO HOSPITAL
0000067067 | 1219744 | DRAEGER MEDICAL INC | VAPOR 2000 SEVOFLURANE | VAPOR 2000 (M35170) | ANESTHESIA UNIT VAPORIZERS |  | CONSIGNMENT | ARYJ-1117 | 2017-01-10 | 2018-01-15 | 15055 | ANESTHESIA | 2009-01-23 | USD | 0.01 | Active | UNIVERSITY NEW MEXICO HOSPITAL
0000067066 | 1219743 | DRAEGER MEDICAL INC | VAPOR 2000 SEVOFLURANE | VAPOR 2000 (M35170) | ANESTHESIA UNIT VAPORIZERS |  | CONSIGNMENT | ARYJ-1236 | 2017-01-06 | 2018-01-15 | 15055 | ANESTHESIA | 2009-01-23 | USD | 0.01 | Active | UNIVERSITY NEW MEXICO HOSPITAL
0000068049 | 1141407 | DEVILBISS HEALTH CARE INC | PULMO AIDE | 5650D | NEBULIZERS |  | found | D4104431 | 2015-01-26 | 2015-01-15 | 32025 | FAMILY PRACTICE CLINIC | 2009-01-23 | USD | 1 | Active | UNIVERSITY NEW MEXICO HOSPITAL
0000068016 | 1144035 | SHERWOOD MEDICAL | FIRSTTEMP GENIUS | 3000A | THERMOMETERS/ ELECTRONIC/ INFRARED/ EAR |  | FOUND | J0140546 |  | 2017-06-15 | 12480 | CTH REHAB-ORTHO UNIT | 2009-01-23 | USD | 1 | Active | UNIVERSITY NEW MEXICO HOSPITAL
0000033402 | 1142430 | OLYMPIC MEDICAL CORP | BX40F3 | BX40F3 | MICROSCOPES |  | FOUND | 4D04082 | 2017-01-01 | 2018-01-15 | 34655 | DERMATOLOGY CLINIC 1021 MED | 2009-01-23 | USD | 0.01 | Active | UNIVERSITY NEW MEXICO HOSPITAL
0000068045 | 1144490 | WELCH ALLYN INC | 23300 | 23300 | AUDITORY FUNCTION SCREENING DEVICES |  | 486568 | 200900042 | 2016-04-28 | 2017-04-15 | 30030 | CTH OUTPATIENT CLINIC | 2009-01-22 | USD | 590.3 | Reactivated | UNIVERSITY NEW MEXICO HOSPITAL
0000073813 | 1083456 | LORAD MEDICAL SYSTEMS INC | MULTICARE PLATINUM | 531521 | STEREOTACTIC SYSTEMS/ BIOPSY/ MAMMOGRAPHIC |  | H484770 | 31512082162 | 2012-01-27 | 2012-07-15 | 75105 | OSIS MAMMOGRAPHY | 2009-01-21 | USD | 151177 | Active | UNIVERSITY NEW MEXICO HOSPITAL
0000070136 | 1084319 | THE KENDALL CO | FIRSTEMP GENIUS 3000A | FIRSTEMP GENIUS 3000A | THERMOMETERS/ ELECTRONIC/ INFRARED/ EAR |  | REPLACN64385 | J0712909 |  | 2017-06-15 | 21015 | ED-NORTH | 2009-01-20 | USD | 120 | Active | UNIVERSITY NEW MEXICO HOSPITAL
0000068530 | 1142415 | HILL-ROM INC | 767 | 767 | OPHTHALMOSCOPE/OTOSCOPES |  | 485039 | NSN |  | 2017-06-15 | 34230 | SURGICAL SPECIALTIES CLINIC | 2009-01-16 | USD | 740.53 | Active | UNIVERSITY NEW MEXICO HOSPITAL
0000068529 | 1142414 | HILL-ROM INC | 767 | 767 | OPHTHALMOSCOPE/OTOSCOPES |  | 485039 | NSN |  | 2017-06-15 | 12130 | TRAUMA/SURGICAL ICU | 2009-01-16 | USD | 740.53 | Active | UNIVERSITY NEW MEXICO HOSPITAL
0000068528 | 1142413 | HILL-ROM INC | 767 | 767 | OPHTHALMOSCOPE/OTOSCOPES |  | 485039 | NSN |  | 2017-06-15 | 12110 | NEUROSCIENCE ICU | 2009-01-16 | USD | 740.53 | Active | UNIVERSITY NEW MEXICO HOSPITAL
0000068527 | 1144476 | HILL-ROM INC | 767 | 767 | OPHTHALMOSCOPE/OTOSCOPES |  | 485039 | NSN |  | 2017-06-15 | 12310 | ADULT ONCOLOGY MED/SURG | 2009-01-16 | USD | 740.53 | Active | UNIVERSITY NEW MEXICO HOSPITAL
0000068526 | 1144475 | HILL-ROM INC | 767 | 767 | OPHTHALMOSCOPE/OTOSCOPES |  | 485039 | NSN |  | 2017-06-15 | 12350 | CRC/CTC (5-E) | 2009-01-16 | USD | 740 | Active | UNIVERSITY NEW MEXICO HOSPITAL
0000068044 | 1144511 | HILL-ROM INC | 767 | 767 | OPHTHALMOSCOPE/OTOSCOPES |  | 477262 | NSN |  | 2017-06-15 | 12460 | PEDIATRIC ICU | 2009-01-16 | USD | 459.24 | Active | UNIVERSITY NEW MEXICO HOSPITAL
0000068043 | 1144510 | HILL-ROM INC | 767 | 767 | OPHTHALMOSCOPE/OTOSCOPES |  | 485039 | NSN |  | 2017-06-15 | 34150 | PEDIATRICS CLINIC | 2009-01-16 | USD | 740 | Active | UNIVERSITY NEW MEXICO HOSPITAL
0000068042 | 1144509 | HILL-ROM INC | 767 | 767 | OPHTHALMOSCOPE/OTOSCOPES |  | 485039 | NSN |  | 2017-06-15 | 12220 | MED/SURG SUBACUTE (4-E) | 2009-01-16 | USD | 740 | Active | UNIVERSITY NEW MEXICO HOSPITAL
0000068041 | 1144508 | HILL-ROM INC | 767 | 767 | OPHTHALMOSCOPE/OTOSCOPES |  | 485039 | nsn |  | 2017-06-15 | 12120 | MEDICAL/CARDIAC ICU | 2009-01-16 | USD | 740 | Active | UNIVERSITY NEW MEXICO HOSPITAL
0000068040 | 1144507 | HILL-ROM INC | 767 | 767 | OPHTHALMOSCOPE/OTOSCOPES |  | 485039 | NSN |  | 2017-06-15 | 12320 | GENERAL MEDICINE (5-W) | 2009-01-16 | USD | 740 | Active | UNIVERSITY NEW MEXICO HOSPITAL
0000068039 | 1144506 | HILL-ROM INC | 767 | 767 | OPHTHALMOSCOPE/OTOSCOPES |  | 485039 | NSN |  | 2017-06-15 | 12015 | PEDIATRIC INFUSION UNIT PIU | 2009-01-16 | USD | 740 | Active | UNIVERSITY NEW MEXICO HOSPITAL
0000068038 | 1144505 | HILL-ROM INC | 767 | 767 | OPHTHALMOSCOPE/OTOSCOPES |  | 485039 | NSN |  | 2017-06-15 | 12230 | GEN MED/SAC (4-W) | 2009-01-16 | USD | 740 | Active | UNIVERSITY NEW MEXICO HOSPITAL
0000068037 | 1144504 | HILL-ROM INC | 767 | 767 | OPHTHALMOSCOPE/OTOSCOPES |  | 485039 | NSN |  | 2017-06-15 | 12360 | NEUROSCIENCE | 2009-01-16 | USD | 740 | Active | UNIVERSITY NEW MEXICO HOSPITAL
0000068531 | 1144491 | ZOLL MEDICAL CORP | M SERIES | M SERIES | DEFIBRILLATOR/ MONITOR/ PACEMAKERS |  | 4446659 | T07E90353 | 2017-02-21 | 2017-08-15 | 12340 | SURGICAL SPECIALITY UNIT (4-S) | 2009-01-16 | USD | 0.01 | Active | UNIVERSITY NEW MEXICO HOSPITAL
0000068019 | 1144453 | WELCH ALLYN INC | 74710 | 74710 | OPHTHALMOSCOPE/OTOSCOPES |  | 484353 | N/A |  | 2017-06-15 | 34620 | OPHTHALMOLOGY OFF SITE CLINIC | 2009-01-16 | USD | 210.01 | Active | UNIVERSITY NEW MEXICO HOSPITAL
0000068738 | 1003428 | OLYMPUS AMERICA INC | CX31 | CX31RBSFA | MICROSCOPES |  | 486075 | 8H06373 | 2017-01-04 | 2018-01-15 | 30030 | CTH OUTPATIENT CLINIC | 2009-01-15 | USD | 1964 | Active | UNIVERSITY NEW MEXICO HOSPITAL
0000068525 | 1144474 | HUNTLEIGH HEALTHCARE LTD | MD2 | MULTI DOPPLEX II | FETAL HEART DETECTORS/ ULTRASONIC |  | 483613 | MD2P30213926-08 |  | 2017-06-15 | 12210 | CORONARY CARE SUBACUTE | 2009-01-14 | USD | 415 | Active | UNIVERSITY NEW MEXICO HOSPITAL
0000068521 | 1144470 | MEDELA INC | SYMPHONY | SYMPHONY | PUMPS/ BREAST |  | 486795 | 1208193 | 2014-11-26 | 2015-11-15 | 12000 | LABOR AND DELIVERY | 2009-01-14 | USD | 1299 | Active | UNIVERSITY NEW MEXICO HOSPITAL
0000068520 | 1144469 | MEDFUSION INC | 3500 | 3500 | INFUSION PUMPS |  | 485668 | M63090 | 2017-01-23 | 2018-01-15 | 12480 | CTH REHAB-ORTHO UNIT | 2009-01-14 | USD | 2343 | Reactivated | UNIVERSITY NEW MEXICO HOSPITAL
0000068737 | 1003432 | PEDIGO PRODUCTS INC | P-2040 | P-2040 | WARMING UNITS/ BLANKET |  | 480833 | 615478-000 | 2016-11-30 | 2017-11-15 | 12000 | LABOR AND DELIVERY | 2009-01-14 | USD | 4760.36 | Active | UNIVERSITY NEW MEXICO HOSPITAL
0000068004 | 1144447 | ERBE USA INC | VIO 300D | VIO 300D | ELECTROSURGICAL UNIT/ MONO/ BI-POLAR/ ARGON-ENHANCED |  | APC- | 11267256 | 2017-04-26 | 2018-04-15 | 70020 | ENDOSCOPY CENTER | 2009-01-13 | USD | 12850 | Active | UNIVERSITY NEW MEXICO HOSPITAL
0000068003 | 1144448 | ERBE USA INC | VIO 300D | VIO 300D | ELECTROSURGICAL UNIT/ MONO/ BI-POLAR/ ARGON-ENHANCED |  | 486837 | 11263055 | 2017-04-01 | 2018-04-15 | 70020 | ENDOSCOPY CENTER | 2009-01-13 | USD | 12850 | Active | UNIVERSITY NEW MEXICO HOSPITAL
73835 | 1142884 | MEDRAD INC | AVANTA | 531367 | INJECTORS/ CONTRAST MEDIA | 486072 |  | 20246 | 2012-01-06 | 2012-10-15 | 71040 | CARDIAC CATH LAB | 2009-01-13 | USD | 31000 | Active | UNIVERSITY NEW MEXICO HOSPITAL
0000062178 | 1144051 | NATUS MEDICAL INC | MODEL 51 | 56350 | SCALES/ INFANT |  | FOUND | 3306 | 2016-10-05 | 2017-10-15 | 32030 | UNM LOBOCARE CLINIC | 2009-01-12 | USD | 0.01 | Active | UNIVERSITY NEW MEXICO HOSPITAL
0000067990 | 1142388 | NATUS MEDICAL INC | NEOBLUE | NEOBLUE | PHOTOTHERAPY UNITS/ VISIBLE LIGHT/ HYPERBILIRUBINE |  | 484912 | 18853 | 2017-07-14 | 2018-01-15 | 12480 | CTH REHAB-ORTHO UNIT | 2009-01-12 | USD | 3195 | Active | UNIVERSITY NEW MEXICO HOSPITAL
0000068018 | 1144452 | KOVEN TECHNOLOGY INC | ES-100VII | ES-100VII | FETAL HEART DETECTORS/ ULTRASONIC |  | FOUND | 960915723 |  | 2017-06-15 | 12460 | PEDIATRIC ICU | 2009-01-12 | USD | 0.01 | Active | UNIVERSITY NEW MEXICO HOSPITAL
0000068017 | 1144451 | THE KENDALL CO | FIRSTEMP GENIUS 3000A | FIRSTEMP GENIUS 3000A | THERMOMETERS/ ELECTRONIC/ INFRARED/ EAR |  | REPLACN67942 | J0818274 |  | 2017-06-15 | 21015 | ED-NORTH | 2009-01-12 | USD | 0.01 | Active | UNIVERSITY NEW MEXICO HOSPITAL
0000068014 | 1144450 | CONMED CORP | 7-900-115 | 7-900-115 | HYFRECATORS |  | FOUND | 07EGJ222 | 2016-11-01 | 2017-11-15 | 32055 | 1209 CLINIC | 2009-01-09 | USD | 0.01 | Active | UNIVERSITY NEW MEXICO HOSPITAL
0000068006 | 1219782 | MIDMARK CORP | RITTER 222 (222-002) | RITTER 222 (222-002) | TABLES/ EXAMINATION/TREATMENT |  | 473422 | V667064 |  | 2017-06-15 | 32005 | YCHC GENERAL | 2009-01-09 | USD | 3065.36 | Active | UNIVERSITY NEW MEXICO HOSPITAL
0000068005 | 1219781 | MIDMARK CORP | RITTER 222 (222-002) | RITTER 222 (222-002) | TABLES/ EXAMINATION/TREATMENT |  | 473422 | V667109 |  | 2017-06-15 | 32005 | YCHC GENERAL | 2009-01-09 | USD | 3065.36 | Active | UNIVERSITY NEW MEXICO HOSPITAL
0000062993 | 1144029 | RITA MEDICAL SYSTEMS INC | INTELLIFLOW | INTELLIFLOW | INFUSION PUMPS |  | FOUND | G07004660 | 2017-01-09 | 2018-01-15 | 75050 | RADIOLOGY - ULTRASOUND | 2009-01-07 | USD | 0.01 | Active | UNIVERSITY NEW MEXICO HOSPITAL
0000062994 | 1144028 | ANGIODYNAMICS INC | 1500X | 1500X | RADIOFREQUENCY THERAPY SYSTEMS/ TISSUE ABLATION |  | FOUND | A072005 | 2013-01-31 | 2013-01-15 | 75025 | RADIOLOGY - INTERVENTIONAL RAD | 2009-01-07 | USD | 0.01 | Active | UNIVERSITY NEW MEXICO HOSPITAL
0000067975 | 1142379 | QUINTON INSTRUMENT CO | Q-TEL 30 | Q-TEL 30 | MONITORS/ CENTRAL STATION |  | 484552 | QT002298 | 2017-01-10 | 2018-01-15 | 71020 | CARDIAC REHAB | 2009-01-06 | USD | 52910 | Active | UNIVERSITY NEW MEXICO HOSPITAL
0000067985 | 1142383 | MORTARA INSTRUMENT INC | X12+ | X12+ | TRANSMITTERS/ TELEMETRIC |  | 484552 | 108370004262 | 2017-01-10 | 2018-01-15 | 71020 | CARDIAC REHAB | 2009-01-06 | USD | 52910 | Active | UNIVERSITY NEW MEXICO HOSPITAL
0000067984 | 1142382 | MORTARA INSTRUMENT INC | X12+ | X12+ | TRANSMITTERS/ TELEMETRIC |  | 484552 | 108370004256 | 2017-01-10 | 2018-01-15 | 71020 | CARDIAC REHAB | 2009-01-06 | USD | 52910 | Active | UNIVERSITY NEW MEXICO HOSPITAL
0000067983 | 1142381 | MORTARA INSTRUMENT INC | X12+ | X12+ | TRANSMITTERS/ TELEMETRIC |  | 484552 | 108370004292 | 2017-01-10 | 2018-01-15 | 71020 | CARDIAC REHAB | 2009-01-06 | USD | 52910 | Active | UNIVERSITY NEW MEXICO HOSPITAL
0000067982 | 1142380 | MORTARA INSTRUMENT INC | X12+ | X12+ | TRANSMITTERS/ TELEMETRIC |  | 484552 | 108360003711 | 2017-01-10 | 2018-01-15 | 71020 | CARDIAC REHAB | 2009-01-06 | USD | 52910 | Active | UNIVERSITY NEW MEXICO HOSPITAL
0000067981 | 1142373 | MORTARA INSTRUMENT INC | X12+ | X12+ | TRANSMITTERS/ TELEMETRIC |  | 484552 | 108370004269 | 2017-01-10 | 2018-01-15 | 71020 | CARDIAC REHAB | 2009-01-06 | USD | 52910 | Active | UNIVERSITY NEW MEXICO HOSPITAL
0000067980 | 1142374 | MORTARA INSTRUMENT INC | X12+ | X12+ | TRANSMITTERS/ TELEMETRIC |  | 484552 | 108360003682 | 2017-01-10 | 2018-01-15 | 71020 | CARDIAC REHAB | 2009-01-06 | USD | 52910 | Active | UNIVERSITY NEW MEXICO HOSPITAL
0000067979 | 1142375 | MORTARA INSTRUMENT INC | X12+ | X12+ | TRANSMITTERS/ TELEMETRIC |  | 484552 | 108360003665 | 2017-01-30 | 2018-01-15 | 71020 | CARDIAC REHAB | 2009-01-06 | USD | 52910 | Active | UNIVERSITY NEW MEXICO HOSPITAL
0000067978 | 1142376 | MORTARA INSTRUMENT INC | X12+ | X12+ | TRANSMITTERS/ TELEMETRIC |  | 484552 | 108370004259 | 2017-01-10 | 2018-01-15 | 71020 | CARDIAC REHAB | 2009-01-06 | USD | 52910 | Active | UNIVERSITY NEW MEXICO HOSPITAL
0000067976 | 1142378 | MORTARA INSTRUMENT INC | X12+ | X12+ | TRANSMITTERS/ TELEMETRIC |  | 484552 | 108360003720 | 2017-01-10 | 2018-01-15 | 71020 | CARDIAC REHAB | 2009-01-06 | USD | 52910 | Active | UNIVERSITY NEW MEXICO HOSPITAL
0000064253 | 1219646 | SCALE-TRONIX INC | 5002 | 5002 | SCALES/ PATIENT/ PLATFORM/ ELECTRONIC |  | FOUND | 5002-20959 | 2017-01-01 | 2018-01-15 | 75045 | RADIOLOGY - NUCLEAR MED | 2009-01-05 | USD | 1 | Active | UNIVERSITY NEW MEXICO HOSPITAL
| 1077728 | FLUKE BIOMEDICAL CORP | 287 | 287 | DIGITAL MULTIMETERS |  | Philips | 96790050 | 2017-03-22 | 2018-03-15 | 95700 | CLINICAL ENGINEERING | 2009-01-01 | USD | 1000 | Active | UNIVERSITY NEW MEXICO HOSPITAL
0000064252 | 1142064 | SCALE-TRONIX INC | 6702 | 6702 | SCALES/ PATIENT/ WHEELCHAIR |  | found | 6702-4686 | 2016-09-15 | 2017-09-15 | 72040 | I/P HEMODIALYSIS | 2009-01-01 | USD | 450 | Active | UNIVERSITY NEW MEXICO HOSPITAL
0000068566 | 1144374 | GE HEALTHCARE | DASH 4000 | DASH 4000 | MONITORING SYSTEMS/ PHYSIOLOGIC |  | 472727 | SD008253076GA | 2016-10-18 | 2017-10-15 | 12210 | CORONARY CARE SUBACUTE | 2008-12-31 | USD | 10906 | Active | UNIVERSITY NEW MEXICO HOSPITAL
0000068574 | 1144383 | GE HEALTHCARE | DASH 4000 | DASH 4000 | MONITORING SYSTEMS/ PHYSIOLOGIC |  | 468964 | SD008199199GA | 2016-08-26 | 2017-08-15 | 12220 | MED/SURG SUBACUTE (4-E) | 2008-12-31 | USD | 10906 | Active | UNIVERSITY NEW MEXICO HOSPITAL
0000068573 | 1144382 | GE HEALTHCARE | DASH 4000 | DASH 4000 | MONITORING SYSTEMS/ PHYSIOLOGIC |  | 468964 | SD008199386GA | 2016-08-25 | 2017-08-15 | 12220 | MED/SURG SUBACUTE (4-E) | 2008-12-31 | USD | 10906 | Active | UNIVERSITY NEW MEXICO HOSPITAL
0000068572 | 1144381 | GE HEALTHCARE | DASH 4000 | DASH 4000 | MONITORING SYSTEMS/ PHYSIOLOGIC |  | 468964 | SD008199184GA | 2016-08-24 | 2017-08-15 | 12220 | MED/SURG SUBACUTE (4-E) | 2008-12-31 | USD | 10906 | Active | UNIVERSITY NEW MEXICO HOSPITAL
0000068571 | 1144380 | GE HEALTHCARE | DASH 4000 | DASH 4000 | MONITORING SYSTEMS/ PHYSIOLOGIC |  | 472727 | SD008252702GA | 2016-10-17 | 2017-10-15 | 12210 | CORONARY CARE SUBACUTE | 2008-12-31 | USD | 10906 | Active | UNIVERSITY NEW MEXICO HOSPITAL
0000068570 | 1144379 | GE HEALTHCARE | DASH 4000 | DASH 4000 | MONITORING SYSTEMS/ PHYSIOLOGIC |  | 472727 | SD008231786GA | 2016-10-18 | 2017-10-15 | 12210 | CORONARY CARE SUBACUTE | 2008-12-31 | USD | 10906 | Active | UNIVERSITY NEW MEXICO HOSPITAL
0000068569 | 1144378 | GE HEALTHCARE | DASH 4000 | DASH 4000 | MONITORING SYSTEMS/ PHYSIOLOGIC |  | 472727 | SD008252699GA | 2016-10-18 | 2017-10-15 | 12210 | CORONARY CARE SUBACUTE | 2008-12-31 | USD | 10906 | Active | UNIVERSITY NEW MEXICO HOSPITAL
0000068568 | 1144377 | GE HEALTHCARE | DASH 4000 | DASH 4000 | MONITORING SYSTEMS/ PHYSIOLOGIC |  | 472727 | SD008252705GA | 2016-10-18 | 2017-10-15 | 12210 | CORONARY CARE SUBACUTE | 2008-12-31 | USD | 10906 | Active | UNIVERSITY NEW MEXICO HOSPITAL
0000068567 | 1144375 | GE HEALTHCARE | DASH 4000 | DASH 4000 | MONITORING SYSTEMS/ PHYSIOLOGIC |  | 472727 | SD0082522703GA | 2016-10-28 | 2017-10-15 | 12210 | CORONARY CARE SUBACUTE | 2008-12-31 | USD | 10906 | Active | UNIVERSITY NEW MEXICO HOSPITAL
0000064401 | 1144390 | GE HEALTHCARE | DASH 4000 | DASH 4000 | MONITORING SYSTEMS/ PHYSIOLOGIC |  | 471588 | SD008231891GA | 2016-10-18 | 2017-10-15 | 12210 | CORONARY CARE SUBACUTE | 2008-12-31 | USD | 13969 | Active | UNIVERSITY NEW MEXICO HOSPITAL
0000064400 | 1144389 | GE HEALTHCARE | DASH 4000 | DASH 4000 | MONITORING SYSTEMS/ PHYSIOLOGIC |  | 471588 | SD008242101GA | 2016-10-18 | 2017-10-15 | 12210 | CORONARY CARE SUBACUTE | 2008-12-31 | USD | 13969 | Active | UNIVERSITY NEW MEXICO HOSPITAL
0000064399 | 1144388 | GE HEALTHCARE | DASH 4000 | DASH 4000 | MONITORING SYSTEMS/ PHYSIOLOGIC |  | 468964 | SD008199200GA | 2016-08-25 | 2017-08-15 | 12220 | MED/SURG SUBACUTE (4-E) | 2008-12-31 | USD | 10906 | Active | UNIVERSITY NEW MEXICO HOSPITAL
0000064398 | 1144387 | GE HEALTHCARE | DASH 4000 | DASH 4000 | MONITORING SYSTEMS/ PHYSIOLOGIC |  | 468964 | SD008199191GA | 2016-08-29 | 2017-08-15 | 12220 | MED/SURG SUBACUTE (4-E) | 2008-12-31 | USD | 10906 | Active | UNIVERSITY NEW MEXICO HOSPITAL
0000064397 | 1144386 | GE HEALTHCARE | DASH 4000 | DASH 4000 | MONITORING SYSTEMS/ PHYSIOLOGIC |  | 468964 | SD008199189GA | 2016-08-31 | 2017-08-15 | 12220 | MED/SURG SUBACUTE (4-E) | 2008-12-31 | USD | 10906 | Active | UNIVERSITY NEW MEXICO HOSPITAL
0000064396 | 1144385 | GE HEALTHCARE | DASH 4000 | DASH 4000 | MONITORING SYSTEMS/ PHYSIOLOGIC |  | 468964 | SD008199198GA | 2016-08-25 | 2017-08-15 | 12220 | MED/SURG SUBACUTE (4-E) | 2008-12-31 | USD | 10906 | Active | UNIVERSITY NEW MEXICO HOSPITAL
0000064395 | 1144384 | GE HEALTHCARE | DASH 4000 | DASH 4000 | MONITORING SYSTEMS/ PHYSIOLOGIC |  | 468964 | SD008199201GA | 2016-08-25 | 2017-08-15 | 12220 | MED/SURG SUBACUTE (4-E) | 2008-12-31 | USD | 10906 | Active | UNIVERSITY NEW MEXICO HOSPITAL
0000064394 | 1144373 | GE HEALTHCARE | DASH 4000 | DASH 4000 | MONITORING SYSTEMS/ PHYSIOLOGIC |  | 472727 | SD008252707GA | 2016-10-18 | 2017-10-15 | 12210 | CORONARY CARE SUBACUTE | 2008-12-31 | USD | 10906 | Active | UNIVERSITY NEW MEXICO HOSPITAL
0000064393 | 1144372 | GE HEALTHCARE | DASH 4000 | DASH 4000 | MONITORING SYSTEMS/ PHYSIOLOGIC |  | 472727 | SD008253074GA | 2016-10-18 | 2017-10-15 | 12210 | CORONARY CARE SUBACUTE | 2008-12-31 | USD | 10906 | Active | UNIVERSITY NEW MEXICO HOSPITAL
0000064392 | 1144371 | GE HEALTHCARE | DASH 4000 | DASH 4000 | MONITORING SYSTEMS/ PHYSIOLOGIC |  | 472727 | SD008252704GA | 2016-10-19 | 2017-10-15 | 12210 | CORONARY CARE SUBACUTE | 2008-12-31 | USD | 10906 | Active | UNIVERSITY NEW MEXICO HOSPITAL
0000064391 | 1144370 | GE HEALTHCARE | DASH 4000 | DASH 4000 | MONITORING SYSTEMS/ PHYSIOLOGIC |  | 472727 | SD008219974GA | 2016-10-19 | 2017-10-15 | 12210 | CORONARY CARE SUBACUTE | 2008-12-31 | USD | 10906 | Active | UNIVERSITY NEW MEXICO HOSPITAL
0000064390 | 1144376 | GE HEALTHCARE | DASH 4000 | DASH 4000 | MONITORING SYSTEMS/ PHYSIOLOGIC |  | 472727 | SD008253073GA | 2016-10-19 | 2017-10-15 | 12210 | CORONARY CARE SUBACUTE | 2008-12-31 | USD | 10906 | Active | UNIVERSITY NEW MEXICO HOSPITAL
0000064383 | 1144369 | GE HEALTHCARE | DASH 4000 | DASH 4000 | MONITORING SYSTEMS/ PHYSIOLOGIC |  | 472727 | SD008252700GA | 2016-10-17 | 2017-10-15 | 12210 | CORONARY CARE SUBACUTE | 2008-12-31 | USD | 10906 | Active | UNIVERSITY NEW MEXICO HOSPITAL
0000064405 | 1144394 | GETINGE USA INC | SERVO I | SERVO I | VENTILATORS |  | 484828 | 36552 | 2017-03-29 | 2017-09-15 | 71510 | PULMONARY SERVICES | 2008-12-30 | USD | 32054.25 | Active | UNIVERSITY NEW MEXICO HOSPITAL
0000064404 | 1144393 | GETINGE USA INC | SERVO I | SERVO I | VENTILATORS |  | 484828 | 36555 | 2017-03-03 | 2017-09-15 | 71510 | PULMONARY SERVICES | 2008-12-30 | USD | 32054.25 | Active | UNIVERSITY NEW MEXICO HOSPITAL
0000064403 | 1144392 | GETINGE USA INC | SERVO I | SERVO I | VENTILATORS |  | 484828 | 36551 | 2017-03-01 | 2017-09-15 | 71510 | PULMONARY SERVICES | 2008-12-30 | USD | 32054.25 | Active | UNIVERSITY NEW MEXICO HOSPITAL
0000064402 | 1144391 | GETINGE USA INC | SERVO I | SERVO I | VENTILATORS |  | 484828 | 36553 | 2017-03-03 | 2017-09-15 | 71510 | PULMONARY SERVICES | 2008-12-30 | USD | 32054.25 | Active | UNIVERSITY NEW MEXICO HOSPITAL
0000068685 | 1144395 | GETINGE USA INC | SERVO I | SERVO I | VENTILATORS |  | 484828 | 36554 | 2017-03-09 | 2017-09-15 | 71510 | PULMONARY SERVICES | 2008-12-30 | USD | 32054.25 | Active | UNIVERSITY NEW MEXICO HOSPITAL
0000068675 | 1142991 | VERATHON INC | GLIDESCOPE GVL | GLIDESCOPE GVL | LARYNGOSCOPES |  | FOUND | PM085064 | 2014-12-09 | 2013-12-15 | 89025 | CLINICAL EDUCATION | 2008-12-29 | USD | 0.01 | Active | UNIVERSITY NEW MEXICO HOSPITAL
0000067996 | 1142438 | STERIS CORP | HARMONY EMS (DA-60) | DA-60 | EQUIPMENT BOOM ARMS |  | 469028 | 0427008043 |  | 2017-06-15 | 15000 | OPERATING ROOM | 2008-12-28 | USD | 21482 | Active | UNIVERSITY NEW MEXICO HOSPITAL
0000067995 | 1142439 | STERIS CORP | DF-90 | HARMONY EMS (DF-90) | EQUIPMENT BOOM ARMS |  | 469028 | 0417208012 |  | 2017-06-15 | 15000 | OPERATING ROOM | 2008-12-28 | USD | 29580.11 | Active | UNIVERSITY NEW MEXICO HOSPITAL
68026 | 1144466 | MEDRAD INC | AVANTA | 531367 | INJECTORS/ CONTRAST MEDIA | 486072 |  | 20256 | 2012-01-06 | 2012-12-15 | 71040 | CARDIAC CATH LAB | 2008-12-23 | USD | 31000 | Active | UNIVERSITY NEW MEXICO HOSPITAL
0000064382 | 1144307 | PRECISION MEDICAL INC | PM5200 | PM5200 | OXYGEN-AIR PROPORTIONERS |  | BBRP | BH001255 | 2017-03-15 | 2017-09-15 | 71510 | PULMONARY SERVICES | 2008-12-22 | USD | 1 | Reactivated | UNIVERSITY NEW MEXICO HOSPITAL
0000068674 | 1142988 | WELCH ALLYN INC | PROPAQ ENCORE 206-EL (9002-018162) | PROPAQ ENCORE 206-EL | MONITORING SYSTEMS/ PHYSIOLOGIC |  | 484856 | 000926 | 2016-11-01 | 2017-11-15 | 32040 | NE HEIGHTS CLINIC | 2008-12-22 | USD | 6195 | Active | UNIVERSITY NEW MEXICO HOSPITAL
0000064278 | 1141599 | SCALE-TRONIX INC | 4802 | 4802 | SCALES/ INFANT |  | FOUND | 4802-15868 | 2016-10-01 | 2017-10-15 | 32040 | NE HEIGHTS CLINIC | 2008-12-16 | USD | 1 | Active | UNIVERSITY NEW MEXICO HOSPITAL
0000067826 | 1142987 | STRYKER CORP | 940 | 940 | CAST CUTTERS |  | 484316 | 0832300109 |  | 2017-06-15 | 15500 | OSIS OPERATING ROOM | 2008-12-16 | USD | 953.89 | Active | UNIVERSITY NEW MEXICO HOSPITAL
0000064071 | 1142131 | ARJO HOSPITAL EQUIPMENT INC | KMBB4MLU2FUS | MAXI MOVE (KMBB4MLU2 | LIFTS/ PATIENT TRANSFER |  | FOUND | SEE0739142 | 2015-09-22 | 2013-09-15 | 12320 | GENERAL MEDICINE (5-W) | 2008-12-15 | USD | 1 | Active | UNIVERSITY NEW MEXICO HOSPITAL
0000064058 | 1142132 | ARJO HOSPITAL EQUIPMENT INC | SARA 3000 (HEA1002-US ) | SARA 3000 (HEA1002-U | SCALES/ PATIENT/ BEDSIDE/ SLING |  | FOUND | STLA07114019 | 2016-09-14 | 2017-09-15 | 12320 | GENERAL MEDICINE (5-W) | 2008-12-15 | USD | 1 | Active | UNIVERSITY NEW MEXICO HOSPITAL
0000064056 | 1085709 | ARJO HOSPITAL EQUIPMENT INC | SARA 3000 (HEA1002-US ) | SARA 3000 (HEA1002-U | SCALES/ PATIENT/ BEDSIDE/ SLING |  | FOUND | STLA7116014 | 2016-08-03 | 2017-08-15 | 12360 | NEUROSCIENCE | 2008-12-15 | USD | 1 | Reactivated | UNIVERSITY NEW MEXICO HOSPITAL
0000067825 | 1142981 | AMVEX CORP | VR-PIUD-CMA | VR-PIUD-CMA | REGULATORS/ SUCTION |  | BBRP | VRA05445BG | 2008-12-15 | 2017-06-15 | 12415 | INTERMEDIATE CARE NURSERY | 2008-12-15 | USD | 0.01 | Active | UNIVERSITY NEW MEXICO HOSPITAL
0000046981 | 1142980 | PRECISION MEDICAL INC | PM3000 | PM3000 | REGULATORS/ SUCTION |  | BBRP | 171328 | 2008-12-15 | 2017-06-15 | 12120 | MEDICAL/CARDIAC ICU | 2008-12-15 | USD | 0.01 | Active | UNIVERSITY NEW MEXICO HOSPITAL
0000067971 | 1142370 | HILL-ROM INC | SURETEMP PLUS | 692 | THERMOMETERS/ ELECTRONIC |  | found | 06090374 |  | 2017-06-15 | 32040 | NE HEIGHTS CLINIC | 2008-12-12 | USD | 1 | Active | UNIVERSITY NEW MEXICO HOSPITAL
0000067824 | 1142955 | WHITEHALL MANUFACTURING INC | PT-18-S | PT-18-S | BATHS |  | 475185 | 2386 | 2017-01-05 | 2018-01-15 | 76010 | REHABILITATION SERVICES | 2008-12-10 | USD | 606.41 | Active | UNIVERSITY NEW MEXICO HOSPITAL
0000067969 | 1142368 | SSCOR INC | S-SCORT II | S-SCORT II | ASPIRATORS |  | found | M13574 | 2017-01-23 | 2018-01-15 | 12480 | CTH REHAB-ORTHO UNIT | 2008-12-10 | USD | 1 | Active | UNIVERSITY NEW MEXICO HOSPITAL
93422 | 1380050 | AMVEX CORP | VR-PIUD-CMA | VR-PIUD-CMA | REGULATORS/ SUCTION |  |  | VRA05435BG |  | 2017-06-15 | 12455 | NEWBORN ICU | 2008-12-10 | USD | 0.01 | Active | UNIVERSITY NEW MEXICO HOSPITAL
0000027597 | 1142954 | PHILIPS BURTON | 31602 | 31602 | LIGHTS/ ULTRAVIOLET |  | REOPENED | UV94190 | 2017-01-25 | 2018-01-15 | 34150 | PEDIATRICS CLINIC | 2008-12-10 | USD | 0.01 | Active | UNIVERSITY NEW MEXICO HOSPITAL
0000060580 | 1219039 | AMVEX CORP | VR-PIUD-CMA | VR-PIUD-CMA | REGULATORS/ SUCTION |  | BBRP | VRA05177BG | 2008-12-10 | 2017-06-15 | 12460 | PEDIATRIC ICU | 2008-12-10 | USD | 0.01 | Active | UNIVERSITY NEW MEXICO HOSPITAL
0000067967 | 1142366 | STRYKER CORP | SURGISTOOL II | SURGISTOOL II | STOOLS |  | 483495 | 0812098526 |  | 2017-06-15 | 15000 | OPERATING ROOM | 2008-12-10 | USD | 1569.5 | Active | UNIVERSITY NEW MEXICO HOSPITAL
0000060161 | 1218783 | AMVEX CORP | VR-PIUD-CMA | VR-PIUD-CMA | REGULATORS/ SUCTION |  | BBRP | VRA05352BG |  | 2017-06-15 | 12430 | GENERAL PEDIATRICS UNIT | 2008-12-10 | USD | 0.01 | Active | UNIVERSITY NEW MEXICO HOSPITAL
0000067966 | 1142365 | STRYKER CORP | SURGISTOOL II | SURGISTOOL II | STOOLS |  | 483495 | 0812098525 |  | 2017-06-15 | 15000 | OPERATING ROOM | 2008-12-10 | USD | 1569.5 | Active | UNIVERSITY NEW MEXICO HOSPITAL
0000060160 | 1439554 | AMVEX CORP | VR-PIUD-CMA | VR-PIUD-CMA | REGULATORS/ SUCTION |  | BBRP | VRA05371BG |  | 2017-06-15 | 12430 | GENERAL PEDIATRICS UNIT | 2008-12-10 | USD | 0.01 | Active | UNIVERSITY NEW MEXICO HOSPITAL
0000067968 | 1142367 | KARL STORZ ENDOSCOPY-AMERICA INC | 26430520 | 26430520 | INSUFFLATORS |  | 484804 | DK50596 | 2017-06-06 | 2017-12-15 | 15000 | OPERATING ROOM | 2008-12-10 | USD | 4800 | Active | UNIVERSITY NEW MEXICO HOSPITAL
0000060159 | 1439566 | AMVEX CORP | VR-PIUD-CMA | VR-PIUD-CMA | REGULATORS/ SUCTION |  | BBRP | VRA05203BG |  | 2017-06-15 | 12430 | GENERAL PEDIATRICS UNIT | 2008-12-10 | USD | 0.01 | Active | UNIVERSITY NEW MEXICO HOSPITAL
0000060158 | 1439593 | AMVEX CORP | VR-PIUD-CMA | VR-PIUD-CMA | REGULATORS/ SUCTION |  | BBRP | VGA05353BG |  | 2017-06-15 | 12430 | GENERAL PEDIATRICS UNIT | 2008-12-10 | USD | 0.01 | Active | UNIVERSITY NEW MEXICO HOSPITAL
0000060157 | 1439561 | AMVEX CORP | VR-PIUD-CMA | VR-PIUD-CMA | REGULATORS/ SUCTION |  | BBRP | VRA05374BG |  | 2017-06-15 | 12430 | GENERAL PEDIATRICS UNIT | 2008-12-10 | USD | 0.01 | Active | UNIVERSITY NEW MEXICO HOSPITAL
0000060153 | 1218775 | AMVEX CORP | VR-PIUD-CMA | VR-PIUD-CMA | REGULATORS/ SUCTION |  | BBRP | VRA05218BG |  | 2017-06-15 | 12430 | GENERAL PEDIATRICS UNIT | 2008-12-10 | USD | 0.01 | Active | UNIVERSITY NEW MEXICO HOSPITAL
0000060152 | 1439581 | AMVEX CORP | VR-PIUD-CMA | VR-PIUD-CMA | REGULATORS/ SUCTION |  | BBRP | VRA05202BG |  | 2017-06-15 | 12430 | GENERAL PEDIATRICS UNIT | 2008-12-10 | USD | 0.01 | Active | UNIVERSITY NEW MEXICO HOSPITAL
0000060151 | 1421501 | AMVEX CORP | VR-PIUD-CMA | VR-PIUD-CMA | REGULATORS/ SUCTION |  | BBRP | VRA05404BG |  | 2017-06-15 | 12430 | GENERAL PEDIATRICS UNIT | 2008-12-10 | USD | 0.01 | Active | UNIVERSITY NEW MEXICO HOSPITAL
0000060149 | 1439597 | AMVEX CORP | VR-PIUD-CMA | VR-PIUD-CMA | REGULATORS/ SUCTION |  | BBRP | VRA05204BG |  | 2017-06-15 | 12430 | GENERAL PEDIATRICS UNIT | 2008-12-10 | USD | 0.01 | Active | UNIVERSITY NEW MEXICO HOSPITAL
0000060148 | 1439567 | AMVEX CORP | VR-PIUD-CMA | VR-PIUD-CMA | REGULATORS/ SUCTION |  | BBRP | VRAO5378BG | 2016-04-16 | 2017-04-15 | 12430 | GENERAL PEDIATRICS UNIT | 2008-12-10 | USD | 0.01 | Active | UNIVERSITY NEW MEXICO HOSPITAL
0000060147 | 1439598 | AMVEX CORP | VR-PIUD-CMA | VR-PIUD-CMA | REGULATORS/ SUCTION |  | BBRP | VRA05402BG |  | 2017-06-15 | 12430 | GENERAL PEDIATRICS UNIT | 2008-12-10 | USD | 0.01 | Active | UNIVERSITY NEW MEXICO HOSPITAL
0000060145 | 1439600 | AMVEX CORP | VR-PIUD-CMA | VR-PIUD-CMA | REGULATORS/ SUCTION |  | BBRP | VRA05345BG |  | 2017-06-15 | 12430 | GENERAL PEDIATRICS UNIT | 2008-12-10 | USD | 0.01 | Active | UNIVERSITY NEW MEXICO HOSPITAL
0000060144 | 1439596 | AMVEX CORP | VR-PIUD-CMA | VR-PIUD-CMA | REGULATORS/ SUCTION |  | BBRP | VRAO5298BG |  | 2017-06-15 | 12430 | GENERAL PEDIATRICS UNIT | 2008-12-10 | USD | 0.01 | Active | UNIVERSITY NEW MEXICO HOSPITAL
0000060197 | 1422244 | AMVEX CORP | VR-PIUD-CMA | VR-PIUD-CMA | REGULATORS/ SUCTION |  | BBRP | VRA05300BG |  | 2017-06-15 | 12460 | PEDIATRIC ICU | 2008-12-10 | USD | 0.01 | Active | UNIVERSITY NEW MEXICO HOSPITAL
0000060196 | 1218813 | AMVEX CORP | VR-PIUD-CMA | VR-PIUD-CMA | REGULATORS/ SUCTION |  | BBRP | VRA05276BG |  | 2017-06-15 | 12430 | GENERAL PEDIATRICS UNIT | 2008-12-10 | USD | 0.01 | Active | UNIVERSITY NEW MEXICO HOSPITAL
0000060195 | 1218812 | AMVEX CORP | VR-PIUD-CMA | VR-PIUD-CMA | REGULATORS/ SUCTION |  | BBRP | VRAO5244BG |  | 2017-06-15 | 21015 | ED-NORTH | 2008-12-10 | USD | 0.01 | Active | UNIVERSITY NEW MEXICO HOSPITAL
0000060194 | 1439792 | AMVEX CORP | VR-PIUD-CMA | VR-PIUD-CMA | REGULATORS/ SUCTION |  | BBRP | VRA05301BG |  | 2017-06-15 | 12460 | PEDIATRIC ICU | 2008-12-10 | USD | 0.01 | Active | UNIVERSITY NEW MEXICO HOSPITAL
0000060192 | 1218809 | AMVEX CORP | VR-PIUD-CMA | VR-PIUD-CMA | REGULATORS/ SUCTION |  | BBRP | VRA05358BG |  | 2017-06-15 | 21015 | ED-NORTH | 2008-12-10 | USD | 0.01 | Active | UNIVERSITY NEW MEXICO HOSPITAL
0000060190 | 1218808 | AMVEX CORP | VR-PIUD-CMA | VR-PIUD-CMA | REGULATORS/ SUCTION |  | BBRP | VRA05210BG |  | 2017-06-15 | 21015 | ED-NORTH | 2008-12-10 | USD | 0.01 | Active | UNIVERSITY NEW MEXICO HOSPITAL
0000060188 | 1218806 | AMVEX CORP | VR-PIUD-CMA | VR-PIUD-CMA | REGULATORS/ SUCTION |  | BBRP | VRA05354BG |  | 2017-06-15 | 21015 | ED-NORTH | 2008-12-10 | USD | 0.01 | Active | UNIVERSITY NEW MEXICO HOSPITAL
0000060180 | 1140235 | AMVEX CORP | VR-PIUD-CMA | VR-PIUD-CMA | REGULATORS/ SUCTION |  | BBRP | VRAO5351BG | 2008-12-10 | 2017-06-15 | 12460 | PEDIATRIC ICU | 2008-12-10 | USD | 0.01 | Active | UNIVERSITY NEW MEXICO HOSPITAL
0000060178 | 1218798 | AMVEX CORP | VR-PIUD-CMA | VR-PIUD-CMA | REGULATORS/ SUCTION |  | BBRP | VRAO5215BG |  | 2017-06-15 | 12460 | PEDIATRIC ICU | 2008-12-10 | USD | 0.01 | Active | UNIVERSITY NEW MEXICO HOSPITAL
0000060176 | 1218796 | AMVEX CORP | VR-PIUD-CMA | VR-PIUD-CMA | REGULATORS/ SUCTION |  | BBRP | VRA05207BG |  | 2017-06-15 | 12430 | GENERAL PEDIATRICS UNIT | 2008-12-10 | USD | 0.01 | Active | UNIVERSITY NEW MEXICO HOSPITAL
0000060175 | 1439563 | AMVEX CORP | VR-PIUD-CMA | VR-PIUD-CMA | REGULATORS/ SUCTION |  | BBRP | VRA05376BG |  | 2017-06-15 | 12430 | GENERAL PEDIATRICS UNIT | 2008-12-10 | USD | 0.01 | Active | UNIVERSITY NEW MEXICO HOSPITAL
0000060174 | 1439556 | AMVEX CORP | VR-PIUD-CMA | VR-PIUD-CMA | REGULATORS/ SUCTION |  | BBRP | VRA05209BG |  | 2017-06-15 | 12430 | GENERAL PEDIATRICS UNIT | 2008-12-10 | USD | 0.01 | Active | UNIVERSITY NEW MEXICO HOSPITAL
0000060173 | 1218793 | AMVEX CORP | VR-PIUD-CMA | VR-PIUD-CMA | REGULATORS/ SUCTION |  | BBRP | VRA05349BG |  | 2017-06-15 | 12430 | GENERAL PEDIATRICS UNIT | 2008-12-10 | USD | 0.01 | Active | UNIVERSITY NEW MEXICO HOSPITAL
0000060170 | 1142958 | AMVEX CORP | VR-PIUD-CMA | VR-PIUD-CMA | REGULATORS/ SUCTION |  | BBRP | VRA05380BG |  | 2017-06-15 | 12430 | GENERAL PEDIATRICS UNIT | 2008-12-10 | USD | 0.01 | Active | UNIVERSITY NEW MEXICO HOSPITAL
0000060169 | 1439560 | AMVEX CORP | VR-PIUD-CMA | VR-PIUD-CMA | REGULATORS/ SUCTION |  | BBRP | VRA05328BG |  | 2017-06-15 | 12430 | GENERAL PEDIATRICS UNIT | 2008-12-10 | USD | 0.01 | Active | UNIVERSITY NEW MEXICO HOSPITAL
0000060168 | 1439562 | AMVEX CORP | VR-PIUD-CMA | VR-PIUD-CMA | REGULATORS/ SUCTION |  | BBRP | VRA05373BG |  | 2017-06-15 | 12430 | GENERAL PEDIATRICS UNIT | 2008-12-10 | USD | 0.01 | Active | UNIVERSITY NEW MEXICO HOSPITAL
0000060167 | 1439551 | AMVEX CORP | VR-PIUD-CMA | VR-PIUD-CMA | REGULATORS/ SUCTION |  | BBRP | VRA05182BG |  | 2017-06-15 | 12430 | GENERAL PEDIATRICS UNIT | 2008-12-10 | USD | 0.01 | Active | UNIVERSITY NEW MEXICO HOSPITAL
0000060166 | 1439580 | AMVEX CORP | VR-PIUD-CMA | VR-PIUD-CMA | REGULATORS/ SUCTION |  | BBRP | VRA05292BG |  | 2017-06-15 | 12430 | GENERAL PEDIATRICS UNIT | 2008-12-10 | USD | 0.01 | Active | UNIVERSITY NEW MEXICO HOSPITAL
0000060165 | 1439595 | AMVEX CORP | VR-PIUD-CMA | VR-PIUD-CMA | REGULATORS/ SUCTION |  | BBRP | VRA05217BG |  | 2017-06-15 | 12430 | GENERAL PEDIATRICS UNIT | 2008-12-10 | USD | 0.01 | Active | UNIVERSITY NEW MEXICO HOSPITAL
0000060164 | 1218785 | AMVEX CORP | VR-PIUD-CMA | VR-PIUD-CMA | REGULATORS/ SUCTION |  | BBRP | VRA05403BG |  | 2017-06-15 | 12430 | GENERAL PEDIATRICS UNIT | 2008-12-10 | USD | 0.01 | Active | UNIVERSITY NEW MEXICO HOSPITAL
0000060163 | 1141513 | AMVEX CORP | VR-PIUD-CMA | VR-PIUD-CMA | REGULATORS/ SUCTION |  | BBRP | VRA05224BG |  | 2017-06-15 | 12430 | GENERAL PEDIATRICS UNIT | 2008-12-10 | USD | 0.01 | Active | UNIVERSITY NEW MEXICO HOSPITAL
0000060162 | 1439565 | AMVEX CORP | VR-PIUD-CMA | VR-PIUD-CMA | REGULATORS/ SUCTION |  | BBRP | VRA05206BG |  | 2017-06-15 | 12430 | GENERAL PEDIATRICS UNIT | 2008-12-10 | USD | 0.01 | Active | UNIVERSITY NEW MEXICO HOSPITAL
0000067994 | 1142440 | STERIS CORP | HARMONY DUAL LED 585 | HARMONY DUAL LED 585 | LIGHTS/ SURGICAL |  | unknown | 0406508048 | 2017-06-16 | 2018-06-15 | 15000 | OPERATING ROOM | 2008-12-10 | USD | 1 | Active | UNIVERSITY NEW MEXICO HOSPITAL
0000067993 | 1142441 | STERIS CORP | HARMONY DUAL LED 585 | HARMONY DUAL LED 585 | LIGHTS/ SURGICAL |  | unknown | 0427708076 | 2017-06-16 | 2018-06-15 | 15000 | OPERATING ROOM | 2008-12-10 | USD | 1 | Active | UNIVERSITY NEW MEXICO HOSPITAL
0000067992 | 1142442 | STERIS CORP | HARMONY DUAL LED 585 | HARMONY DUAL LED 585 | LIGHTS/ SURGICAL |  | UNKNOWN | 0406508053 | 2017-06-16 | 2018-06-15 | 15000 | OPERATING ROOM | 2008-12-10 | USD | 1 | Active | UNIVERSITY NEW MEXICO HOSPITAL
0000067970 | 1142369 | SCALE-TRONIX INC | 2001-M | 2001-M | SCALES/ PATIENT/ BEDSIDE |  | found | 2001-16912 | 2017-01-25 | 2018-01-15 | 12480 | CTH REHAB-ORTHO UNIT | 2008-12-10 | USD | 1 | Active | UNIVERSITY NEW MEXICO HOSPITAL
0000067963 | 1142362 | KOVEN TECHNOLOGY INC | MINI-DOPPLER ES-100X | ES-100X | DOPPLERS/ SURGICAL |  | 484981 | R08100095 |  | 2017-06-15 | 12460 | PEDIATRIC ICU | 2008-12-09 | USD | 1395.01 | Active | UNIVERSITY NEW MEXICO HOSPITAL
0000067791 | 1142997 | NONIN MEDICAL INC | 2500 | 2500 | OXIMETERS/ PULSE |  | found | 126902605 | 2016-12-01 | 2016-12-15 | 70060 | FIXED WING TRANSPORT | 2008-12-09 | USD | 0.01 | Active | UNIVERSITY NEW MEXICO HOSPITAL
0000064387 | 1219673 | SHERWOOD MEDICAL | FIRSTTEMP GENIUS | 3000A | THERMOMETERS/ ELECTRONIC/ INFRARED/ EAR |  | REPL55594 | J0618836 |  | 2017-06-15 | 34025 | CARDIOLOGY CLINIC | 2008-12-09 | USD | 115 | Active | UNIVERSITY NEW MEXICO HOSPITAL
0000064384 | 1219672 | SHERWOOD MEDICAL | FIRSTTEMP GENIUS | 3000A | THERMOMETERS/ ELECTRONIC/ INFRARED/ EAR |  | REPL64551 | J0521583 |  | 2017-06-15 | 21015 | ED-NORTH | 2008-12-09 | USD | 115 | Active | UNIVERSITY NEW MEXICO HOSPITAL
0000067962 | 1142361 | MEDASONICS INC | TRIA II | TRIA II | BLOOD-FLOW DETECTORS/ ULTRASONIC |  | 483965 | NS |  | 2017-06-15 | 12455 | NEWBORN ICU | 2008-12-09 | USD | 853.57 | Active | UNIVERSITY NEW MEXICO HOSPITAL
0000067961 | 1142360 | MEDASONICS INC | TRIA II | TRIA II | BLOOD-FLOW DETECTORS/ ULTRASONIC |  | 483965 | NSN |  | 2017-06-15 | 12455 | NEWBORN ICU | 2008-12-09 | USD | 853.57 | Active | UNIVERSITY NEW MEXICO HOSPITAL
0000067958 | 1142357 | ZOLL MEDICAL CORP | M SERIES | M SERIES | DEFIBRILLATOR/ MONITOR/ PACEMAKERS |  | 482024 | T08J106972 | 2017-07-14 | 2018-01-15 | 34150 | PEDIATRICS CLINIC | 2008-12-08 | USD | 9008.2 | Active | UNIVERSITY NEW MEXICO HOSPITAL
0000068580 | 1142606 | SONOSITE INC | 180 | 555169 | SCANNING SYSTEMS/ ULTRASONIC |  | Add On | 03DCFX | 2011-11-22 | 2011-11-15 | 30115 | SE HEIGHTS CLINIC-SAN PABLO | 2008-12-08 | USD | 0.01 | Active | UNIVERSITY NEW MEXICO HOSPITAL
0000068606 | 1142917 | SMITHS MEDICAL PM INC | BCI 3301 | BCI 3301 | OXIMETERS/ PULSE |  | DONATED | AB05081262 | 2015-06-30 | 2016-06-15 | 9325 | EMERGENCY MEDICINE (6) | 2008-12-05 | USD | 0.01 | Active | UNIVERSITY NEW MEXICO HOSPITAL
0000068604 | 1142915 | WELCH ALLYN INC | SURETEMP PLUS (690) | SURETEMP PLUS (690) | THERMOMETERS/ ELECTRONIC |  | DONATED | 06399010 |  | 2017-06-15 | 9325 | EMERGENCY MEDICINE (6) | 2008-12-05 | USD | 0.01 | Active | UNIVERSITY NEW MEXICO HOSPITAL
0000068603 | 1142914 | WELCH ALLYN INC | SURETEMP PLUS (690) | SURETEMP PLUS (690) | THERMOMETERS/ ELECTRONIC |  | DONATED | 06398577 |  | 2017-06-15 | 9325 | EMERGENCY MEDICINE (6) | 2008-12-05 | USD | 0.01 | Active | UNIVERSITY NEW MEXICO HOSPITAL
0000064929 | 1004576 | GE HEALTHCARE | MAC 5500 | MAC 5500 | ELECTROCARDIOGRAPHS/ MULTICHANNEL | 446034 | 446034 | SCD07087603PA | 2016-10-01 | 2017-10-15 | 71030 | HEART STATION | 2008-12-05 | USD | 12201 | Active | UNIVERSITY NEW MEXICO HOSPITAL
0000068599 | 1142910 | SHERWOOD MEDICAL | FIRSTTEMP GENIUS | 3000A | THERMOMETERS/ ELECTRONIC/ INFRARED/ EAR |  | REPLACN62549 | J0426944 |  | 2017-06-15 | 12110 | NEUROSCIENCE ICU | 2008-12-04 | USD | 125 | Active | UNIVERSITY NEW MEXICO HOSPITAL
0000068597 | 1142621 | SCALE-TRONIX INC | 4802 | 4802 | SCALES/ INFANT |  | BBRP | 4802-15635 | 2016-10-06 | 2017-10-15 | 12520 | MOTHER & BABY UNIT (3-E) BBRP | 2008-12-03 | USD | 0.01 | Active | UNIVERSITY NEW MEXICO HOSPITAL
0000068626 | 1142821 | HEALTHCARE SERVICE AND SUPPLY | ALP 501 | 501 | COMPRESSION UNITS/ INTERMITTENT |  | 483394 | 19244 | 2012-08-30 | 2013-08-15 | 12360 | NEUROSCIENCE | 2008-12-03 | USD | 1 | Active | UNIVERSITY NEW MEXICO HOSPITAL
0000068625 | 1142820 | HEALTHCARE SERVICE AND SUPPLY | ALP 501 | 501 | COMPRESSION UNITS/ INTERMITTENT |  | 483394 | 19254 | 2012-08-31 | 2013-08-15 | 12320 | GENERAL MEDICINE (5-W) | 2008-12-03 | USD | 1 | Active | UNIVERSITY NEW MEXICO HOSPITAL
0000068623 | 1142818 | HEALTHCARE SERVICE AND SUPPLY | ALP 501 | 501 | COMPRESSION UNITS/ INTERMITTENT |  | 483394 | 19252 | 2012-08-31 | 2013-08-15 | 12320 | GENERAL MEDICINE (5-W) | 2008-12-03 | USD | 1 | Active | UNIVERSITY NEW MEXICO HOSPITAL
0000068622 | 1142817 | HEALTHCARE SERVICE AND SUPPLY | ALP 501 | 501 | COMPRESSION UNITS/ INTERMITTENT |  | 483394 | 19287 | 2012-08-17 | 2013-08-15 | 15000 | OPERATING ROOM | 2008-12-03 | USD | 1 | Active | UNIVERSITY NEW MEXICO HOSPITAL
0000068621 | 1142861 | HEALTHCARE SERVICE AND SUPPLY | ALP 501 | 501 | COMPRESSION UNITS/ INTERMITTENT |  | 483394 | 19240 | 2012-08-31 | 2013-08-15 | 12320 | GENERAL MEDICINE (5-W) | 2008-12-03 | USD | 1 | Active | UNIVERSITY NEW MEXICO HOSPITAL
0000068620 | 1142815 | HEALTHCARE SERVICE AND SUPPLY | ALP 501 | 501 | COMPRESSION UNITS/ INTERMITTENT |  | 483394 | 19257 | 2012-08-31 | 2013-08-15 | 12360 | NEUROSCIENCE | 2008-12-03 | USD | 1 | Active | UNIVERSITY NEW MEXICO HOSPITAL
0000068619 | 1142814 | HEALTHCARE SERVICE AND SUPPLY | ALP 501 | 501 | COMPRESSION UNITS/ INTERMITTENT |  | 483394 | 19267 | 2012-08-14 | 2013-08-15 | 12360 | NEUROSCIENCE | 2008-12-03 | USD | 1 | Active | UNIVERSITY NEW MEXICO HOSPITAL
0000068652 | 1142847 | HEALTHCARE SERVICE AND SUPPLY | ALP 501 | 501 | COMPRESSION UNITS/ INTERMITTENT |  | 483394 | 19281 | 2013-05-29 | 2014-05-15 | 15510 | OSIS PACU | 2008-12-03 | USD | 1 | Active | UNIVERSITY NEW MEXICO HOSPITAL
0000068651 | 1142846 | HEALTHCARE SERVICE AND SUPPLY | ALP 501 | 501 | COMPRESSION UNITS/ INTERMITTENT |  | 483394 | 19261 | 2013-05-07 | 2014-05-15 | 15510 | OSIS PACU | 2008-12-03 | USD | 1 | Active | UNIVERSITY NEW MEXICO HOSPITAL
0000068650 | 1142845 | HEALTHCARE SERVICE AND SUPPLY | ALP 501 | 501 | COMPRESSION UNITS/ INTERMITTENT |  | 483394 | 19299 | 2013-05-16 | 2014-05-15 | 12000 | LABOR AND DELIVERY | 2008-12-03 | USD | 1 | Active | UNIVERSITY NEW MEXICO HOSPITAL
0000068649 | 1142844 | HEALTHCARE SERVICE AND SUPPLY | ALP 501 | 501 | COMPRESSION UNITS/ INTERMITTENT |  | 483394 | 19263 | 2013-05-08 | 2014-05-15 | 12000 | LABOR AND DELIVERY | 2008-12-03 | USD | 1 | Active | UNIVERSITY NEW MEXICO HOSPITAL
0000068648 | 1142843 | HEALTHCARE SERVICE AND SUPPLY | ALP 501 | 501 | COMPRESSION UNITS/ INTERMITTENT |  | 483394 | 19269 | 2012-05-10 | 2016-09-15 | 12510 | WOMEN'S SPECIAL CARE | 2008-12-03 | USD | 1 | Reactivated | UNIVERSITY NEW MEXICO HOSPITAL
0000068647 | 1142842 | HEALTHCARE SERVICE AND SUPPLY | ALP 501 | 501 | COMPRESSION UNITS/ INTERMITTENT |  | 483394 | 19284 | 2013-05-07 | 2014-05-15 | 12510 | WOMEN'S SPECIAL CARE | 2008-12-03 | USD | 1 | Active | UNIVERSITY NEW MEXICO HOSPITAL
0000068645 | 1142840 | HEALTHCARE SERVICE AND SUPPLY | ALP 501 | 501 | COMPRESSION UNITS/ INTERMITTENT |  | 483394 | 19297 | 2013-05-16 | 2014-05-15 | 12510 | WOMEN'S SPECIAL CARE | 2008-12-03 | USD | 1 | Active | UNIVERSITY NEW MEXICO HOSPITAL
0000068644 | 1142839 | HEALTHCARE SERVICE AND SUPPLY | ALP 501 | 501 | COMPRESSION UNITS/ INTERMITTENT |  | 483394 | 19265 | 2013-05-07 | 2014-05-15 | 12510 | WOMEN'S SPECIAL CARE | 2008-12-03 | USD | 1 | Active | UNIVERSITY NEW MEXICO HOSPITAL
0000068643 | 1142838 | HEALTHCARE SERVICE AND SUPPLY | ALP 501 | 501 | COMPRESSION UNITS/ INTERMITTENT |  | 483394 | 19286 | 2013-05-14 | 2014-05-15 | 12510 | WOMEN'S SPECIAL CARE | 2008-12-03 | USD | 1 | Reactivated | UNIVERSITY NEW MEXICO HOSPITAL
0000068642 | 1142837 | HEALTHCARE SERVICE AND SUPPLY | ALP 501 | 501 | COMPRESSION UNITS/ INTERMITTENT |  | 483394 | 19276 | 2013-05-17 | 2014-05-15 | 12130 | TRAUMA/SURGICAL ICU | 2008-12-03 | USD | 1 | Active | UNIVERSITY NEW MEXICO HOSPITAL
0000068641 | 1142836 | HEALTHCARE SERVICE AND SUPPLY | ALP 501 | 501 | COMPRESSION UNITS/ INTERMITTENT |  | 483394 | 19275 | 2013-05-09 | 2014-05-15 | 12460 | PEDIATRIC ICU | 2008-12-03 | USD | 1 | Active | UNIVERSITY NEW MEXICO HOSPITAL
0000068640 | 1142835 | HEALTHCARE SERVICE AND SUPPLY | ALP 501 | 501 | COMPRESSION UNITS/ INTERMITTENT |  | 483394 | 19285 | 2013-05-30 | 2014-05-15 | 12130 | TRAUMA/SURGICAL ICU | 2008-12-03 | USD | 1 | Active | UNIVERSITY NEW MEXICO HOSPITAL
0000068639 | 1142834 | HEALTHCARE SERVICE AND SUPPLY | ALP 501 | 501 | COMPRESSION UNITS/ INTERMITTENT |  | 483394 | 19295 | 2013-05-13 | 2014-05-15 | 12480 | CTH REHAB-ORTHO UNIT | 2008-12-03 | USD | 1 | Active | UNIVERSITY NEW MEXICO HOSPITAL
0000068638 | 1142833 | HEALTHCARE SERVICE AND SUPPLY | ALP 501 | 501 | COMPRESSION UNITS/ INTERMITTENT |  | 483394 | 19274 | 2013-05-15 | 2014-05-15 | 12120 | MEDICAL/CARDIAC ICU | 2008-12-03 | USD | 1 | Active | UNIVERSITY NEW MEXICO HOSPITAL
0000068637 | 1142832 | HEALTHCARE SERVICE AND SUPPLY | ALP 501 | 501 | COMPRESSION UNITS/ INTERMITTENT |  | 483394 | 19272 | 2013-06-07 | 2014-05-15 | 12120 | MEDICAL/CARDIAC ICU | 2008-12-03 | USD | 1 | Active | UNIVERSITY NEW MEXICO HOSPITAL
0000068636 | 1142831 | HEALTHCARE SERVICE AND SUPPLY | ALP 501 | 501 | COMPRESSION UNITS/ INTERMITTENT |  | 483394 | 19271 | 2013-05-09 | 2014-05-15 | 12110 | NEUROSCIENCE ICU | 2008-12-03 | USD | 1 | Active | UNIVERSITY NEW MEXICO HOSPITAL
0000068635 | 1142830 | HEALTHCARE SERVICE AND SUPPLY | ALP 501 | 501 | COMPRESSION UNITS/ INTERMITTENT |  | 483394 | 19294 | 2013-05-09 | 2014-05-15 | 12110 | NEUROSCIENCE ICU | 2008-12-03 | USD | 1 | Active | UNIVERSITY NEW MEXICO HOSPITAL
0000068634 | 1142829 | HEALTHCARE SERVICE AND SUPPLY | ALP 501 | 501 | COMPRESSION UNITS/ INTERMITTENT |  | 483394 | 19283 | 2013-05-07 | 2014-05-15 | 12110 | NEUROSCIENCE ICU | 2008-12-03 | USD | 1 | Active | UNIVERSITY NEW MEXICO HOSPITAL
0000068633 | 1142828 | HEALTHCARE SERVICE AND SUPPLY | ALP 501 | 501 | COMPRESSION UNITS/ INTERMITTENT |  | 483394 | 19243 | 2013-05-06 | 2014-05-15 | 21015 | ED-NORTH | 2008-12-03 | USD | 1 | Active | UNIVERSITY NEW MEXICO HOSPITAL
0000068632 | 1142827 | HEALTHCARE SERVICE AND SUPPLY | ALP 501 | 501 | COMPRESSION UNITS/ INTERMITTENT |  | 483394 | 19246 | 2013-05-07 | 2014-05-15 | 12360 | NEUROSCIENCE | 2008-12-03 | USD | 1 | Active | UNIVERSITY NEW MEXICO HOSPITAL
0000068631 | 1142826 | HEALTHCARE SERVICE AND SUPPLY | ALP 501 | 501 | COMPRESSION UNITS/ INTERMITTENT |  | 483394 | 19256 | 2013-05-06 | 2014-05-15 | 12360 | NEUROSCIENCE | 2008-12-03 | USD | 1 | Active | UNIVERSITY NEW MEXICO HOSPITAL
0000068630 | 1142825 | HEALTHCARE SERVICE AND SUPPLY | ALP 501 | 501 | COMPRESSION UNITS/ INTERMITTENT |  | 483394 | 19282 | 2012-08-06 | 2013-08-15 | 12210 | CORONARY CARE SUBACUTE | 2008-12-03 | USD | 1 | Active | UNIVERSITY NEW MEXICO HOSPITAL
0000068629 | 1142824 | HEALTHCARE SERVICE AND SUPPLY | ALP 501 | 501 | COMPRESSION UNITS/ INTERMITTENT |  | 483394 | 19277 | 2012-07-29 | 2013-08-15 | 12210 | CORONARY CARE SUBACUTE | 2008-12-03 | USD | 1 | Active | UNIVERSITY NEW MEXICO HOSPITAL
0000068628 | 1142823 | HEALTHCARE SERVICE AND SUPPLY | ALP 501 | 501 | COMPRESSION UNITS/ INTERMITTENT |  | 483394 | 19245 | 2012-08-30 | 2013-08-15 | 12240 | GENERAL SURGERY (6-S) | 2008-12-03 | USD | 1 | Active | UNIVERSITY NEW MEXICO HOSPITAL
0000064412 | 1142809 | HEALTHCARE SERVICE AND SUPPLY | ALP 501 | 501 | COMPRESSION UNITS/ INTERMITTENT |  | 483394 | 19242 | 2012-08-13 | 2013-08-15 | 12230 | GEN MED/SAC (4-W) | 2008-12-03 | USD | 1 | Active | UNIVERSITY NEW MEXICO HOSPITAL
0000064411 | 1142808 | HEALTHCARE SERVICE AND SUPPLY | ALP 501 | 501 | COMPRESSION UNITS/ INTERMITTENT |  | 483394 | 19268 | 2012-08-17 | 2013-08-15 | 12230 | GEN MED/SAC (4-W) | 2008-12-03 | USD | 1 | Active | UNIVERSITY NEW MEXICO HOSPITAL
0000064410 | 1142807 | HEALTHCARE SERVICE AND SUPPLY | ALP 501 | 501 | COMPRESSION UNITS/ INTERMITTENT |  | 483394 | 19249 | 2012-08-14 | 2013-08-15 | 12220 | MED/SURG SUBACUTE (4-E) | 2008-12-03 | USD | 1 | Active | UNIVERSITY NEW MEXICO HOSPITAL
0000064409 | 1142806 | HEALTHCARE SERVICE AND SUPPLY | ALP 501 | 501 | COMPRESSION UNITS/ INTERMITTENT |  | 483394 | 19260 | 2012-08-31 | 2013-08-15 | 12220 | MED/SURG SUBACUTE (4-E) | 2008-12-03 | USD | 1 | Active | UNIVERSITY NEW MEXICO HOSPITAL
0000064408 | 1142805 | HEALTHCARE SERVICE AND SUPPLY | ALP 501 | 501 | COMPRESSION UNITS/ INTERMITTENT |  | 483394 | 19298 | 2012-08-29 | 2013-08-15 | 12310 | ADULT ONCOLOGY MED/SURG | 2008-12-03 | USD | 1 | Active | UNIVERSITY NEW MEXICO HOSPITAL
0000064407 | 1142804 | HEALTHCARE SERVICE AND SUPPLY | ALP 501 | 501 | COMPRESSION UNITS/ INTERMITTENT |  | 483394 | 19266 | 2012-08-31 | 2013-08-15 | 12310 | ADULT ONCOLOGY MED/SURG | 2008-12-03 | USD | 1 | Active | UNIVERSITY NEW MEXICO HOSPITAL
0000064406 | 1142803 | HEALTHCARE SERVICE AND SUPPLY | ALP 501 | 501 | COMPRESSION UNITS/ INTERMITTENT |  | 483394 | 19292 | 2013-05-23 | 2014-05-15 | 15510 | OSIS PACU | 2008-12-03 | USD | 1 | Active | UNIVERSITY NEW MEXICO HOSPITAL
0000064416 | 1142813 | HEALTHCARE SERVICE AND SUPPLY | ALP 501 | 501 | COMPRESSION UNITS/ INTERMITTENT |  | 483394 | 19290 | 2012-08-31 | 2013-08-15 | 12360 | NEUROSCIENCE | 2008-12-03 | USD | 1 | Active | UNIVERSITY NEW MEXICO HOSPITAL
0000064415 | 1142812 | HEALTHCARE SERVICE AND SUPPLY | ALP 501 | 501 | COMPRESSION UNITS/ INTERMITTENT |  | 483394 | 19264 | 2012-08-09 | 2013-08-15 | 12360 | NEUROSCIENCE | 2008-12-03 | USD | 1 | Active | UNIVERSITY NEW MEXICO HOSPITAL
0000064414 | 1142811 | HEALTHCARE SERVICE AND SUPPLY | ALP 501 | 501 | COMPRESSION UNITS/ INTERMITTENT |  | 483394 | 19250 | 2012-07-29 | 2013-08-15 | 12350 | CRC/CTC (5-E) | 2008-12-03 | USD | 1 | Active | UNIVERSITY NEW MEXICO HOSPITAL
0000064413 | 1142810 | HEALTHCARE SERVICE AND SUPPLY | ALP 501 | 501 | COMPRESSION UNITS/ INTERMITTENT |  | 483394 | 19291 | 2012-08-31 | 2013-08-15 | 12350 | CRC/CTC (5-E) | 2008-12-03 | USD | 1 | Active | UNIVERSITY NEW MEXICO HOSPITAL
0000068582 | 1142872 | ARJO HOSPITAL EQUIPMENT INC | TOTALIFT-II | TOTALIFT-II | CHAIRS/ PATIENT TRANSFER |  | 477314 | TL-7394 |  | 2017-06-15 | 12220 | MED/SURG SUBACUTE (4-E) | 2008-12-03 | USD | 8162.1 | Active | UNIVERSITY NEW MEXICO HOSPITAL
0000049824 | 1142769 | HAAG-STREIT SERVICE INC | BM 900 | BM 900 | SLIT LAMPS |  | FOUND | 900.1.1.66549 | 2011-12-07 | 2015-12-15 | 34610 | OPHTHALMOLOGY ON SITE CLINIC | 2008-12-03 | USD | 0.01 | Reactivated | UNIVERSITY NEW MEXICO HOSPITAL
0000064337 | 1142865 | ARJO HOSPITAL EQUIPMENT INC | KMCSUN | MAXI MOVE (KMCSUN) | LIFTS/ PATIENT TRANSFER |  | 477314 | KCM-00363 | 2016-01-01 | 2017-01-15 | 75000 | RADIOLOGY - GENERAL | 2008-12-02 | USD | 1845.9 | Reactivated | UNIVERSITY NEW MEXICO HOSPITAL
0000064338 | 1142874 | BHM MEDICAL INC | MAXI MOVE | MAXI MOVE | SCALES/ LIFT |  | 477314 | KCM-00402 | 2016-08-03 | 2017-08-15 | 12340 | SURGICAL SPECIALITY UNIT (4-S) | 2008-12-02 | USD | 1845.9 | Active | UNIVERSITY NEW MEXICO HOSPITAL
0000068583 | 1142871 | BHM MEDICAL INC | STEDY | STEDY | LIFTS/ PATIENT TRANSFER |  | 477314 | NTA-15068 | 2016-12-14 | 2017-08-15 | 12230 | GEN MED/SAC (4-W) | 2008-12-02 | USD | 1845.9 | Active | UNIVERSITY NEW MEXICO HOSPITAL
0000067789 | 1142883 | ARJO HOSPITAL EQUIPMENT INC | SARA 3000 (HEA1002-US ) | SARA 3000 (HEA1002-U | SCALES/ PATIENT/ BEDSIDE/ SLING |  | 477314 | SPSW-0806U084 | 2017-05-01 | 2018-05-15 | 12120 | MEDICAL/CARDIAC ICU | 2008-12-02 | USD | 7390.8 | Active | UNIVERSITY NEW MEXICO HOSPITAL
0000067788 | 1142866 | BHM MEDICAL INC | STEDY | STEDY | LIFTS/ PATIENT TRANSFER |  | 477314 | NTA-15050 | 2016-12-19 | 2017-07-15 | 21015 | ED-NORTH | 2008-12-02 | USD | 1845.9 | Active | UNIVERSITY NEW MEXICO HOSPITAL
0000064339 | 1142873 | BHM MEDICAL INC | STEDY | STEDY | LIFTS/ PATIENT TRANSFER |  | 477314 | NTA-15047 | 2016-12-14 | 2017-08-15 | 12220 | MED/SURG SUBACUTE (4-E) | 2008-12-02 | USD | 1845.9 | Active | UNIVERSITY NEW MEXICO HOSPITAL
0000067496 | 1140395 | ARJO HOSPITAL EQUIPMENT INC | MAXI MOVE (KMCLUN) | MAXI MOVE (KMCLUN) | LIFTS/ PATIENT TRANSFER |  | 477314 | KMC-00749 | 2017-05-22 | 2018-05-15 | 15510 | OSIS PACU | 2008-12-02 | USD | 1845.9 | Active | UNIVERSITY NEW MEXICO HOSPITAL
0000068593 | 1142620 | THE KENDALL CO | FIRSTEMP GENIUS 3000A | FIRSTEMP GENIUS 3000A | THERMOMETERS/ ELECTRONIC/ INFRARED/ EAR |  | 481879 | J0816099 |  | 2017-06-15 | 34520 | ORTHOPEDICS CLINIC | 2008-12-01 | USD | 670 | Active | UNIVERSITY NEW MEXICO HOSPITAL
0000070058 | 1084195 | OLYMPUS AMERICA INC | MU-1 | MU-1 | TESTERS/ PNEUMATIC |  | found | 7813730 | 2016-12-05 | 2017-12-15 | 70020 | ENDOSCOPY CENTER | 2008-11-30 | USD | 1 | Active | UNIVERSITY NEW MEXICO HOSPITAL
0000060300 | 1141999 | HILL-ROM INC | 767 | 767 | OPHTHALMOSCOPE/OTOSCOPES |  | BBRP | 06353 |  | 2017-06-15 | 12000 | LABOR AND DELIVERY | 2008-11-24 | USD | 0.01 | Active | UNIVERSITY NEW MEXICO HOSPITAL
0000067473 | 1142665 | AMVEX CORP | VR-PIUD-CMA | VR-PIUD-CMA | REGULATORS/ SUCTION |  | BBRP | VRA05233BG | 2008-11-24 | 2017-06-15 | 12000 | LABOR AND DELIVERY | 2008-11-24 | USD | 0.01 | Active | UNIVERSITY NEW MEXICO HOSPITAL
0000067472 | 1141997 | AMVEX CORP | VR-PIUD-CMA | VR-PIUD-CMA | REGULATORS/ SUCTION |  | BBRP | VRA05240BG | 2008-11-21 | 2017-06-15 | 12420 | NEWBORN ICU | 2008-11-21 | USD | 0.01 | Active | UNIVERSITY NEW MEXICO HOSPITAL
0000067471 | 1141996 | AMVEX CORP | VR-PIUD-CMA | VR-PIUD-CMA | REGULATORS/ SUCTION |  | BBRP | VRA05476BG | 2008-11-21 | 2017-06-15 | 12455 | NEWBORN ICU | 2008-11-21 | USD | 0.01 | Active | UNIVERSITY NEW MEXICO HOSPITAL
0000068552 | 1141927 | STERIS CORP | HARMONY LC | HARMONY LC | LIGHTS/ SURGICAL |  | BBRP | 0420906005 | 2016-11-17 | 2017-11-15 | 12000 | LABOR AND DELIVERY | 2008-11-21 | USD | 0.01 | Active | UNIVERSITY NEW MEXICO HOSPITAL
0000068551 | 1141926 | STERIS CORP | HARMONY LC | HARMONY LC | LIGHTS/ SURGICAL |  | BBRP | 0420906004 | 2016-11-17 | 2017-11-15 | 12000 | LABOR AND DELIVERY | 2008-11-21 | USD | 0.01 | Active | UNIVERSITY NEW MEXICO HOSPITAL
0000068550 | 1141925 | AMVEX CORP | VR-PIUD-CMA | VR-PIUD-CMA | REGULATORS/ SUCTION |  | BBRP | VRA08990BH | 2008-11-20 | 2017-06-15 | 15005 | OPERATING ROOM - BBRP | 2008-11-20 | USD | 0.01 | Active | UNIVERSITY NEW MEXICO HOSPITAL
0000068549 | 1141917 | AMVEX CORP | VR-PIUD-CMA | VR-PIUD-CMA | REGULATORS/ SUCTION |  | BBRP | VRA05530BG | 2008-11-20 | 2017-06-15 | 12455 | NEWBORN ICU | 2008-11-20 | USD | 0.01 | Active | UNIVERSITY NEW MEXICO HOSPITAL
0000064265 | 1141886 | SCALE-TRONIX INC | 5002 | 5002 | SCALES/ PATIENT/ PLATFORM/ ELECTRONIC |  | BBRP | 5002-20963 | 2016-11-28 | 2017-11-15 | 12000 | LABOR AND DELIVERY | 2008-11-18 | USD | 0.01 | Active | UNIVERSITY NEW MEXICO HOSPITAL
0000068578 | 1142609 | SONOSITE INC | S-SERIES | 555330 | SCANNING SYSTEMS/ULTRASONIC/DIAGNOSTIC (DI) |  | REPLACN46486 | 03CDRD | 2015-11-23 | 2016-05-15 | 15515 | OSIS ANESTHESIA | 2008-11-17 | USD | 0.01 | Active | UNIVERSITY NEW MEXICO HOSPITAL
0000068562 | 1219813 | SHERWOOD MEDICAL | FIRSTTEMP GENIUS | 3000A | THERMOMETERS/ ELECTRONIC/ INFRARED/ EAR |  | REPLACN27818 | J0537269 |  | 2017-06-15 | 34510 | OSIS SPORTS MEDICINE | 2008-11-13 | USD | 125 | Active | UNIVERSITY NEW MEXICO HOSPITAL
0000068586 | 1142604 | ZOLL MEDICAL CORP | M SERIES | M SERIES | DEFIBRILLATOR/ MONITOR/ PACEMAKERS |  | 444659 | T07E90348 | 2017-01-09 | 2017-07-15 | 71020 | CARDIAC REHAB | 2008-11-12 | USD | 8606.7 | Active | UNIVERSITY NEW MEXICO HOSPITAL
0000068575 | 1142596 | OLYMPUS AMERICA INC | SZ2-ST | SZ2-ST | MICROSCOPES |  | 477092 | 8F04166 | 2017-04-18 | 2018-04-15 | 12015 | PEDIATRIC INFUSION UNIT PIU | 2008-11-11 | USD | 3189 | Active | UNIVERSITY NEW MEXICO HOSPITAL
0000068565 | 1219814 | SIERRA SCIENTIFIC INSTRUMENTS | MANO SCAN 360 | MANO SCAN 360 | ANALYZERS/PERISTALTIC MOTILITY/ESOPHAGEAL |  | 482062 | MSM1190 | 2008-11-17 | 2017-06-15 | 70020 | ENDOSCOPY CENTER | 2008-11-10 | USD | 95200 | Active | UNIVERSITY NEW MEXICO HOSPITAL
0000067883 | 1141759 | HEALTHCARE SERVICE AND SUPPLY | ALP 501 | 501 | COMPRESSION UNITS/ INTERMITTENT |  | 481449 | 19021 | 2012-08-17 | 2013-08-15 | 12220 | MED/SURG SUBACUTE (4-E) | 2008-11-06 | USD | 0.1 | Active | UNIVERSITY NEW MEXICO HOSPITAL
0000067882 | 1141758 | HEALTHCARE SERVICE AND SUPPLY | ALP 501 | 501 | COMPRESSION UNITS/ INTERMITTENT |  | 481449 | 19027 | 2012-08-17 | 2013-08-15 | 12230 | GEN MED/SAC (4-W) | 2008-11-06 | USD | 0.1 | Active | UNIVERSITY NEW MEXICO HOSPITAL
0000067881 | 1141757 | HEALTHCARE SERVICE AND SUPPLY | ALP 501 | 501 | COMPRESSION UNITS/ INTERMITTENT |  | 481449 | 18978 | 2012-08-25 | 2013-08-15 | 12230 | GEN MED/SAC (4-W) | 2008-11-06 | USD | 0.1 | Active | UNIVERSITY NEW MEXICO HOSPITAL
0000067937 | 1141813 | HEALTHCARE SERVICE AND SUPPLY | ALP 501 | 501 | COMPRESSION UNITS/ INTERMITTENT |  | 481449 | 18995 | 2013-05-09 | 2014-05-15 | 12110 | NEUROSCIENCE ICU | 2008-11-06 | USD | 0.1 | Active | UNIVERSITY NEW MEXICO HOSPITAL
0000067936 | 1141812 | HEALTHCARE SERVICE AND SUPPLY | ALP 501 | 501 | COMPRESSION UNITS/ INTERMITTENT |  | 481449 | 18999 | 2013-05-07 | 2014-05-15 | 12110 | NEUROSCIENCE ICU | 2008-11-06 | USD | 0.1 | Active | UNIVERSITY NEW MEXICO HOSPITAL
0000067935 | 1141811 | HEALTHCARE SERVICE AND SUPPLY | ALP 501 | 501 | COMPRESSION UNITS/ INTERMITTENT |  | 481449 | 18990 | 2013-05-13 | 2014-05-15 | 12120 | MEDICAL/CARDIAC ICU | 2008-11-06 | USD | 0.1 | Active | UNIVERSITY NEW MEXICO HOSPITAL
0000067910 | 1141786 | HEALTHCARE SERVICE AND SUPPLY | ALP 501 | 501 | COMPRESSION UNITS/ INTERMITTENT |  | 481449 | 18931 | 2013-05-08 | 2014-05-15 | 12000 | LABOR AND DELIVERY | 2008-11-06 | USD | 0.1 | Active | UNIVERSITY NEW MEXICO HOSPITAL
0000067909 | 1141785 | HEALTHCARE SERVICE AND SUPPLY | ALP 501 | 501 | COMPRESSION UNITS/ INTERMITTENT |  | 481449 | 18941 | 2012-08-31 | 2013-08-15 | 12320 | GENERAL MEDICINE (5-W) | 2008-11-06 | USD | 0.1 | Active | UNIVERSITY NEW MEXICO HOSPITAL
0000067908 | 1141784 | HEALTHCARE SERVICE AND SUPPLY | ALP 501 | 501 | COMPRESSION UNITS/ INTERMITTENT |  | 481449 | 18944 | 2012-08-17 | 2013-08-15 | 12230 | GEN MED/SAC (4-W) | 2008-11-06 | USD | 0.1 | Active | UNIVERSITY NEW MEXICO HOSPITAL
0000067880 | 1141756 | HEALTHCARE SERVICE AND SUPPLY | ALP 501 | 501 | COMPRESSION UNITS/ INTERMITTENT |  | 481449 | 18979 | 2012-08-31 | 2013-08-15 | 12230 | GEN MED/SAC (4-W) | 2008-11-06 | USD | 0.1 | Active | UNIVERSITY NEW MEXICO HOSPITAL
0000067879 | 1141755 | HEALTHCARE SERVICE AND SUPPLY | ALP 501 | 501 | COMPRESSION UNITS/ INTERMITTENT |  | 481449 | 18985 | 2012-08-17 | 2013-08-15 | 12230 | GEN MED/SAC (4-W) | 2008-11-06 | USD | 0.1 | Active | UNIVERSITY NEW MEXICO HOSPITAL
0000067878 | 1141754 | HEALTHCARE SERVICE AND SUPPLY | ALP 501 | 501 | COMPRESSION UNITS/ INTERMITTENT |  | 481449 | 18948 | 2012-08-30 | 2013-08-15 | 12330 | FAMILY PRACTICE (3-N) | 2008-11-06 | USD | 0.1 | Active | UNIVERSITY NEW MEXICO HOSPITAL
0000067934 | 1141810 | HEALTHCARE SERVICE AND SUPPLY | ALP 501 | 501 | COMPRESSION UNITS/ INTERMITTENT |  | 481449 | 19002 | 2013-05-13 | 2014-05-15 | 12120 | MEDICAL/CARDIAC ICU | 2008-11-06 | USD | 0.1 | Active | UNIVERSITY NEW MEXICO HOSPITAL
0000067933 | 1141809 | HEALTHCARE SERVICE AND SUPPLY | ALP 501 | 501 | COMPRESSION UNITS/ INTERMITTENT |  | 481449 | 19003 | 2013-05-20 | 2014-05-15 | 12120 | MEDICAL/CARDIAC ICU | 2008-11-06 | USD | 0.1 | Active | UNIVERSITY NEW MEXICO HOSPITAL
0000067932 | 1141808 | HEALTHCARE SERVICE AND SUPPLY | ALP 501 | 501 | COMPRESSION UNITS/ INTERMITTENT |  | 481449 | 19019 | 2013-05-06 | 2014-05-15 | 12110 | NEUROSCIENCE ICU | 2008-11-06 | USD | 0.1 | Active | UNIVERSITY NEW MEXICO HOSPITAL
0000067907 | 1141783 | HEALTHCARE SERVICE AND SUPPLY | ALP 501 | 501 | COMPRESSION UNITS/ INTERMITTENT |  | 481449 | 18963 | 2012-08-27 | 2013-08-15 | 12310 | ADULT ONCOLOGY MED/SURG | 2008-11-06 | USD | 0.1 | Active | UNIVERSITY NEW MEXICO HOSPITAL
0000067905 | 1141781 | HEALTHCARE SERVICE AND SUPPLY | ALP 501 | 501 | COMPRESSION UNITS/ INTERMITTENT |  | 481449 | 18945 | 2012-08-17 | 2013-08-15 | 12230 | GEN MED/SAC (4-W) | 2008-11-06 | USD | 0.1 | Active | UNIVERSITY NEW MEXICO HOSPITAL
0000067877 | 1141753 | HEALTHCARE SERVICE AND SUPPLY | ALP 501 | 501 | COMPRESSION UNITS/ INTERMITTENT |  | 481449 | 19007 | 2012-08-28 | 2013-08-15 | 12230 | GEN MED/SAC (4-W) | 2008-11-06 | USD | 0.1 | Active | UNIVERSITY NEW MEXICO HOSPITAL
0000067876 | 1141752 | HEALTHCARE SERVICE AND SUPPLY | ALP 501 | 501 | COMPRESSION UNITS/ INTERMITTENT |  | 481449 | 19009 | 2012-08-14 | 2013-08-15 | 12230 | GEN MED/SAC (4-W) | 2008-11-06 | USD | 0.1 | Active | UNIVERSITY NEW MEXICO HOSPITAL
0000067875 | 1141751 | HEALTHCARE SERVICE AND SUPPLY | ALP 501 | 501 | COMPRESSION UNITS/ INTERMITTENT |  | 481449 | 18986 | 2012-08-20 | 2017-06-15 | 12430 | GENERAL PEDIATRICS UNIT | 2008-11-06 | USD | 0.1 | Reactivated | UNIVERSITY NEW MEXICO HOSPITAL
0000067931 | 1141807 | HEALTHCARE SERVICE AND SUPPLY | ALP 501 | 501 | COMPRESSION UNITS/ INTERMITTENT |  | 481449 | 18949 | 2013-05-28 | 2014-05-15 | 12120 | MEDICAL/CARDIAC ICU | 2008-11-06 | USD | 0.1 | Active | UNIVERSITY NEW MEXICO HOSPITAL
0000067930 | 1141806 | HEALTHCARE SERVICE AND SUPPLY | ALP 501 | 501 | COMPRESSION UNITS/ INTERMITTENT |  | 481449 | 18935 | 2013-05-30 | 2014-05-15 | 12240 | GENERAL SURGERY (6-S) | 2008-11-06 | USD | 0.1 | Active | UNIVERSITY NEW MEXICO HOSPITAL
0000067929 | 1141805 | HEALTHCARE SERVICE AND SUPPLY | ALP 501 | 501 | COMPRESSION UNITS/ INTERMITTENT |  | 481449 | 18977 | 2013-05-02 | 2014-05-15 | 12120 | MEDICAL/CARDIAC ICU | 2008-11-06 | USD | 0.1 | Active | UNIVERSITY NEW MEXICO HOSPITAL
0000067904 | 1141780 | HEALTHCARE SERVICE AND SUPPLY | ALP 501 | 501 | COMPRESSION UNITS/ INTERMITTENT |  | 481449 | 18966 | 2012-08-02 | 2013-08-15 | 12480 | CTH REHAB-ORTHO UNIT | 2008-11-06 | USD | 0.1 | Active | UNIVERSITY NEW MEXICO HOSPITAL
0000067903 | 1141779 | HEALTHCARE SERVICE AND SUPPLY | ALP 501 | 501 | COMPRESSION UNITS/ INTERMITTENT |  | 481449 | 18971 | 2012-08-28 | 2013-08-15 | 12230 | GEN MED/SAC (4-W) | 2008-11-06 | USD | 0.1 | Active | UNIVERSITY NEW MEXICO HOSPITAL
0000067874 | 1141750 | HEALTHCARE SERVICE AND SUPPLY | ALP 501 | 501 | COMPRESSION UNITS/ INTERMITTENT |  | 481449 | 19017 | 2012-08-29 | 2013-08-15 | 12220 | MED/SURG SUBACUTE (4-E) | 2008-11-06 | USD | 0.1 | Active | UNIVERSITY NEW MEXICO HOSPITAL
0000067873 | 1141749 | HEALTHCARE SERVICE AND SUPPLY | ALP 501 | 501 | COMPRESSION UNITS/ INTERMITTENT |  | 481449 | 19026 | 2012-08-31 | 2013-08-15 | 12320 | GENERAL MEDICINE (5-W) | 2008-11-06 | USD | 0.1 | Active | UNIVERSITY NEW MEXICO HOSPITAL
0000067872 | 1141748 | HEALTHCARE SERVICE AND SUPPLY | ALP 501 | 501 | COMPRESSION UNITS/ INTERMITTENT |  | 481449 | 19020 | 2012-07-23 | 2017-06-15 | 12320 | GENERAL MEDICINE (5-W) | 2008-11-06 | USD | 0.1 | Reactivated | UNIVERSITY NEW MEXICO HOSPITAL
0000067928 | 1141804 | HEALTHCARE SERVICE AND SUPPLY | ALP 501 | 501 | COMPRESSION UNITS/ INTERMITTENT |  | 481449 | 18942 | 2013-05-09 | 2014-05-15 | 12120 | MEDICAL/CARDIAC ICU | 2008-11-06 | USD | 0.1 | Active | UNIVERSITY NEW MEXICO HOSPITAL
0000067927 | 1141803 | HEALTHCARE SERVICE AND SUPPLY | ALP 501 | 501 | COMPRESSION UNITS/ INTERMITTENT |  | 481449 | 18957 | 2012-08-30 | 2013-08-15 | 12320 | GENERAL MEDICINE (5-W) | 2008-11-06 | USD | 0.1 | Active | UNIVERSITY NEW MEXICO HOSPITAL
0000067926 | 1141802 | HEALTHCARE SERVICE AND SUPPLY | ALP 501 | 501 | COMPRESSION UNITS/ INTERMITTENT |  | 481449 | 18976 | 2012-08-31 | 2013-08-15 | 12320 | GENERAL MEDICINE (5-W) | 2008-11-06 | USD | 0.1 | Active | UNIVERSITY NEW MEXICO HOSPITAL
0000067900 | 1141776 | HEALTHCARE SERVICE AND SUPPLY | ALP 501 | 501 | COMPRESSION UNITS/ INTERMITTENT |  | 481449 | 18980 | 2012-07-29 | 2013-08-15 | 12250 | ORTHOPEDICS (3-S) | 2008-11-06 | USD | 0.1 | Active | UNIVERSITY NEW MEXICO HOSPITAL
0000067899 | 1141775 | HEALTHCARE SERVICE AND SUPPLY | ALP 501 | 501 | COMPRESSION UNITS/ INTERMITTENT |  | 481449 | 18933 | 2012-08-17 | 2013-08-15 | 12220 | MED/SURG SUBACUTE (4-E) | 2008-11-06 | USD | 0.1 | Active | UNIVERSITY NEW MEXICO HOSPITAL
0000067871 | 1141747 | HEALTHCARE SERVICE AND SUPPLY | ALP 501 | 501 | COMPRESSION UNITS/ INTERMITTENT |  | 481449 | 18947 | 2012-08-17 | 2013-08-15 | 12230 | GEN MED/SAC (4-W) | 2008-11-06 | USD | 0.1 | Active | UNIVERSITY NEW MEXICO HOSPITAL
0000067870 | 1141746 | HEALTHCARE SERVICE AND SUPPLY | ALP 501 | 501 | COMPRESSION UNITS/ INTERMITTENT |  | 481449 | 19015 | 2012-08-14 | 2013-08-15 | 12230 | GEN MED/SAC (4-W) | 2008-11-06 | USD | 0.1 | Active | UNIVERSITY NEW MEXICO HOSPITAL
0000067869 | 1141745 | HEALTHCARE SERVICE AND SUPPLY | ALP 501 | 501 | COMPRESSION UNITS/ INTERMITTENT |  | 481449 | 19023 | 2012-08-31 | 2013-08-15 | 12320 | GENERAL MEDICINE (5-W) | 2008-11-06 | USD | 0.1 | Active | UNIVERSITY NEW MEXICO HOSPITAL
0000067925 | 1141801 | HEALTHCARE SERVICE AND SUPPLY | ALP 501 | 501 | COMPRESSION UNITS/ INTERMITTENT |  | 481449 | 18974 | 2012-08-01 | 2013-08-15 | 12340 | SURGICAL SPECIALITY UNIT (4-S) | 2008-11-06 | USD | 0.1 | Active | UNIVERSITY NEW MEXICO HOSPITAL
0000067924 | 1141800 | HEALTHCARE SERVICE AND SUPPLY | ALP 501 | 501 | COMPRESSION UNITS/ INTERMITTENT |  | 481449 | 18972 | 2012-08-30 | 2013-08-15 | 12210 | CORONARY CARE SUBACUTE | 2008-11-06 | USD | 0.1 | Active | UNIVERSITY NEW MEXICO HOSPITAL
0000067923 | 1141799 | HEALTHCARE SERVICE AND SUPPLY | ALP 501 | 501 | COMPRESSION UNITS/ INTERMITTENT |  | 481449 | 18950 | 2012-08-30 | 2013-08-15 | 12210 | CORONARY CARE SUBACUTE | 2008-11-06 | USD | 0.1 | Active | UNIVERSITY NEW MEXICO HOSPITAL
0000067897 | 1141773 | HEALTHCARE SERVICE AND SUPPLY | ALP 501 | 501 | COMPRESSION UNITS/ INTERMITTENT |  | 481449 | 18954 | 2013-05-17 | 2014-05-15 | 12520 | MOTHER & BABY UNIT (3-E) BBRP | 2008-11-06 | USD | 0.1 | Active | UNIVERSITY NEW MEXICO HOSPITAL
0000067896 | 1141772 | HEALTHCARE SERVICE AND SUPPLY | ALP 501 | 501 | COMPRESSION UNITS/ INTERMITTENT |  | 481449 | 18968 | 2013-05-17 | 2014-05-15 | 12000 | LABOR AND DELIVERY | 2008-11-06 | USD | 0.1 | Active | UNIVERSITY NEW MEXICO HOSPITAL
0000067868 | 1141744 | HEALTHCARE SERVICE AND SUPPLY | ALP 501 | 501 | COMPRESSION UNITS/ INTERMITTENT |  | 481449 | 19001 | 2012-07-23 | 2013-08-15 | 12320 | GENERAL MEDICINE (5-W) | 2008-11-06 | USD | 0.1 | Active | UNIVERSITY NEW MEXICO HOSPITAL
0000067867 | 1141743 | HEALTHCARE SERVICE AND SUPPLY | ALP 501 | 501 | COMPRESSION UNITS/ INTERMITTENT |  | 481449 | 19004 | 2012-07-29 | 2013-08-15 | 12210 | CORONARY CARE SUBACUTE | 2008-11-06 | USD | 0.1 | Active | UNIVERSITY NEW MEXICO HOSPITAL
0000067866 | 1141742 | HEALTHCARE SERVICE AND SUPPLY | ALP 501 | 501 | COMPRESSION UNITS/ INTERMITTENT |  | 481449 | 18989 | 2012-08-31 | 2013-08-15 | 12320 | GENERAL MEDICINE (5-W) | 2008-11-06 | USD | 0.1 | Active | UNIVERSITY NEW MEXICO HOSPITAL
0000067922 | 1141798 | HEALTHCARE SERVICE AND SUPPLY | ALP 501 | 501 | COMPRESSION UNITS/ INTERMITTENT |  | 481449 | 18982 | 2012-08-01 | 2013-08-15 | 12210 | CORONARY CARE SUBACUTE | 2008-11-06 | USD | 0.1 | Active | UNIVERSITY NEW MEXICO HOSPITAL
0000067921 | 1141797 | HEALTHCARE SERVICE AND SUPPLY | ALP 501 | 501 | COMPRESSION UNITS/ INTERMITTENT |  | 481449 | 18932 | 2012-08-03 | 2013-08-15 | 12210 | CORONARY CARE SUBACUTE | 2008-11-06 | USD | 0.1 | Active | UNIVERSITY NEW MEXICO HOSPITAL
0000067920 | 1141796 | HEALTHCARE SERVICE AND SUPPLY | ALP 501 | 501 | COMPRESSION UNITS/ INTERMITTENT |  | 481449 | 18946 | 2012-08-30 | 2013-08-15 | 12210 | CORONARY CARE SUBACUTE | 2008-11-06 | USD | 0.1 | Active | UNIVERSITY NEW MEXICO HOSPITAL
0000067895 | 1141771 | HEALTHCARE SERVICE AND SUPPLY | ALP 501 | 501 | COMPRESSION UNITS/ INTERMITTENT |  | 481449 | 18934 | 2013-05-15 | 2014-05-15 | 12000 | LABOR AND DELIVERY | 2008-11-06 | USD | 0.1 | Active | UNIVERSITY NEW MEXICO HOSPITAL
0000067894 | 1141770 | HEALTHCARE SERVICE AND SUPPLY | ALP 501 | 501 | COMPRESSION UNITS/ INTERMITTENT |  | 481449 | 18940 | 2013-05-16 | 2014-05-15 | 12000 | LABOR AND DELIVERY | 2008-11-06 | USD | 0.1 | Active | UNIVERSITY NEW MEXICO HOSPITAL
0000067893 | 1141769 | HEALTHCARE SERVICE AND SUPPLY | ALP 501 | 501 | COMPRESSION UNITS/ INTERMITTENT |  | 481449 | 18936 | 2012-10-29 | 2012-10-15 | 15005 | OPERATING ROOM - BBRP | 2008-11-06 | USD | 0.1 | Active | UNIVERSITY NEW MEXICO HOSPITAL
0000067865 | 1141741 | HEALTHCARE SERVICE AND SUPPLY | ALP 501 | 501 | COMPRESSION UNITS/ INTERMITTENT |  | 481449 | 19029 | 2012-08-03 | 2013-08-15 | 12320 | GENERAL MEDICINE (5-W) | 2008-11-06 | USD | 0.1 | Active | UNIVERSITY NEW MEXICO HOSPITAL
0000067864 | 1141740 | HEALTHCARE SERVICE AND SUPPLY | ALP 501 | 501 | COMPRESSION UNITS/ INTERMITTENT |  | 481449 | 18951 | 2012-08-31 | 2013-08-15 | 12320 | GENERAL MEDICINE (5-W) | 2008-11-06 | USD | 0.1 | Active | UNIVERSITY NEW MEXICO HOSPITAL
0000067863 | 1141739 | HEALTHCARE SERVICE AND SUPPLY | ALP 501 | 501 | COMPRESSION UNITS/ INTERMITTENT |  | 481449 | 19014 | 2013-07-10 | 2014-08-15 | 12320 | GENERAL MEDICINE (5-W) | 2008-11-06 | USD | 0.1 | Active | UNIVERSITY NEW MEXICO HOSPITAL
0000067919 | 1141795 | HEALTHCARE SERVICE AND SUPPLY | ALP 501 | 501 | COMPRESSION UNITS/ INTERMITTENT |  | 481449 | 18970 | 2012-08-31 | 2013-08-15 | 12210 | CORONARY CARE SUBACUTE | 2008-11-06 | USD | 0.1 | Active | UNIVERSITY NEW MEXICO HOSPITAL
0000067918 | 1141794 | HEALTHCARE SERVICE AND SUPPLY | ALP 501 | 501 | COMPRESSION UNITS/ INTERMITTENT |  | 481449 | 18953 | 2012-08-14 | 2013-08-15 | 12360 | NEUROSCIENCE | 2008-11-06 | USD | 0.1 | Active | UNIVERSITY NEW MEXICO HOSPITAL
0000067917 | 1141793 | HEALTHCARE SERVICE AND SUPPLY | ALP 501 | 501 | COMPRESSION UNITS/ INTERMITTENT |  | 481449 | 18960 | 2012-08-31 | 2013-08-15 | 12360 | NEUROSCIENCE | 2008-11-06 | USD | 0.1 | Active | UNIVERSITY NEW MEXICO HOSPITAL
0000067892 | 1141768 | HEALTHCARE SERVICE AND SUPPLY | ALP 501 | 501 | COMPRESSION UNITS/ INTERMITTENT |  | 481449 | 18939 | 2013-05-08 | 2014-05-15 | 12000 | LABOR AND DELIVERY | 2008-11-06 | USD | 0.1 | Active | UNIVERSITY NEW MEXICO HOSPITAL
0000067891 | 1141767 | HEALTHCARE SERVICE AND SUPPLY | ALP 501 | 501 | COMPRESSION UNITS/ INTERMITTENT |  | 481449 | 18967 | 2013-05-09 | 2014-05-15 | 12130 | TRAUMA/SURGICAL ICU | 2008-11-06 | USD | 0.1 | Active | UNIVERSITY NEW MEXICO HOSPITAL
0000067890 | 1141766 | HEALTHCARE SERVICE AND SUPPLY | ALP 501 | 501 | COMPRESSION UNITS/ INTERMITTENT |  | 481449 | 18930 | 2013-05-09 | 2014-05-15 | 12130 | TRAUMA/SURGICAL ICU | 2008-11-06 | USD | 0.1 | Active | UNIVERSITY NEW MEXICO HOSPITAL
0000067862 | 1141738 | HEALTHCARE SERVICE AND SUPPLY | ALP 501 | 501 | COMPRESSION UNITS/ INTERMITTENT |  | 481449 | 18998 | 2012-09-26 | 2013-09-15 | 12320 | GENERAL MEDICINE (5-W) | 2008-11-06 | USD | 0.1 | Active | UNIVERSITY NEW MEXICO HOSPITAL
0000067861 | 1141737 | HEALTHCARE SERVICE AND SUPPLY | ALP 501 | 501 | COMPRESSION UNITS/ INTERMITTENT |  | 481449 | 19016 | 2012-07-27 | 2013-08-15 | 12350 | CRC/CTC (5-E) | 2008-11-06 | USD | 0.1 | Active | UNIVERSITY NEW MEXICO HOSPITAL
0000067860 | 1141736 | HEALTHCARE SERVICE AND SUPPLY | ALP 501 | 501 | COMPRESSION UNITS/ INTERMITTENT |  | 481449 | 18996 | 2012-08-31 | 2013-08-15 | 12350 | CRC/CTC (5-E) | 2008-11-06 | USD | 0.1 | Active | UNIVERSITY NEW MEXICO HOSPITAL
0000067916 | 1141792 | HEALTHCARE SERVICE AND SUPPLY | ALP 501 | 501 | COMPRESSION UNITS/ INTERMITTENT |  | 481449 | 18983 | 2012-08-16 | 2013-08-15 | 12360 | NEUROSCIENCE | 2008-11-06 | USD | 0.1 | Active | UNIVERSITY NEW MEXICO HOSPITAL
0000067915 | 1141791 | HEALTHCARE SERVICE AND SUPPLY | ALP 501 | 501 | COMPRESSION UNITS/ INTERMITTENT |  | 481449 | 18938 | 2012-07-29 | 2013-08-15 | 12350 | CRC/CTC (5-E) | 2008-11-06 | USD | 0.1 | Active | UNIVERSITY NEW MEXICO HOSPITAL
0000067914 | 1141790 | HEALTHCARE SERVICE AND SUPPLY | ALP 501 | 501 | COMPRESSION UNITS/ INTERMITTENT |  | 481449 | 18961 | 2012-08-31 | 2013-08-15 | 12320 | GENERAL MEDICINE (5-W) | 2008-11-06 | USD | 0.1 | Active | UNIVERSITY NEW MEXICO HOSPITAL
0000067889 | 1141765 | HEALTHCARE SERVICE AND SUPPLY | ALP 501 | 501 | COMPRESSION UNITS/ INTERMITTENT |  | 481449 | 18987 | 2013-05-06 | 2014-05-15 | 12130 | TRAUMA/SURGICAL ICU | 2008-11-06 | USD | 0.1 | Active | UNIVERSITY NEW MEXICO HOSPITAL
0000067888 | 1141764 | HEALTHCARE SERVICE AND SUPPLY | ALP 501 | 501 | COMPRESSION UNITS/ INTERMITTENT |  | 481449 | 18955 | 2013-05-02 | 2014-05-15 | 12130 | TRAUMA/SURGICAL ICU | 2008-11-06 | USD | 0.1 | Active | UNIVERSITY NEW MEXICO HOSPITAL
0000067887 | 1141763 | HEALTHCARE SERVICE AND SUPPLY | ALP 501 | 501 | COMPRESSION UNITS/ INTERMITTENT |  | 481449 | 19028 | 2013-05-09 | 2014-05-15 | 12220 | MED/SURG SUBACUTE (4-E) | 2008-11-06 | USD | 0.1 | Active | UNIVERSITY NEW MEXICO HOSPITAL
0000067859 | 1141735 | HEALTHCARE SERVICE AND SUPPLY | ALP 501 | 501 | COMPRESSION UNITS/ INTERMITTENT |  | 481449 | 19006 | 2012-07-29 | 2013-08-15 | 12350 | CRC/CTC (5-E) | 2008-11-06 | USD | 0.1 | Active | UNIVERSITY NEW MEXICO HOSPITAL
0000067858 | 1141734 | HEALTHCARE SERVICE AND SUPPLY | ALP 501 | 501 | COMPRESSION UNITS/ INTERMITTENT |  | 481449 | 19005 | 2012-08-30 | 2013-08-15 | 12240 | GENERAL SURGERY (6-S) | 2008-11-06 | USD | 0.1 | Active | UNIVERSITY NEW MEXICO HOSPITAL
0000067857 | 1141733 | HEALTHCARE SERVICE AND SUPPLY | ALP 501 | 501 | COMPRESSION UNITS/ INTERMITTENT |  | 481449 | 18994 | 2012-07-29 | 2013-08-15 | 12350 | CRC/CTC (5-E) | 2008-11-06 | USD | 0.1 | Active | UNIVERSITY NEW MEXICO HOSPITAL
0000067913 | 1141789 | HEALTHCARE SERVICE AND SUPPLY | ALP 501 | 501 | COMPRESSION UNITS/ INTERMITTENT |  | 481449 | 18973 | 2012-08-31 | 2013-08-15 | 12360 | NEUROSCIENCE | 2008-11-06 | USD | 0.1 | Active | UNIVERSITY NEW MEXICO HOSPITAL
0000067912 | 1141788 | HEALTHCARE SERVICE AND SUPPLY | ALP 501 | 501 | COMPRESSION UNITS/ INTERMITTENT |  | 481449 | 18975 | 2013-05-09 | 2014-05-15 | 12510 | WOMEN'S SPECIAL CARE | 2008-11-06 | USD | 0.1 | Active | UNIVERSITY NEW MEXICO HOSPITAL
0000067911 | 1141787 | HEALTHCARE SERVICE AND SUPPLY | ALP 501 | 501 | COMPRESSION UNITS/ INTERMITTENT |  | 481449 | 18962 | 2013-05-07 | 2014-05-15 | 12510 | WOMEN'S SPECIAL CARE | 2008-11-06 | USD | 0.1 | Active | UNIVERSITY NEW MEXICO HOSPITAL
0000067886 | 1141762 | HEALTHCARE SERVICE AND SUPPLY | ALP 501 | 501 | COMPRESSION UNITS/ INTERMITTENT |  | 481449 | 19025 | 2012-07-29 | 2013-08-15 | 12310 | ADULT ONCOLOGY MED/SURG | 2008-11-06 | USD | 0.1 | Active | UNIVERSITY NEW MEXICO HOSPITAL
0000067885 | 1141761 | HEALTHCARE SERVICE AND SUPPLY | ALP 501 | 501 | COMPRESSION UNITS/ INTERMITTENT |  | 481449 | 19024 | 2012-08-06 | 2013-08-15 | 12220 | MED/SURG SUBACUTE (4-E) | 2008-11-06 | USD | 0.1 | Active | UNIVERSITY NEW MEXICO HOSPITAL
0000067856 | 1141732 | HEALTHCARE SERVICE AND SUPPLY | ALP 501 | 501 | COMPRESSION UNITS/ INTERMITTENT |  | 481449 | 19013 | 2012-07-27 | 2013-08-15 | 12220 | MED/SURG SUBACUTE (4-E) | 2008-11-06 | USD | 0.1 | Active | UNIVERSITY NEW MEXICO HOSPITAL
0000067855 | 1141731 | HEALTHCARE SERVICE AND SUPPLY | ALP 501 | 501 | COMPRESSION UNITS/ INTERMITTENT |  | 481449 | 18984 | 2012-08-03 | 2013-08-15 | 12350 | CRC/CTC (5-E) | 2008-11-06 | USD | 0.1 | Active | UNIVERSITY NEW MEXICO HOSPITAL
0000067854 | 1141730 | HEALTHCARE SERVICE AND SUPPLY | ALP 501 | 501 | COMPRESSION UNITS/ INTERMITTENT |  | 481449 | 18964 | 2012-08-02 | 2013-08-15 | 12210 | CORONARY CARE SUBACUTE | 2008-11-06 | USD | 0.1 | Active | UNIVERSITY NEW MEXICO HOSPITAL
0000067838 | 1141714 | HEALTHCARE SERVICE AND SUPPLY | ALP 501 | 501 | COMPRESSION UNITS/ INTERMITTENT |  | 481449 | 19018 | 2013-03-27 | 2012-08-15 | 12360 | NEUROSCIENCE | 2008-11-06 | USD | 0.1 | Active | UNIVERSITY NEW MEXICO HOSPITAL
0000067853 | 1141729 | HEALTHCARE SERVICE AND SUPPLY | ALP 501 | 501 | COMPRESSION UNITS/ INTERMITTENT |  | 481449 | 18959 | 2012-08-03 | 2013-08-15 | 12210 | CORONARY CARE SUBACUTE | 2008-11-06 | USD | 0.1 | Active | UNIVERSITY NEW MEXICO HOSPITAL
0000067852 | 1141728 | HEALTHCARE SERVICE AND SUPPLY | ALP 501 | 501 | COMPRESSION UNITS/ INTERMITTENT |  | 481449 | 18943 | 2012-08-03 | 2013-08-15 | 12210 | CORONARY CARE SUBACUTE | 2008-11-06 | USD | 0.1 | Active | UNIVERSITY NEW MEXICO HOSPITAL
0000067851 | 1141727 | HEALTHCARE SERVICE AND SUPPLY | ALP 501 | 501 | COMPRESSION UNITS/ INTERMITTENT |  | 481449 | 18991 | 2012-07-29 | 2013-08-15 | 12210 | CORONARY CARE SUBACUTE | 2008-11-06 | USD | 0.1 | Active | UNIVERSITY NEW MEXICO HOSPITAL
0000067850 | 1141726 | HEALTHCARE SERVICE AND SUPPLY | ALP 501 | 501 | COMPRESSION UNITS/ INTERMITTENT |  | 481449 | 18997 | 2012-08-01 | 2013-08-15 | 12210 | CORONARY CARE SUBACUTE | 2008-11-06 | USD | 0.1 | Active | UNIVERSITY NEW MEXICO HOSPITAL
0000067849 | 1141725 | HEALTHCARE SERVICE AND SUPPLY | ALP 501 | 501 | COMPRESSION UNITS/ INTERMITTENT |  | 481449 | 18937 | 2012-08-31 | 2013-08-15 | 12360 | NEUROSCIENCE | 2008-11-06 | USD | 0.1 | Active | UNIVERSITY NEW MEXICO HOSPITAL
0000067846 | 1141722 | HEALTHCARE SERVICE AND SUPPLY | ALP 501 | 501 | COMPRESSION UNITS/ INTERMITTENT |  | 481449 | 18981 | 2012-08-23 | 2013-08-15 | 12360 | NEUROSCIENCE | 2008-11-06 | USD | 0.1 | Active | UNIVERSITY NEW MEXICO HOSPITAL
0000067845 | 1219780 | HEALTHCARE SERVICE AND SUPPLY | ALP 501 | 501 | COMPRESSION UNITS/ INTERMITTENT |  | 481449 | 18993 | 2012-08-30 | 2013-08-15 | 12360 | NEUROSCIENCE | 2008-11-06 | USD | 0.1 | Active | UNIVERSITY NEW MEXICO HOSPITAL
0000067844 | 1141720 | HEALTHCARE SERVICE AND SUPPLY | ALP 501 | 501 | COMPRESSION UNITS/ INTERMITTENT |  | 481449 | 19008 | 2012-08-01 | 2013-08-15 | 12360 | NEUROSCIENCE | 2008-11-06 | USD | 0.1 | Active | UNIVERSITY NEW MEXICO HOSPITAL
0000067842 | 1141718 | HEALTHCARE SERVICE AND SUPPLY | ALP 501 | 501 | COMPRESSION UNITS/ INTERMITTENT |  | 481449 | 19012 | 2013-07-23 | 2014-08-15 | 12360 | NEUROSCIENCE | 2008-11-06 | USD | 0.1 | Active | UNIVERSITY NEW MEXICO HOSPITAL
0000067840 | 1141716 | HEALTHCARE SERVICE AND SUPPLY | ALP 501 | 501 | COMPRESSION UNITS/ INTERMITTENT |  | 481449 | 18992 | 2012-08-31 | 2013-08-15 | 12360 | NEUROSCIENCE | 2008-11-06 | USD | 0.1 | Active | UNIVERSITY NEW MEXICO HOSPITAL
0000067839 | 1141715 | HEALTHCARE SERVICE AND SUPPLY | ALP 501 | 501 | COMPRESSION UNITS/ INTERMITTENT |  | 481449 | 19010 | 2012-08-31 | 2013-08-15 | 12360 | NEUROSCIENCE | 2008-11-06 | USD | 0.1 | Active | UNIVERSITY NEW MEXICO HOSPITAL
0000068547 | 1141881 | FISHER & PAYKEL HEALTHCARE INC | NEOPUFF | NEOPUFF | RESUSCITATORS |  | 456428 | 070821002664 | 2016-11-29 | 2017-11-15 | 12000 | LABOR AND DELIVERY | 2008-11-06 | USD | 1036 | Active | UNIVERSITY NEW MEXICO HOSPITAL
0000068546 | 1141880 | FISHER & PAYKEL HEALTHCARE INC | NEOPUFF | NEOPUFF | RESUSCITATORS |  | 456428 | 070821002679 | 2016-11-22 | 2017-11-15 | 12000 | LABOR AND DELIVERY | 2008-11-06 | USD | 1036 | Active | UNIVERSITY NEW MEXICO HOSPITAL
0000068545 | 1141879 | FISHER & PAYKEL HEALTHCARE INC | NEOPUFF | NEOPUFF | RESUSCITATORS |  | 456428 | 070822002693 | 2016-11-28 | 2017-11-15 | 12000 | LABOR AND DELIVERY | 2008-11-06 | USD | 1036 | Active | UNIVERSITY NEW MEXICO HOSPITAL
0000068544 | 1141878 | FISHER & PAYKEL HEALTHCARE INC | NEOPUFF | NEOPUFF | RESUSCITATORS |  | 456428 | 070822002700 | 2016-11-22 | 2017-11-15 | 12000 | LABOR AND DELIVERY | 2008-11-06 | USD | 1036 | Active | UNIVERSITY NEW MEXICO HOSPITAL
0000068543 | 1141877 | FISHER & PAYKEL HEALTHCARE INC | NEOPUFF | NEOPUFF | RESUSCITATORS |  | 456428 | 070822002692 | 2016-11-21 | 2017-11-15 | 12000 | LABOR AND DELIVERY | 2008-11-06 | USD | 1036 | Active | UNIVERSITY NEW MEXICO HOSPITAL
0000068542 | 1141876 | FISHER & PAYKEL HEALTHCARE INC | NEOPUFF | NEOPUFF | RESUSCITATORS |  | 456428 | 070822002701 | 2016-11-22 | 2017-11-15 | 12000 | LABOR AND DELIVERY | 2008-11-06 | USD | 1036 | Active | UNIVERSITY NEW MEXICO HOSPITAL
0000067947 | 1142354 | RITTER-TYCOS DIV SYBRON CORP (MIDMARK) | 152-001 | 152-001 | LIGHTS/ EXAMINATION |  | 480929 | V670769 |  | 2017-06-15 | 34110 | WOMEN'S HEALTH CENTER | 2008-11-05 | USD | 122.74 | Active | UNIVERSITY NEW MEXICO HOSPITAL
0000067946 | 1142353 | RITTER-TYCOS DIV SYBRON CORP (MIDMARK) | 152-001 | 152-001 | LIGHTS/ EXAMINATION |  | 480929 | v670812 |  | 2017-06-15 | 34110 | WOMEN'S HEALTH CENTER | 2008-11-05 | USD | 122.74 | Active | UNIVERSITY NEW MEXICO HOSPITAL
0000067945 | 1141839 | RITTER-TYCOS DIV SYBRON CORP (MIDMARK) | 152-001 | 152-001 | LIGHTS/ EXAMINATION |  | 480929 | v670813 |  | 2017-06-15 | 34110 | WOMEN'S HEALTH CENTER | 2008-11-05 | USD | 122.74 | Active | UNIVERSITY NEW MEXICO HOSPITAL
0000067944 | 1141838 | RITTER-TYCOS DIV SYBRON CORP (MIDMARK) | 152-001 | 152-001 | LIGHTS/ EXAMINATION |  | 480929 | V670984 |  | 2017-06-15 | 34110 | WOMEN'S HEALTH CENTER | 2008-11-05 | USD | 122.74 | Active | UNIVERSITY NEW MEXICO HOSPITAL
0000067943 | 1141837 | RITTER-TYCOS DIV SYBRON CORP (MIDMARK) | 152-001 | 152-001 | LIGHTS/ EXAMINATION |  | 480929 | V670985 |  | 2017-06-15 | 34110 | WOMEN'S HEALTH CENTER | 2008-11-05 | USD | 122.74 | Active | UNIVERSITY NEW MEXICO HOSPITAL
0000067822 | 1141565 | EXERGEN CORP | TAT-5000-RS232 | TAT-5000-RS232 | THERMOMETERS/ ELECTRONIC/ INFRARED |  | 479086 | A0695 |  | 2017-06-15 | 12000 | LABOR AND DELIVERY | 2008-11-05 | USD | 712.5 | Active | UNIVERSITY NEW MEXICO HOSPITAL
0000067821 | 1141564 | EXERGEN CORP | TAT-5000-RS232 | TAT-5000-RS232 | THERMOMETERS/ ELECTRONIC/ INFRARED |  | 479086 | A0723 |  | 2017-06-15 | 12000 | LABOR AND DELIVERY | 2008-11-05 | USD | 712.5 | Active | UNIVERSITY NEW MEXICO HOSPITAL
0000067819 | 1141562 | EXERGEN CORP | TAT-5000-RS232 | TAT-5000-RS232 | THERMOMETERS/ ELECTRONIC/ INFRARED |  | 479086 | A0706 |  | 2017-06-15 | 12000 | LABOR AND DELIVERY | 2008-11-05 | USD | 712.5 | Active | UNIVERSITY NEW MEXICO HOSPITAL
0000067817 | 1141560 | EXERGEN CORP | TAT-5000-RS232 | TAT-5000-RS232 | THERMOMETERS/ ELECTRONIC/ INFRARED |  | 479086 | A0703 |  | 2017-06-15 | 12000 | LABOR AND DELIVERY | 2008-11-05 | USD | 712.5 | Active | UNIVERSITY NEW MEXICO HOSPITAL
0000064334 | 1141434 | OLYMPIC MEDICAL CORP | WARM-LAMP 31 | WARM-LAMP 31 | LIGHTS/ PERINEAL HEAT |  | 480479 | 11335 | 2016-10-11 | 2017-10-15 | 15005 | OPERATING ROOM - BBRP | 2008-11-04 | USD | 1000 | Active | UNIVERSITY NEW MEXICO HOSPITAL
0000067939 | 1141831 | EXERGEN CORP | TAT-5000 | TAT-5000 | THERMOMETERS/ ELECTRONIC/ INFRARED |  | REPL. ACN621 | A41640 |  | 2017-06-15 | 12000 | LABOR AND DELIVERY | 2008-11-03 | USD | 0.1 | Active | UNIVERSITY NEW MEXICO HOSPITAL
0000067942 | 1141834 | THE KENDALL CO | FIRSTEMP GENIUS 3000A | FIRSTEMP GENIUS 3000A | THERMOMETERS/ ELECTRONIC/ INFRARED/ EAR |  | repl. ACN552 | J0542498 |  | 2017-06-15 | 21015 | ED-NORTH | 2008-11-03 | USD | 0.1 | Active | UNIVERSITY NEW MEXICO HOSPITAL
0000067273 | 1004103 | SONOSITE INC | S-SERIES | 555330 | SCANNING SYSTEMS/ULTRASONIC/DIAGNOSTIC (DI) |  | Add On | 03CDVH | 2017-04-28 | 2017-10-15 | 15060 | ANESTHESIA - BBRP | 2008-11-03 | USD | 0.01 | Active | UNIVERSITY NEW MEXICO HOSPITAL
0000068579 | 1142608 | SONOSITE INC | S-SERIES | 555330 | SCANNING SYSTEMS/ULTRASONIC/DIAGNOSTIC (DI) |  | REPLACN62673 | 03CDNN | 2017-01-31 | 2017-07-15 | 15055 | ANESTHESIA | 2008-11-03 | USD | 0.01 | Active | UNIVERSITY NEW MEXICO HOSPITAL
0000067956 | 1141857 | GE HEALTHCARE | DASH 4000 | DASH 4000 | MONITORING SYSTEMS/ PHYSIOLOGIC |  | 468964 | SD008199193GA | 2017-06-29 | 2018-06-15 | 15040 | PACU (RECOVERY ROOM 1) | 2008-10-31 | USD | 11760 | Active | UNIVERSITY NEW MEXICO HOSPITAL
0000067955 | 1141856 | GE HEALTHCARE | DASH 4000 | DASH 4000 | MONITORING SYSTEMS/ PHYSIOLOGIC |  | 468964 | SD008188959GA | 2017-06-13 | 2018-06-15 | 15040 | PACU (RECOVERY ROOM 1) | 2008-10-31 | USD | 11760 | Active | UNIVERSITY NEW MEXICO HOSPITAL
0000067954 | 1141853 | GE HEALTHCARE | DASH 4000 | DASH 4000 | MONITORING SYSTEMS/ PHYSIOLOGIC |  | 468964 | SD008199192GA | 2017-06-06 | 2018-06-15 | 15040 | PACU (RECOVERY ROOM 1) | 2008-10-31 | USD | 11760 | Active | UNIVERSITY NEW MEXICO HOSPITAL
0000067953 | 1141854 | GE HEALTHCARE | DASH 4000 | DASH 4000 | MONITORING SYSTEMS/ PHYSIOLOGIC |  | 468964 | SD008188966GA | 2017-06-28 | 2018-06-15 | 15040 | PACU (RECOVERY ROOM 1) | 2008-10-31 | USD | 11760 | Active | UNIVERSITY NEW MEXICO HOSPITAL
0000067952 | 1141855 | GE HEALTHCARE | DASH 4000 | DASH 4000 | MONITORING SYSTEMS/ PHYSIOLOGIC |  | 468964 | SD008199185GA | 2017-06-13 | 2018-06-15 | 15040 | PACU (RECOVERY ROOM 1) | 2008-10-31 | USD | 11760 | Active | UNIVERSITY NEW MEXICO HOSPITAL
0000067951 | 1141852 | GE HEALTHCARE | DASH 4000 | DASH 4000 | MONITORING SYSTEMS/ PHYSIOLOGIC |  | 468964 | SD008188963GA | 2017-06-07 | 2018-06-15 | 15040 | PACU (RECOVERY ROOM 1) | 2008-10-31 | USD | 11760 | Active | UNIVERSITY NEW MEXICO HOSPITAL
0000067950 | 1141851 | GE HEALTHCARE | DASH 4000 | DASH 4000 | MONITORING SYSTEMS/ PHYSIOLOGIC |  | 468964 | SD008188965GA | 2017-06-07 | 2018-06-15 | 15040 | PACU (RECOVERY ROOM 1) | 2008-10-31 | USD | 11760 | Active | UNIVERSITY NEW MEXICO HOSPITAL
0000067949 | 1141850 | GE HEALTHCARE | DASH 4000 | DASH 4000 | MONITORING SYSTEMS/ PHYSIOLOGIC |  | 468964 | SD008199182GA | 2017-06-07 | 2018-06-15 | 15040 | PACU (RECOVERY ROOM 1) | 2008-10-31 | USD | 11760 | Active | UNIVERSITY NEW MEXICO HOSPITAL
0000067948 | 1141849 | GE HEALTHCARE | DASH 4000 | DASH 4000 | MONITORING SYSTEMS/ PHYSIOLOGIC |  | 468964 | SD008199194GA | 2017-06-07 | 2018-06-15 | 15040 | PACU (RECOVERY ROOM 1) | 2008-10-31 | USD | 11760 | Active | UNIVERSITY NEW MEXICO HOSPITAL
0000062518 | 1140068 | GE HEALTHCARE | MAC 5500 | MAC 5500 | ELECTROCARDIOGRAPHS/ MULTICHANNEL | 446034 | 446034 | SCD07107738PA | 2016-10-26 | 2017-10-15 | 71030 | HEART STATION | 2008-10-29 | USD | 12201 | Active | UNIVERSITY NEW MEXICO HOSPITAL
0000067831 | 1141713 | ARJO HOSPITAL EQUIPMENT INC | MINI DOPPLEX (D900) | MINI DOPPLEX (D900) | BLOOD-FLOW DETECTORS/ ULTRASONIC |  | 479836 | 900LX0A27832-08 |  | 2017-06-15 | 15040 | PACU (RECOVERY ROOM 1) | 2008-10-27 | USD | 476.13 | Active | UNIVERSITY NEW MEXICO HOSPITAL
0000027635 | 1141186 | SHERWOOD MEDICAL | FIRSTTEMP GENIUS | 3000A | THERMOMETERS/ ELECTRONIC/ INFRARED/ EAR |  | FOUND | J9619956 |  | 2017-06-15 | 71030 | HEART STATION | 2008-10-27 | USD | 0.01 | Active | UNIVERSITY NEW MEXICO HOSPITAL
0000067827 | 1141415 | OLYMPUS AMERICA INC | BX41TF | BX41TF | MICROSCOPES |  | FOUND | 8C22456 | 2016-10-26 | 2017-10-15 | 34120 | REPRO/ENDO CLINIC | 2008-10-21 | USD | 1 | Active | UNIVERSITY NEW MEXICO HOSPITAL
0000067483 | 1141705 | VIASYS HEALTHCARE INC | GSI AUDERA | GSI AUDERA | AUDITORY FUNCTION SCREENING DEVICES |  | 461853 | AT080417 | 2016-11-01 | 2017-11-15 | 76025 | AUDIOLOGY | 2008-10-21 | USD | 18675.01 | Reactivated | UNIVERSITY NEW MEXICO HOSPITAL
0000067482 | 1141352 | HILL-ROM INC | 7114x | 7114x | OPHTHALMOSCOPE/OTOSCOPES |  | 478436 | NONE |  | 2017-06-15 | 12480 | CTH REHAB-ORTHO UNIT | 2008-10-21 | USD | 440.07 | Active | UNIVERSITY NEW MEXICO HOSPITAL
0000067481 | 1219755 | ACMI CORP | VC-10 | VC-10 | ASPIRATORS/ SURGICAL |  | 422362 | V08J023 | 2017-06-16 | 2018-06-15 | 15000 | OPERATING ROOM | 2008-10-20 | USD | 5990 | Active | UNIVERSITY NEW MEXICO HOSPITAL
0000067484 | 1141706 | DELL INC | 755 | OPTIPLEX (755) | COMPUTERS |  | IT PO | 1MFFCG1 |  | 2017-06-15 | 76025 | AUDIOLOGY | 2008-10-20 | USD | 0.01 | Active | UNIVERSITY NEW MEXICO HOSPITAL
0000067480 | 1141454 | GE HEALTHCARE | DASH 4000 | DASH 4000 | MONITORING SYSTEMS/ PHYSIOLOGIC |  | 428875 | SBG06419185GA | 2016-09-15 | 2017-09-15 | 72040 | I/P HEMODIALYSIS | 2008-10-17 | USD | 1 | Active | UNIVERSITY NEW MEXICO HOSPITAL
0000067469 | 1141269 | PHILIPS HEALTHCARE | BILICHEK | BILICHEK | BILIRUBINOMETERS |  | 480583 | B27658 | 2011-10-18 | 2017-06-15 | 34150 | PEDIATRICS CLINIC | 2008-10-15 | USD | 0.01 | Active | UNIVERSITY NEW MEXICO HOSPITAL
0000045332 | 1141245 | PHILIPS HEALTHCARE | AED TRAINER 2 | M3752A | TRAINERS/ DEFIBRILLATORS/ EXTERNAL/ AUTOMATED |  | FOUND | Y02H01045 | 2010-12-31 | 2010-12-15 | 89025 | CLINICAL EDUCATION | 2008-10-14 | USD | 0.01 | Active | UNIVERSITY NEW MEXICO HOSPITAL
0000067468 | 1141179 | MEDTRONIC INC | STEALTHSTATION S7 | STEALTHSTATION S7 | STEREOTACTIC SYSTEMS |  | 478885 | 8428941-1 | 2016-09-30 | 2017-09-15 | 15005 | OPERATING ROOM - BBRP | 2008-10-13 | USD | 293201.96 | Active | UNIVERSITY NEW MEXICO HOSPITAL
0000064301 | 1140404 | FIRST DEGREE FITNESS | FLUID CYCLE XT | FLUID CYCLE XT | ERGOMETERS |  | 475765 | FDF-0700655-03 |  | 2017-06-15 | 71020 | CARDIAC REHAB | 2008-10-09 | USD | 2211.96 | Active | UNIVERSITY NEW MEXICO HOSPITAL
0000064722 | 1026433 | HILL-ROM INC | 767 | 767 | OPHTHALMOSCOPE/OTOSCOPES |  | 458724 | none |  | 2017-06-15 | 32060 | M & FP-WEST MESA | 2008-10-08 | USD | 760 | Active | UNIVERSITY NEW MEXICO HOSPITAL
0000067440 | 1141171 | ZOLL MEDICAL CORP | AED PLUS | AED PLUS | DEFIBRILLATORS/ EXTERNAL/ AUTOMATED |  | 478869 | X08G164114 | 2017-07-14 | 2018-01-15 | 60400 | CPC ACUTE SERVICES | 2008-10-08 | USD | 1546.88 | Active | UNIVERSITY NEW MEXICO HOSPITAL
0000067441 | 1141172 | ZOLL MEDICAL CORP | AED PLUS | AED PLUS | DEFIBRILLATORS/ EXTERNAL/ AUTOMATED |  | 478869 | X08G165222 | 2017-07-14 | 2018-01-15 | 60400 | CPC ACUTE SERVICES | 2008-10-08 | USD | 1546.88 | Active | UNIVERSITY NEW MEXICO HOSPITAL
0000068532 | 1141623 | SAMMONS PRESTON ROLYAN AN ABILITY ONE CO | 22244 | 22244 | TABLES/ EXAMINATION/TREATMENT/ PHYSICAL THERAPY |  | found | 25050223 |  | 2017-06-15 | 32040 | NE HEIGHTS CLINIC | 2008-10-07 | USD | 0.01 | Active | UNIVERSITY NEW MEXICO HOSPITAL
0000067436 | 1141167 | NELLCOR INC | N-600 | N-600 | OXIMETERS/ PULSE |  | 478660 | G08802686 | 2017-01-24 | 2019-01-15 | 34150 | PEDIATRICS CLINIC | 2008-10-07 | USD | 2995 | Active | UNIVERSITY NEW MEXICO HOSPITAL
0000067435 | 1141166 | NELLCOR INC | N-600 | N-600 | OXIMETERS/ PULSE |  | 478660 | G08826644 | 2017-01-31 | 2019-01-15 | 34150 | PEDIATRICS CLINIC | 2008-10-07 | USD | 2995 | Reactivated | UNIVERSITY NEW MEXICO HOSPITAL
0000067434 | 1141165 | NELLCOR INC | N-600 | N-600 | OXIMETERS/ PULSE |  | 478660 | G08826654 | 2017-01-24 | 2019-01-15 | 34150 | PEDIATRICS CLINIC | 2008-10-07 | USD | 2995 | Active | UNIVERSITY NEW MEXICO HOSPITAL
0000064330 | 1141368 | OLYMPUS AMERICA INC | BX51 | BX51 | MICROSCOPES |  | 470001 | 8C19128 | 2017-01-01 | 2018-01-15 | 34655 | DERMATOLOGY CLINIC 1021 MED | 2008-10-07 | USD | 23722.2 | Active | UNIVERSITY NEW MEXICO HOSPITAL
0000080697 | 1096179 | EXERGEN CORP | TAT-5000 | TAT-5000 | THERMOMETERS/ ELECTRONIC/ INFRARED | acnswap64347 | 478661 | A307799 | 2012-10-01 | 2012-10-15 | 12430 | GENERAL PEDIATRICS UNIT | 2008-10-06 | USD | 0 | Active | UNIVERSITY NEW MEXICO HOSPITAL
0000064317 | 1141144 | EXERGEN CORP | TAT-5000 | TAT-5000 | THERMOMETERS/ ELECTRONIC/ INFRARED |  | 478661 | A110607 |  | 2017-06-15 | 12430 | GENERAL PEDIATRICS UNIT | 2008-10-06 | USD | 316 | Active | UNIVERSITY NEW MEXICO HOSPITAL
0000064316 | 1141143 | EXERGEN CORP | TAT-5000 | TAT-5000 | THERMOMETERS/ ELECTRONIC/ INFRARED |  | 478661 | A105450 |  | 2017-06-15 | 12430 | GENERAL PEDIATRICS UNIT | 2008-10-06 | USD | 316 | Active | UNIVERSITY NEW MEXICO HOSPITAL
0000064315 | 1141142 | EXERGEN CORP | TAT-5000 | TAT-5000 | THERMOMETERS/ ELECTRONIC/ INFRARED |  | 478661 | A105819 |  | 2017-06-15 | 12430 | GENERAL PEDIATRICS UNIT | 2008-10-06 | USD | 316 | Active | UNIVERSITY NEW MEXICO HOSPITAL
0000064356 | 1141160 | EXERGEN CORP | TAT-5000 | TAT-5000 | THERMOMETERS/ ELECTRONIC/ INFRARED |  | 478661 | A109976 |  | 2017-06-15 | 12430 | GENERAL PEDIATRICS UNIT | 2008-10-06 | USD | 316 | Active | UNIVERSITY NEW MEXICO HOSPITAL
0000064355 | 1141159 | EXERGEN CORP | TAT-5000 | TAT-5000 | THERMOMETERS/ ELECTRONIC/ INFRARED |  | 478661 | A108875 |  | 2017-06-15 | 12430 | GENERAL PEDIATRICS UNIT | 2008-10-06 | USD | 316 | Active | UNIVERSITY NEW MEXICO HOSPITAL
0000064352 | 1141156 | EXERGEN CORP | TAT-5000 | TAT-5000 | THERMOMETERS/ ELECTRONIC/ INFRARED |  | 478661 | A109985 |  | 2017-06-15 | 12430 | GENERAL PEDIATRICS UNIT | 2008-10-06 | USD | 316 | Active | UNIVERSITY NEW MEXICO HOSPITAL
0000064351 | 1141155 | EXERGEN CORP | TAT-5000 | TAT-5000 | THERMOMETERS/ ELECTRONIC/ INFRARED |  | 478661 | A109956 |  | 2017-06-15 | 12430 | GENERAL PEDIATRICS UNIT | 2008-10-06 | USD | 316 | Active | UNIVERSITY NEW MEXICO HOSPITAL
0000064350 | 1141154 | EXERGEN CORP | TAT-5000 | TAT-5000 | THERMOMETERS/ ELECTRONIC/ INFRARED |  | 478661 | A109990 |  | 2017-06-15 | 12430 | GENERAL PEDIATRICS UNIT | 2008-10-06 | USD | 316 | Active | UNIVERSITY NEW MEXICO HOSPITAL
0000064349 | 1141153 | EXERGEN CORP | TAT-5000 | TAT-5000 | THERMOMETERS/ ELECTRONIC/ INFRARED |  | 478661 | A109959 |  | 2017-06-15 | 12430 | GENERAL PEDIATRICS UNIT | 2008-10-06 | USD | 316 | Active | UNIVERSITY NEW MEXICO HOSPITAL
0000064348 | 1141152 | EXERGEN CORP | TAT-5000 | TAT-5000 | THERMOMETERS/ ELECTRONIC/ INFRARED |  | 478661 | A109977 |  | 2017-06-15 | 12430 | GENERAL PEDIATRICS UNIT | 2008-10-06 | USD | 316 | Active | UNIVERSITY NEW MEXICO HOSPITAL
0000064346 | 1141150 | EXERGEN CORP | TAT-5000 | TAT-5000 | THERMOMETERS/ ELECTRONIC/ INFRARED |  | 478661 | A110544 |  | 2017-06-15 | 12430 | GENERAL PEDIATRICS UNIT | 2008-10-06 | USD | 316 | Active | UNIVERSITY NEW MEXICO HOSPITAL
0000064345 | 1141149 | EXERGEN CORP | TAT-5000 | TAT-5000 | THERMOMETERS/ ELECTRONIC/ INFRARED |  | 478661 | A105444 |  | 2017-06-15 | 12430 | GENERAL PEDIATRICS UNIT | 2008-10-06 | USD | 316 | Active | UNIVERSITY NEW MEXICO HOSPITAL
0000064344 | 1141148 | EXERGEN CORP | TAT-5000 | TAT-5000 | THERMOMETERS/ ELECTRONIC/ INFRARED |  | 478661 | A110950 |  | 2017-06-15 | 12430 | GENERAL PEDIATRICS UNIT | 2008-10-06 | USD | 316 | Active | UNIVERSITY NEW MEXICO HOSPITAL
0000064343 | 1141147 | EXERGEN CORP | TAT-5000 | TAT-5000 | THERMOMETERS/ ELECTRONIC/ INFRARED |  | 478661 | A105445 |  | 2017-06-15 | 12430 | GENERAL PEDIATRICS UNIT | 2008-10-06 | USD | 316 | Active | UNIVERSITY NEW MEXICO HOSPITAL
0000064341 | 1141145 | EXERGEN CORP | TAT-5000 | TAT-5000 | THERMOMETERS/ ELECTRONIC/ INFRARED |  | 478661 | A109995 |  | 2017-06-15 | 12430 | GENERAL PEDIATRICS UNIT | 2008-10-06 | USD | 316 | Active | UNIVERSITY NEW MEXICO HOSPITAL
0000064358 | 1141162 | QUINCY LAB INC | 12-140 | 12-140 | INCUBATORS |  | 477292 | T03899 | 2017-06-21 | 2018-06-15 | 15055 | ANESTHESIA | 2008-10-06 | USD | 573.01 | Active | UNIVERSITY NEW MEXICO HOSPITAL
0000064363 | 1141355 | EXERGEN CORP | TAT-5000 | TAT-5000 | THERMOMETERS/ ELECTRONIC/ INFRARED |  | 478661 | A110233 |  | 2017-06-15 | 12430 | GENERAL PEDIATRICS UNIT | 2008-10-03 | USD | 316 | Active | UNIVERSITY NEW MEXICO HOSPITAL
0000064362 | 1141354 | EXERGEN CORP | TAT-5000 | TAT-5000 | THERMOMETERS/ ELECTRONIC/ INFRARED |  | 478661 | A110718 |  | 2017-06-15 | 12430 | GENERAL PEDIATRICS UNIT | 2008-10-03 | USD | 316 | Active | UNIVERSITY NEW MEXICO HOSPITAL
0000064374 | 1141366 | EXERGEN CORP | TAT-5000 | TAT-5000 | THERMOMETERS/ ELECTRONIC/ INFRARED |  | 478661 | A110536 |  | 2017-06-15 | 12430 | GENERAL PEDIATRICS UNIT | 2008-10-03 | USD | 316 | Active | UNIVERSITY NEW MEXICO HOSPITAL
0000064373 | 1141365 | EXERGEN CORP | TAT-5000 | TAT-5000 | THERMOMETERS/ ELECTRONIC/ INFRARED |  | 478661 | A110222 |  | 2017-06-15 | 12430 | GENERAL PEDIATRICS UNIT | 2008-10-03 | USD | 316 | Active | UNIVERSITY NEW MEXICO HOSPITAL
0000064372 | 1141364 | EXERGEN CORP | TAT-5000 | TAT-5000 | THERMOMETERS/ ELECTRONIC/ INFRARED |  | 478661 | A110719 |  | 2017-06-15 | 12430 | GENERAL PEDIATRICS UNIT | 2008-10-03 | USD | 316 | Active | UNIVERSITY NEW MEXICO HOSPITAL
0000064371 | 1141363 | EXERGEN CORP | TAT-5000 | TAT-5000 | THERMOMETERS/ ELECTRONIC/ INFRARED |  | 478661 | A109328 |  | 2017-06-15 | 12430 | GENERAL PEDIATRICS UNIT | 2008-10-03 | USD | 316 | Active | UNIVERSITY NEW MEXICO HOSPITAL
0000064370 | 1141362 | EXERGEN CORP | TAT-5000 | TAT-5000 | THERMOMETERS/ ELECTRONIC/ INFRARED |  | 478661 | A109969 |  | 2017-06-15 | 12430 | GENERAL PEDIATRICS UNIT | 2008-10-03 | USD | 316 | Active | UNIVERSITY NEW MEXICO HOSPITAL
0000064367 | 1141359 | EXERGEN CORP | TAT-5000 | TAT-5000 | THERMOMETERS/ ELECTRONIC/ INFRARED |  | 478661 | A110737 |  | 2017-06-15 | 12430 | GENERAL PEDIATRICS UNIT | 2008-10-03 | USD | 316 | Active | UNIVERSITY NEW MEXICO HOSPITAL
0000064366 | 1141358 | EXERGEN CORP | TAT-5000 | TAT-5000 | THERMOMETERS/ ELECTRONIC/ INFRARED |  | 478661 | A110621 |  | 2017-06-15 | 12430 | GENERAL PEDIATRICS UNIT | 2008-10-03 | USD | 316 | Active | UNIVERSITY NEW MEXICO HOSPITAL
0000064314 | 1141138 | UNKNOWN EQUIPMENT MFR | NO MODEL NAME | NO MODEL NUMBER | LIGHTS/ EXAMINATION |  | 479327 | NONE |  | 2017-06-15 | 15040 | PACU (RECOVERY ROOM 1) | 2008-10-03 | USD | 250.01 | Active | UNIVERSITY NEW MEXICO HOSPITAL
0000064313 | 1141137 | SSCOR INC | REF 2314 | REF 2314 | ASPIRATORS/ EMERGENCY |  | 472590 | M13327 | 2017-01-01 | 2018-01-15 | 30030 | CTH OUTPATIENT CLINIC | 2008-10-02 | USD | 1674.01 | Active | UNIVERSITY NEW MEXICO HOSPITAL
0000067753 | 1141336 | OR SOLUTIONS INC | ORS- 2038D | ORS- 2038D | WARMING UNITS |  | 479353 | 48290 | 2017-06-05 | 2018-06-15 | 15000 | OPERATING ROOM | 2008-10-01 | USD | 0.1 | Active | UNIVERSITY NEW MEXICO HOSPITAL
0000067462 | 1141322 | OLYMPIC MEDICAL CORP | WARM-LAMP 31 | WARM-LAMP 31 | LIGHTS/ PERINEAL HEAT |  | 478863 | 11318 | 2016-10-04 | 2017-10-15 | 12520 | MOTHER & BABY UNIT (3-E) BBRP | 2008-10-01 | USD | 1990.25 | Active | UNIVERSITY NEW MEXICO HOSPITAL
0000067756 | 1141339 | PARKS MEDICAL ELECTRONICS INC | 811-B | 811-B | BLOOD-FLOW DETECTORS/ ULTRASONIC |  | 477411 | 811B-600003892 |  | 2017-06-15 | 15000 | OPERATING ROOM | 2008-10-01 | USD | 620 | Active | UNIVERSITY NEW MEXICO HOSPITAL
0000067464 | 1141324 | OLYMPIC MEDICAL CORP | WARM-LAMP 31 | WARM-LAMP 31 | LIGHTS/ PERINEAL HEAT |  | 478863 | 11314 | 2016-10-04 | 2017-10-15 | 12520 | MOTHER & BABY UNIT (3-E) BBRP | 2008-10-01 | USD | 1990.25 | Active | UNIVERSITY NEW MEXICO HOSPITAL
0000067463 | 1141323 | OLYMPIC MEDICAL CORP | WARM-LAMP 31 | WARM-LAMP 31 | LIGHTS/ PERINEAL HEAT |  | 478863 | 11323 | 2016-10-04 | 2017-10-15 | 12520 | MOTHER & BABY UNIT (3-E) BBRP | 2008-10-01 | USD | 1990.25 | Active | UNIVERSITY NEW MEXICO HOSPITAL
0000067461 | 1141321 | OLYMPIC MEDICAL CORP | WARM-LAMP 31 | WARM-LAMP 31 | LIGHTS/ PERINEAL HEAT |  | 478863 | 11312 | 2016-10-04 | 2017-10-15 | 12520 | MOTHER & BABY UNIT (3-E) BBRP | 2008-10-01 | USD | 1990.25 | Active | UNIVERSITY NEW MEXICO HOSPITAL
0000067755 | 1141338 | PARKS MEDICAL ELECTRONICS INC | 841-A | 841-A | BLOOD-FLOW DETECTORS/ ULTRASONIC |  | 477411 | 841A-010002367 |  | 2017-06-15 | 12340 | SURGICAL SPECIALITY UNIT (4-S) | 2008-10-01 | USD | 565 | Active | UNIVERSITY NEW MEXICO HOSPITAL
0000060535 | 1142123 | HEMAMETRICS INC | CRIT-LINE III TQA | CRIT-LINE III TQA | ANALYZERS/ POINT-OF-CARE/ WHOLE BLOOD |  | BBRP | 196NBM410750 | 2015-09-01 | 2016-09-15 | 4362 | PEDIATRIC DIALYSIS | 2008-09-27 | USD | 1 | Active | UNIVERSITY NEW MEXICO HOSPITAL
0000060534 | 1142125 | HEMAMETRICS INC | CRIT-LINE III TQA | CRIT-LINE III TQA | ANALYZERS/ POINT-OF-CARE/ WHOLE BLOOD |  | BBRP | 196NBM410715 | 2015-09-14 | 2015-09-15 | 72040 | I/P HEMODIALYSIS | 2008-09-27 | USD | 1 | Active | UNIVERSITY NEW MEXICO HOSPITAL
0000060533 | 1142127 | HEMAMETRICS INC | CRIT-LINE III TQA | CRIT-LINE III TQA | ANALYZERS/ POINT-OF-CARE/ WHOLE BLOOD |  | BBRP | 196NBM410740 | 2015-09-14 | 2015-09-15 | 72040 | I/P HEMODIALYSIS | 2008-09-27 | USD | 1 | Active | UNIVERSITY NEW MEXICO HOSPITAL
0000060532 | 1140969 | HEMAMETRICS INC | CRIT-LINE III TQA | CRIT-LINE III TQA | ANALYZERS/ POINT-OF-CARE/ WHOLE BLOOD |  | BBRP | 196NBM410735 | 2015-09-14 | 2015-09-15 | 72040 | I/P HEMODIALYSIS | 2008-09-27 | USD | 1 | Active | UNIVERSITY NEW MEXICO HOSPITAL
0000060570 | 1142110 | HUDSON RESPIRATORY CARE INC | 5800 | 5800 | MONITORS/CONTROLLERS/ OXYGEN |  | FOUND | 10207007 | 2017-01-01 | 2018-01-15 | 95700 | CLINICAL ENGINEERING | 2008-09-27 | USD | 1 | Reactivated | UNIVERSITY NEW MEXICO HOSPITAL
0000064326 | 1141317 | GE HEALTHCARE | PRN 50-M | 418331-002 | RECORDERS |  | 474556 | RPV08216073GA |  | 2017-06-15 | 12430 | GENERAL PEDIATRICS UNIT | 2008-09-26 | USD | 0.01 | Active | UNIVERSITY NEW MEXICO HOSPITAL
0000064328 | 1141096 | POWERCOM AMERICA INC | SMART KING (SMK-2000A) | SMART KING (SMK-2000 | POWER SYSTEMS/ UNINTERRUPTIBLE |  | 474556 | 40009120712 | 2017-04-28 | 2018-04-15 | 12430 | GENERAL PEDIATRICS UNIT | 2008-09-26 | USD | 0.01 | Active | UNIVERSITY NEW MEXICO HOSPITAL
0000064327 | 1141095 | GE HEALTHCARE | CIC PRO | CIC PRO | MONITORS/ CENTRAL STATION |  | 474556 | SCH08174342GA | 2017-04-26 | 2018-04-15 | 12430 | GENERAL PEDIATRICS UNIT | 2008-09-26 | USD | 0.01 | Active | UNIVERSITY NEW MEXICO HOSPITAL
0000067749 | 1141093 | THE KENDALL CO | FIRSTEMP GENIUS 3000A | FIRSTEMP GENIUS 3000A | THERMOMETERS/ ELECTRONIC/ INFRARED/ EAR |  | REPLACN60862 | J0515532 |  | 2017-06-15 | 34150 | PEDIATRICS CLINIC | 2008-09-26 | USD | 85 | Active | UNIVERSITY NEW MEXICO HOSPITAL
0000064323 | 1141314 | GE HEALTHCARE | DASH 4000 | DASH 4000 | MONITORING SYSTEMS/ PHYSIOLOGIC |  | 474556 | SD008294224GA | 2017-04-12 | 2018-04-15 | 12430 | GENERAL PEDIATRICS UNIT | 2008-09-25 | USD | 0.01 | Active | UNIVERSITY NEW MEXICO HOSPITAL
0000064322 | 1141313 | GE HEALTHCARE | DASH 4000 | DASH 4000 | MONITORING SYSTEMS/ PHYSIOLOGIC |  | 474556 | SD008294217GA | 2017-04-25 | 2018-04-15 | 12430 | GENERAL PEDIATRICS UNIT | 2008-09-25 | USD | 0.01 | Active | UNIVERSITY NEW MEXICO HOSPITAL
0000064321 | 1141312 | GE HEALTHCARE | DASH 4000 | DASH 4000 | MONITORING SYSTEMS/ PHYSIOLOGIC |  | 474556 | SD008283748GA | 2017-04-25 | 2018-04-15 | 12430 | GENERAL PEDIATRICS UNIT | 2008-09-25 | USD | 0.01 | Active | UNIVERSITY NEW MEXICO HOSPITAL
0000064320 | 1141311 | GE HEALTHCARE | DASH 4000 | DASH 4000 | MONITORING SYSTEMS/ PHYSIOLOGIC |  | 474556 | SD008294223GA | 2017-04-25 | 2018-04-15 | 12430 | GENERAL PEDIATRICS UNIT | 2008-09-25 | USD | 0.01 | Active | UNIVERSITY NEW MEXICO HOSPITAL
0000064319 | 1141310 | GE HEALTHCARE | DASH 4000 | DASH 4000 | MONITORING SYSTEMS/ PHYSIOLOGIC |  | 474556 | SD008283752GA | 2017-04-20 | 2018-04-15 | 12430 | GENERAL PEDIATRICS UNIT | 2008-09-25 | USD | 0.01 | Active | UNIVERSITY NEW MEXICO HOSPITAL
0000064318 | 1141309 | GE HEALTHCARE | DASH 4000 | DASH 4000 | MONITORING SYSTEMS/ PHYSIOLOGIC |  | 474556 | SD008294220GA | 2017-04-25 | 2018-04-15 | 12430 | GENERAL PEDIATRICS UNIT | 2008-09-25 | USD | 0.01 | Active | UNIVERSITY NEW MEXICO HOSPITAL
0000064325 | 1141316 | GE HEALTHCARE | DASH 4000 | DASH 4000 | MONITORING SYSTEMS/ PHYSIOLOGIC |  | 474556 | SD008294219GA | 2017-04-12 | 2018-04-15 | 12430 | GENERAL PEDIATRICS UNIT | 2008-09-25 | USD | 0.01 | Active | UNIVERSITY NEW MEXICO HOSPITAL
0000064324 | 1141315 | GE HEALTHCARE | DASH 4000 | DASH 4000 | MONITORING SYSTEMS/ PHYSIOLOGIC |  | 474556 | SD008294221GA | 2017-04-12 | 2018-04-15 | 12430 | GENERAL PEDIATRICS UNIT | 2008-09-25 | USD | 0.01 | Active | UNIVERSITY NEW MEXICO HOSPITAL
0000064787 | 1003007 | KARL STORZ ENDOSCOPY-AMERICA INC | 20133120 | 20133120 | LIGHT SOURCES |  | FOUND | BB0641289 | 2017-06-07 | 2018-06-15 | 15000 | OPERATING ROOM | 2008-09-23 | USD | 1 | Active | UNIVERSITY NEW MEXICO HOSPITAL
0000064311 | 1141306 | WELCH ALLYN INC | SURETEMP PLUS (690) | SURETEMP PLUS (690) | THERMOMETERS/ ELECTRONIC |  | 477790 | 08360404 |  | 2017-06-15 | 12510 | WOMEN'S SPECIAL CARE | 2008-09-23 | USD | 166.9 | Active | UNIVERSITY NEW MEXICO HOSPITAL
0000064310 | 1141307 | WELCH ALLYN INC | SURETEMP PLUS (690) | SURETEMP PLUS (690) | THERMOMETERS/ ELECTRONIC |  | 477788 | 08360396 |  | 2017-06-15 | 12455 | NEWBORN ICU | 2008-09-23 | USD | 333.79 | Active | UNIVERSITY NEW MEXICO HOSPITAL
0000064309 | 1141308 | WELCH ALLYN INC | SURETEMP PLUS (690) | SURETEMP PLUS (690) | THERMOMETERS/ ELECTRONIC |  | 477788 | 08360394 |  | 2017-06-15 | 12455 | NEWBORN ICU | 2008-09-23 | USD | 333.79 | Active | UNIVERSITY NEW MEXICO HOSPITAL
0000067762 | 1140401 | LAERDAL MEDICAL CORP | LSCU | LSCU | ASPIRATORS |  | 479171 | LP1001904 | 2017-02-01 | 2018-02-15 | 70800 | NEONATAL AMBULANCE | 2008-09-19 | USD | 0.01 | Reactivated | UNIVERSITY NEW MEXICO HOSPITAL
0000067671 | 1142189 | DETECTO SCALE COMPANY | DETECTO | DETECTO | SCALES/ PATIENT/ PLATFORM/ MECHANICAL |  | 468083 | 0275 | 2008-10-02 | 2017-06-15 | 30030 | CTH OUTPATIENT CLINIC | 2008-09-19 | USD | 306.57 | Active | UNIVERSITY NEW MEXICO HOSPITAL
0000067670 | 1142190 | DETECTO SCALE COMPANY | DETECTO | DETECTO | SCALES/ PATIENT/ PLATFORM/ MECHANICAL |  | 468083 | 0272 | 2008-10-02 | 2017-06-15 | 30030 | CTH OUTPATIENT CLINIC | 2008-09-19 | USD | 306.57 | Active | UNIVERSITY NEW MEXICO HOSPITAL
0000067669 | 1142188 | DETECTO SCALE COMPANY | DETECTO | DETECTO | SCALES/ PATIENT/ PLATFORM/ MECHANICAL |  | 468083 | 0259 | 2008-10-02 | 2017-06-15 | 30030 | CTH OUTPATIENT CLINIC | 2008-09-19 | USD | 306.57 | Active | UNIVERSITY NEW MEXICO HOSPITAL
0000067668 | 1219773 | DETECTO SCALE COMPANY | DETECTO | DETECTO | SCALES/ PATIENT/ PLATFORM/ MECHANICAL |  | 468083 | 0266 | 2008-10-03 | 2017-06-15 | 30030 | CTH OUTPATIENT CLINIC | 2008-09-19 | USD | 306.57 | Active | UNIVERSITY NEW MEXICO HOSPITAL
0000067667 | 1219772 | DETECTO SCALE COMPANY | DETECTO | DETECTO | SCALES/ PATIENT/ PLATFORM/ MECHANICAL |  | 468083 | 0264 | 2008-10-03 | 2017-06-15 | 30030 | CTH OUTPATIENT CLINIC | 2008-09-19 | USD | 306.57 | Active | UNIVERSITY NEW MEXICO HOSPITAL
0000067666 | 1219771 | DETECTO SCALE COMPANY | DETECTO | DETECTO | SCALES/ PATIENT/ PLATFORM/ MECHANICAL |  | 468083 | 0267 | 2008-10-03 | 2017-06-15 | 30030 | CTH OUTPATIENT CLINIC | 2008-09-19 | USD | 306.57 | Active | UNIVERSITY NEW MEXICO HOSPITAL
0000067665 | 1219770 | DETECTO SCALE COMPANY | DETECTO | DETECTO | SCALES/ PATIENT/ PLATFORM/ MECHANICAL |  | 468083 | 0270 |  | 2017-06-15 | 30030 | CTH OUTPATIENT CLINIC | 2008-09-19 | USD | 306.57 | Active | UNIVERSITY NEW MEXICO HOSPITAL
0000067664 | 1219769 | DETECTO SCALE COMPANY | DETECTO | DETECTO | SCALES/ PATIENT/ PLATFORM/ MECHANICAL |  | 468083 | n/a |  | 2017-06-15 | 30030 | CTH OUTPATIENT CLINIC | 2008-09-19 | USD | 306.57 | Active | UNIVERSITY NEW MEXICO HOSPITAL
0000067663 | 1219768 | DETECTO SCALE COMPANY | DETECTO | DETECTO | SCALES/ PATIENT/ PLATFORM/ MECHANICAL |  | 468083 | e13508-0262 |  | 2017-06-15 | 30030 | CTH OUTPATIENT CLINIC | 2008-09-19 | USD | 306.57 | Active | UNIVERSITY NEW MEXICO HOSPITAL
0000067628 | 1142180 | DETECTO SCALE COMPANY | DETECTO | DETECTO | SCALES/ PATIENT/ PLATFORM/ MECHANICAL |  | 468083 | 0261 |  | 2017-06-15 | 30030 | CTH OUTPATIENT CLINIC | 2008-09-19 | USD | 306.57 | Active | UNIVERSITY NEW MEXICO HOSPITAL
0000067627 | 1219761 | DETECTO SCALE COMPANY | DETECTO | DETECTO | SCALES/ PATIENT/ PLATFORM/ MECHANICAL |  | 468083 | 0269 |  | 2017-06-15 | 30030 | CTH OUTPATIENT CLINIC | 2008-09-19 | USD | 306.57 | Active | UNIVERSITY NEW MEXICO HOSPITAL
0000067626 | 1219760 | DETECTO SCALE COMPANY | DETECTO | DETECTO | SCALES/ PATIENT/ PLATFORM/ MECHANICAL |  | 468083 | 0265 |  | 2017-06-15 | 30030 | CTH OUTPATIENT CLINIC | 2008-09-19 | USD | 306.57 | Active | UNIVERSITY NEW MEXICO HOSPITAL
0000067624 | 1219759 | DETECTO SCALE COMPANY | DETECTO | DETECTO | SCALES/ PATIENT/ PLATFORM/ MECHANICAL |  | 468083 | e13508-0260 |  | 2017-06-15 | 30030 | CTH OUTPATIENT CLINIC | 2008-09-19 | USD | 306.57 | Active | UNIVERSITY NEW MEXICO HOSPITAL
0000064858 | 1140912 | HEALTHCARE SERVICE AND SUPPLY | ALP 501 | 501 | COMPRESSION UNITS/ INTERMITTENT |  | 478571 | 3332 | 2012-08-17 | 2013-08-15 | 12230 | GEN MED/SAC (4-W) | 2008-09-18 | USD | 0.01 | Active | UNIVERSITY NEW MEXICO HOSPITAL
0000067745 | 1142261 | STERIS CORP | DA-60 | HARMONY EMS | EQUIPMENT BOOM ARMS |  | 475737 | 0417808049 |  | 2017-06-15 | 15000 | OPERATING ROOM | 2008-09-18 | USD | 33549.2 | Active | UNIVERSITY NEW MEXICO HOSPITAL
0000067639 | 1142300 | HEALTHCARE SERVICE AND SUPPLY | ALP 501 | 501 | COMPRESSION UNITS/ INTERMITTENT |  | 478571 | 11153 | 2012-08-31 | 2017-06-15 | 12520 | MOTHER & BABY UNIT (3-E) BBRP | 2008-09-17 | USD | 0.01 | Active | UNIVERSITY NEW MEXICO HOSPITAL
0000067638 | 1142299 | HEALTHCARE SERVICE AND SUPPLY | ALP 501 | 501 | COMPRESSION UNITS/ INTERMITTENT |  | 478571 | 5395 | 2013-05-10 | 2014-05-15 | 12110 | NEUROSCIENCE ICU | 2008-09-17 | USD | 0.01 | Active | UNIVERSITY NEW MEXICO HOSPITAL
0000067637 | 1142047 | HEALTHCARE SERVICE AND SUPPLY | ALP 501 | 501 | COMPRESSION UNITS/ INTERMITTENT |  | 478571 | 3318 | 2013-05-13 | 2014-05-15 | 12120 | MEDICAL/CARDIAC ICU | 2008-09-17 | USD | 0.01 | Active | UNIVERSITY NEW MEXICO HOSPITAL
0000067636 | 1142048 | HEALTHCARE SERVICE AND SUPPLY | ALP 501 | 501 | COMPRESSION UNITS/ INTERMITTENT |  | 478571 | 3329 | 2012-08-07 | 2013-08-15 | 12240 | GENERAL SURGERY (6-S) | 2008-09-17 | USD | 0.01 | Active | UNIVERSITY NEW MEXICO HOSPITAL
0000067635 | 1142049 | HEALTHCARE SERVICE AND SUPPLY | ALP 501 | 501 | COMPRESSION UNITS/ INTERMITTENT |  | 478571 | 3326 | 2012-08-02 | 2013-08-15 | 12210 | CORONARY CARE SUBACUTE | 2008-09-17 | USD | 0.01 | Active | UNIVERSITY NEW MEXICO HOSPITAL
0000067634 | 1142050 | HEALTHCARE SERVICE AND SUPPLY | ALP 501 | 501 | COMPRESSION UNITS/ INTERMITTENT |  | 478571 | 5307 | 2013-05-30 | 2014-05-15 | 12520 | MOTHER & BABY UNIT (3-E) BBRP | 2008-09-17 | USD | 0.01 | Active | UNIVERSITY NEW MEXICO HOSPITAL
0000067633 | 1142051 | HEALTHCARE SERVICE AND SUPPLY | ALP 501 | 501 | COMPRESSION UNITS/ INTERMITTENT |  | 478571 | 3300 | 2013-05-13 | 2014-05-15 | 12120 | MEDICAL/CARDIAC ICU | 2008-09-17 | USD | 0.01 | Active | UNIVERSITY NEW MEXICO HOSPITAL
0000067632 | 1142052 | HEALTHCARE SERVICE AND SUPPLY | ALP 501 | 501 | COMPRESSION UNITS/ INTERMITTENT |  | 478571 | 2342 | 2012-08-30 | 2013-08-15 | 12310 | ADULT ONCOLOGY MED/SURG | 2008-09-17 | USD | 0.01 | Active | UNIVERSITY NEW MEXICO HOSPITAL
0000067631 | 1142053 | HEALTHCARE SERVICE AND SUPPLY | ALP 501 | 501 | COMPRESSION UNITS/ INTERMITTENT |  | 478571 | 3306 | 2012-08-28 | 2013-08-15 | 12230 | GEN MED/SAC (4-W) | 2008-09-17 | USD | 0.01 | Active | UNIVERSITY NEW MEXICO HOSPITAL
0000067785 | 1142292 | HEALTHCARE SERVICE AND SUPPLY | ALP 501 | 501 | COMPRESSION UNITS/ INTERMITTENT |  | 478571 | 8052 | 2013-05-09 | 2014-05-15 | 12130 | TRAUMA/SURGICAL ICU | 2008-09-17 | USD | 0.01 | Active | UNIVERSITY NEW MEXICO HOSPITAL
0000067784 | 1142291 | HEALTHCARE SERVICE AND SUPPLY | ALP 501 | 501 | COMPRESSION UNITS/ INTERMITTENT |  | 478571 | 5203 | 2012-08-03 | 2013-08-15 | 12240 | GENERAL SURGERY (6-S) | 2008-09-17 | USD | 0.01 | Active | UNIVERSITY NEW MEXICO HOSPITAL
0000067783 | 1142290 | HEALTHCARE SERVICE AND SUPPLY | ALP 501 | 501 | COMPRESSION UNITS/ INTERMITTENT |  | 478571 | 3303 | 2012-08-31 | 2013-08-15 | 12230 | GEN MED/SAC (4-W) | 2008-09-17 | USD | 0.01 | Active | UNIVERSITY NEW MEXICO HOSPITAL
0000067779 | 1142293 | HEALTHCARE SERVICE AND SUPPLY | ALP 501 | 501 | COMPRESSION UNITS/ INTERMITTENT |  | 478571 | 7864 | 2012-08-31 | 2013-08-15 | 12340 | SURGICAL SPECIALITY UNIT (4-S) | 2008-09-17 | USD | 0.01 | Active | UNIVERSITY NEW MEXICO HOSPITAL
0000067778 | 1142289 | HEALTHCARE SERVICE AND SUPPLY | ALP 501 | 501 | COMPRESSION UNITS/ INTERMITTENT |  | 478571 | 10542 | 2013-05-06 | 2014-05-15 | 12360 | NEUROSCIENCE | 2008-09-17 | USD | 0.01 | Active | UNIVERSITY NEW MEXICO HOSPITAL
0000067777 | 1142288 | HEALTHCARE SERVICE AND SUPPLY | ALP 501 | 501 | COMPRESSION UNITS/ INTERMITTENT |  | 478571 | 8494 | 2012-08-01 | 2013-08-15 | 12360 | NEUROSCIENCE | 2008-09-17 | USD | 0.01 | Active | UNIVERSITY NEW MEXICO HOSPITAL
0000067775 | 1142286 | HEALTHCARE SERVICE AND SUPPLY | ALP 501 | 501 | COMPRESSION UNITS/ INTERMITTENT |  | 478571 | 2159 | 2012-08-09 | 2013-08-15 | 12360 | NEUROSCIENCE | 2008-09-17 | USD | 0.01 | Active | UNIVERSITY NEW MEXICO HOSPITAL
0000067774 | 1142285 | HEALTHCARE SERVICE AND SUPPLY | ALP 501 | 501 | COMPRESSION UNITS/ INTERMITTENT |  | 478571 | 3301 | 2013-05-06 | 2014-05-15 | 21015 | ED-NORTH | 2008-09-17 | USD | 0.01 | Active | UNIVERSITY NEW MEXICO HOSPITAL
0000067773 | 1142284 | HEALTHCARE SERVICE AND SUPPLY | ALP 501 | 501 | COMPRESSION UNITS/ INTERMITTENT |  | 478571 | 11178 | 2013-05-22 | 2014-05-15 | 12430 | GENERAL PEDIATRICS UNIT | 2008-09-17 | USD | 0.01 | Active | UNIVERSITY NEW MEXICO HOSPITAL
0000067772 | 1142283 | HEALTHCARE SERVICE AND SUPPLY | ALP 501 | 501 | COMPRESSION UNITS/ INTERMITTENT |  | 478571 | 6680 | 2013-05-07 | 2014-05-15 | 12430 | GENERAL PEDIATRICS UNIT | 2008-09-17 | USD | 0.01 | Active | UNIVERSITY NEW MEXICO HOSPITAL
0000067771 | 1142282 | HEALTHCARE SERVICE AND SUPPLY | ALP 501 | 501 | COMPRESSION UNITS/ INTERMITTENT |  | 478571 | 3328 | 2013-05-22 | 2014-05-15 | 12520 | MOTHER & BABY UNIT (3-E) BBRP | 2008-09-17 | USD | 0.01 | Active | UNIVERSITY NEW MEXICO HOSPITAL
0000067770 | 1142281 | HEALTHCARE SERVICE AND SUPPLY | ALP 501 | 501 | COMPRESSION UNITS/ INTERMITTENT |  | 478571 | 11186 | 2013-05-07 | 2014-05-15 | 15005 | OPERATING ROOM - BBRP | 2008-09-17 | USD | 0.01 | Active | UNIVERSITY NEW MEXICO HOSPITAL
0000067769 | 1142307 | HEALTHCARE SERVICE AND SUPPLY | ALP 501 | 501 | COMPRESSION UNITS/ INTERMITTENT |  | 478571 | 10525 | 2012-08-31 | 2013-08-15 | 12230 | GEN MED/SAC (4-W) | 2008-09-17 | USD | 0.01 | Reactivated | UNIVERSITY NEW MEXICO HOSPITAL
0000067768 | 1142306 | HEALTHCARE SERVICE AND SUPPLY | ALP 501 | 501 | COMPRESSION UNITS/ INTERMITTENT |  | 478571 | 3327 | 2012-08-09 | 2013-08-15 | 12340 | SURGICAL SPECIALITY UNIT (4-S) | 2008-09-17 | USD | 0.01 | Active | UNIVERSITY NEW MEXICO HOSPITAL
0000067767 | 1142305 | HEALTHCARE SERVICE AND SUPPLY | ALP 501 | 501 | COMPRESSION UNITS/ INTERMITTENT |  | 478571 | 5266 | 2013-05-31 | 2014-05-15 | 12520 | MOTHER & BABY UNIT (3-E) BBRP | 2008-09-17 | USD | 0.01 | Active | UNIVERSITY NEW MEXICO HOSPITAL
0000067765 | 1142303 | HEALTHCARE SERVICE AND SUPPLY | ALP 501 | 501 | COMPRESSION UNITS/ INTERMITTENT |  | 478571 | 9785 | 2012-08-17 | 2013-08-15 | 12220 | MED/SURG SUBACUTE (4-E) | 2008-09-17 | USD | 0.01 | Active | UNIVERSITY NEW MEXICO HOSPITAL
0000067764 | 1142302 | HEALTHCARE SERVICE AND SUPPLY | ALP 501 | 501 | COMPRESSION UNITS/ INTERMITTENT |  | 478571 | 5493 | 2013-05-13 | 2014-05-15 | 12120 | MEDICAL/CARDIAC ICU | 2008-09-17 | USD | 0.01 | Active | UNIVERSITY NEW MEXICO HOSPITAL
0000067763 | 1142301 | HEALTHCARE SERVICE AND SUPPLY | ALP 501 | 501 | COMPRESSION UNITS/ INTERMITTENT |  | 478571 | 11176 | 2012-08-31 | 2013-08-15 | 12320 | GENERAL MEDICINE (5-W) | 2008-09-17 | USD | 0.01 | Active | UNIVERSITY NEW MEXICO HOSPITAL
0000067796 | 1142310 | OR SOLUTIONS INC | ORS-2094R | ORS-2094R | WARMING UNITS |  | 477290 | 47032 | 2017-06-08 | 2018-06-15 | 15000 | OPERATING ROOM | 2008-09-17 | USD | 0.09 | Active | UNIVERSITY NEW MEXICO HOSPITAL
0000067795 | 1142309 | OR SOLUTIONS INC | ORS-2094R | ORS-2094R | WARMING UNITS |  | 477290 | 41211 | 2017-06-15 | 2018-06-15 | 15000 | OPERATING ROOM | 2008-09-17 | USD | 0.09 | Active | UNIVERSITY NEW MEXICO HOSPITAL
0000067623 | 1142039 | ZOLL MEDICAL CORP | AED PRO | AED PRO | DEFIBRILLATORS/ EXTERNAL/ AUTOMATED |  | 467891 | AA08F11042 | 2017-07-14 | 2018-01-15 | 30030 | CTH OUTPATIENT CLINIC | 2008-09-16 | USD | 2907.57 | Active | UNIVERSITY NEW MEXICO HOSPITAL
0000067761 | 1140398 | RESMED CORP | VPAP AUTO | VPAP AUTO | CONTINUOUS POSITIVE AIRWAY PRESSURE UNITS |  | 479032 | 20080325289 | 2017-02-01 | 2018-02-15 | 34015 | SLEEP DISORDERS CENTER 1101-2 | 2008-09-16 | USD | 0.01 | Active | UNIVERSITY NEW MEXICO HOSPITAL
0000067641 | 1142163 | TANITA CORP OF AMERICA INC | BWB-800 | BWB-800 | SCALES/ PATIENT |  | 468082 | v598542 | 2017-01-05 | 2018-01-15 | 30030 | CTH OUTPATIENT CLINIC | 2008-09-16 | USD | 1801.32 | Reactivated | UNIVERSITY NEW MEXICO HOSPITAL
0000067729 | 1140397 | RESMED CORP | VPAP AUTO | VPAP AUTO | CONTINUOUS POSITIVE AIRWAY PRESSURE UNITS |  | 479032 | 20080066904 | 2017-02-24 | 2018-02-15 | 34015 | SLEEP DISORDERS CENTER 1101-2 | 2008-09-16 | USD | 0.01 | Active | UNIVERSITY NEW MEXICO HOSPITAL
0000067653 | 1142169 | TANITA CORP OF AMERICA INC | BWB-800 | BWB-800 | SCALES/ PATIENT |  | 468082 | V596766 | 2017-01-05 | 2018-01-15 | 30030 | CTH OUTPATIENT CLINIC | 2008-09-16 | USD | 1801.32 | Active | UNIVERSITY NEW MEXICO HOSPITAL
0000067703 | 1140204 | CLAY-ADAMS | COMPACT II | COMPACT II | CENTRIFUGES/ TABLETOP |  | 476096 | 4500011 | 2017-07-14 | 2018-01-15 | 30030 | CTH OUTPATIENT CLINIC | 2008-09-16 | USD | 808.85 | Active | UNIVERSITY NEW MEXICO HOSPITAL
0000067652 | 1142170 | TANITA CORP OF AMERICA INC | BWB-800 | BWB-800 | SCALES/ PATIENT |  | 468082 | V596727 | 2014-01-16 | 2014-01-15 | 30030 | CTH OUTPATIENT CLINIC | 2008-09-16 | USD | 1801.32 | Active | UNIVERSITY NEW MEXICO HOSPITAL
0000067743 | 1142253 | STERIS CORP | HARMONY DUAL LED 585 | HARMONY DUAL LED 585 | LIGHTS/ SURGICAL |  | 475737 | 0416208006 | 2017-06-21 | 2018-06-15 | 15000 | OPERATING ROOM | 2008-09-16 | USD | 27592.99 | Active | UNIVERSITY NEW MEXICO HOSPITAL
0000067651 | 1142171 | TANITA CORP OF AMERICA INC | BWB-800 | BWB-800 | SCALES/ PATIENT |  | 468082 | V596924 | 2017-01-05 | 2018-01-15 | 30030 | CTH OUTPATIENT CLINIC | 2008-09-16 | USD | 1801.32 | Active | UNIVERSITY NEW MEXICO HOSPITAL
0000067742 | 1142252 | STERIS CORP | HARMONY DUAL LED 585 | HARMONY DUAL LED 585 | LIGHTS/ SURGICAL |  | 475737 | 0416208007 | 2017-06-21 | 2018-06-15 | 15000 | OPERATING ROOM | 2008-09-16 | USD | 27592.98 | Active | UNIVERSITY NEW MEXICO HOSPITAL
0000067650 | 1142172 | TANITA CORP OF AMERICA INC | BWB-800 | BWB-800 | SCALES/ PATIENT |  | 468082 | V597144 | 2017-01-23 | 2018-01-15 | 30030 | CTH OUTPATIENT CLINIC | 2008-09-16 | USD | 1801.32 | Reactivated | UNIVERSITY NEW MEXICO HOSPITAL
0000067744 | 1142262 | INTUITIVE SURGICAL INC | PS2000 | PS2000 | ROBOTIC ARMS |  | UNKNOWN | SG594 | 2017-06-21 | 2018-06-15 | 15000 | OPERATING ROOM | 2008-09-16 | USD | 0.01 | Active | UNIVERSITY NEW MEXICO HOSPITAL
0000067649 | 1142155 | TANITA CORP OF AMERICA INC | BWB-800 | BWB-800 | SCALES/ PATIENT |  | 468082 | V596691 | 2017-01-05 | 2018-01-15 | 30030 | CTH OUTPATIENT CLINIC | 2008-09-16 | USD | 1801.32 | Active | UNIVERSITY NEW MEXICO HOSPITAL
0000067701 | 1140206 | SHERWOOD MEDICAL | FIRSTTEMP GENIUS | 3000A | THERMOMETERS/ ELECTRONIC/ INFRARED/ EAR |  | 468080 | J0813205 |  | 2017-06-15 | 30030 | CTH OUTPATIENT CLINIC | 2008-09-16 | USD | 323.01 | Active | UNIVERSITY NEW MEXICO HOSPITAL
0000067648 | 1142156 | TANITA CORP OF AMERICA INC | BWB-800 | BWB-800 | SCALES/ PATIENT |  | 468082 | V598636 | 2017-01-05 | 2018-01-15 | 30030 | CTH OUTPATIENT CLINIC | 2008-09-16 | USD | 1801.32 | Reactivated | UNIVERSITY NEW MEXICO HOSPITAL
0000067700 | 1140207 | SHERWOOD MEDICAL | FIRSTTEMP GENIUS | 3000A | THERMOMETERS/ ELECTRONIC/ INFRARED/ EAR |  | 468080 | J07229352 |  | 2017-06-15 | 30030 | CTH OUTPATIENT CLINIC | 2008-09-16 | USD | 323.01 | Active | UNIVERSITY NEW MEXICO HOSPITAL
0000067647 | 1142157 | TANITA CORP OF AMERICA INC | BWB-800 | BWB-800 | SCALES/ PATIENT |  | 468082 | V597629 | 2017-01-05 | 2018-01-15 | 30030 | CTH OUTPATIENT CLINIC | 2008-09-16 | USD | 1801.32 | Active | UNIVERSITY NEW MEXICO HOSPITAL
0000067699 | 1140193 | SHERWOOD MEDICAL | FIRSTTEMP GENIUS | 3000A | THERMOMETERS/ ELECTRONIC/ INFRARED/ EAR |  | 468080 | J0729302 |  | 2017-06-15 | 30030 | CTH OUTPATIENT CLINIC | 2008-09-16 | USD | 323.01 | Active | UNIVERSITY NEW MEXICO HOSPITAL
0000067646 | 1142158 | TANITA CORP OF AMERICA INC | BWB-800 | BWB-800 | SCALES/ PATIENT |  | 468082 | V5996224 | 2017-01-23 | 2018-01-15 | 30030 | CTH OUTPATIENT CLINIC | 2008-09-16 | USD | 1801.32 | Active | UNIVERSITY NEW MEXICO HOSPITAL
0000067645 | 1142159 | TANITA CORP OF AMERICA INC | BWB-800 | BWB-800 | SCALES/ PATIENT |  | 468082 | V597965 | 2017-01-05 | 2018-01-15 | 30030 | CTH OUTPATIENT CLINIC | 2008-09-16 | USD | 1801.32 | Active | UNIVERSITY NEW MEXICO HOSPITAL
0000067705 | 1140202 | TANITA CORP OF AMERICA INC | BWB-800 | BWB-800 | SCALES/ PATIENT |  | 468082 | V597286 | 2017-01-05 | 2018-01-15 | 30030 | CTH OUTPATIENT CLINIC | 2008-09-16 | USD | 1801.32 | Active | UNIVERSITY NEW MEXICO HOSPITAL
0000067704 | 1140203 | TANITA CORP OF AMERICA INC | BWB-800 | BWB-800 | SCALES/ PATIENT |  | 468082 | V597265 | 2017-01-06 | 2018-01-15 | 30030 | CTH OUTPATIENT CLINIC | 2008-09-16 | USD | 1801.32 | Reactivated | UNIVERSITY NEW MEXICO HOSPITAL
0000067644 | 1142160 | TANITA CORP OF AMERICA INC | BWB-800 | BWB-800 | SCALES/ PATIENT |  | 468082 | V597995 | 2016-01-26 | 2014-01-15 | 30030 | CTH OUTPATIENT CLINIC | 2008-09-16 | USD | 1801.32 | Active | UNIVERSITY NEW MEXICO HOSPITAL
0000067643 | 1142161 | TANITA CORP OF AMERICA INC | BWB-800 | BWB-800 | SCALES/ PATIENT |  | 468082 | V598346 | 2017-01-05 | 2018-01-15 | 30030 | CTH OUTPATIENT CLINIC | 2008-09-16 | USD | 1801.32 | Active | UNIVERSITY NEW MEXICO HOSPITAL
0000067642 | 1142162 | TANITA CORP OF AMERICA INC | BWB-800 | BWB-800 | SCALES/ PATIENT |  | 468082 | V597931 | 2017-01-05 | 2018-01-15 | 30030 | CTH OUTPATIENT CLINIC | 2008-09-16 | USD | 1801.32 | Reactivated | UNIVERSITY NEW MEXICO HOSPITAL
0000067655 | 1142167 | BREWER ACCESS | 6000/6001 | 6000/6001 | TABLES/ EXAMINATION/TREATMENT |  | 468416 | HL003540 | 2010-01-21 | 2017-06-15 | 30030 | CTH OUTPATIENT CLINIC | 2008-09-16 | USD | 4214.29 | Active | UNIVERSITY NEW MEXICO HOSPITAL
0000067654 | 1142168 | BREWER ACCESS | 6000/6001 | 6000/6001 | TABLES/ EXAMINATION/TREATMENT |  | 468416 | HL003539 | 2010-11-29 | 2017-06-15 | 30030 | CTH OUTPATIENT CLINIC | 2008-09-16 | USD | 4214.29 | Active | UNIVERSITY NEW MEXICO HOSPITAL
0000067131 | 1003343 | GE Healthcare USA | Pro 400 V2 | Pro 400 V2 | MONITORING SYSTEMS/ PHYSIOLOGIC/ ACUTE CARE |  | 468943 | AAX08090101SA | 2017-01-01 | 2018-01-15 | 30030 | CTH OUTPATIENT CLINIC | 2008-09-16 | USD | 4903.36 | Active | UNIVERSITY NEW MEXICO HOSPITAL
0000067130 | 1003342 | GE Healthcare USA | Pro 400 V2 | Pro 400 V2 | MONITORING SYSTEMS/ PHYSIOLOGIC/ ACUTE CARE |  | 468943 | AAX08190096SA | 2017-01-04 | 2018-01-15 | 30030 | CTH OUTPATIENT CLINIC | 2008-09-16 | USD | 4903.36 | Active | UNIVERSITY NEW MEXICO HOSPITAL
0000067129 | 1003341 | GE Healthcare USA | Pro 400 V2 | Pro 400 V2 | MONITORING SYSTEMS/ PHYSIOLOGIC/ ACUTE CARE |  | 468943 | AAX08190092SA | 2017-01-04 | 2018-01-15 | 30030 | CTH OUTPATIENT CLINIC | 2008-09-16 | USD | 4903.36 | Active | UNIVERSITY NEW MEXICO HOSPITAL
0000067741 | 1142251 | EXERGEN CORP | TAT-5000 | TAT-5000 | THERMOMETERS/ ELECTRONIC/ INFRARED |  | 478246 | A110206 |  | 2017-06-15 | 12240 | GENERAL SURGERY (6-S) | 2008-09-15 | USD | 316 | Active | UNIVERSITY NEW MEXICO HOSPITAL
0000067740 | 1142250 | EXERGEN CORP | TAT-5000 | TAT-5000 | THERMOMETERS/ ELECTRONIC/ INFRARED |  | 478246 | A110220 |  | 2017-06-15 | 12240 | GENERAL SURGERY (6-S) | 2008-09-15 | USD | 316 | Active | UNIVERSITY NEW MEXICO HOSPITAL
0000067725 | 1142237 | AMVEX CORP | VR-PIUD-CMA | VR-PIUD-CMA | REGULATORS/ SUCTION |  | 478085 | VRA08356GH |  | 2017-06-15 | 12340 | SURGICAL SPECIALITY UNIT (4-S) | 2008-09-15 | USD | 350 | Active | UNIVERSITY NEW MEXICO HOSPITAL
0000067724 | 1142236 | AMVEX CORP | VR-PIUD-CMA | VR-PIUD-CMA | REGULATORS/ SUCTION |  | 478085 | VRA08353GH |  | 2017-06-15 | 12340 | SURGICAL SPECIALITY UNIT (4-S) | 2008-09-15 | USD | 350 | Active | UNIVERSITY NEW MEXICO HOSPITAL
0000067723 | 1142235 | AMVEX CORP | VR-PIUD-CMA | VR-PIUD-CMA | REGULATORS/ SUCTION |  | 478085 | VRA08358GH |  | 2017-06-15 | 12340 | SURGICAL SPECIALITY UNIT (4-S) | 2008-09-15 | USD | 350 | Active | UNIVERSITY NEW MEXICO HOSPITAL
0000067722 | 1142234 | AMVEX CORP | VR-PIUD-CMA | VR-PIUD-CMA | REGULATORS/ SUCTION |  | 478085 | VRA08355GH |  | 2017-06-15 | 12340 | SURGICAL SPECIALITY UNIT (4-S) | 2008-09-15 | USD | 350 | Active | UNIVERSITY NEW MEXICO HOSPITAL
0000067721 | 1142233 | AMVEX CORP | VR-PIUD-CMA | VR-PIUD-CMA | REGULATORS/ SUCTION |  | 478085 | VRA08354GH |  | 2017-06-15 | 12340 | SURGICAL SPECIALITY UNIT (4-S) | 2008-09-15 | USD | 350 | Active | UNIVERSITY NEW MEXICO HOSPITAL
0000067720 | 1142232 | AMVEX CORP | VR-PIUD-CMA | VR-PIUD-CMA | REGULATORS/ SUCTION |  | 478085 | VRA08351GH |  | 2017-06-15 | 12340 | SURGICAL SPECIALITY UNIT (4-S) | 2008-09-15 | USD | 350 | Active | UNIVERSITY NEW MEXICO HOSPITAL
0000067719 | 1142231 | AMVEX CORP | VR-PIUD-CMA | VR-PIUD-CMA | REGULATORS/ SUCTION |  | 478085 | VRA08361GH |  | 2017-06-15 | 12340 | SURGICAL SPECIALITY UNIT (4-S) | 2008-09-15 | USD | 350 | Active | UNIVERSITY NEW MEXICO HOSPITAL
0000067718 | 1142230 | AMVEX CORP | VR-PIUD-CMA | VR-PIUD-CMA | REGULATORS/ SUCTION |  | 478085 | VRA08363GH |  | 2017-06-15 | 12340 | SURGICAL SPECIALITY UNIT (4-S) | 2008-09-15 | USD | 350 | Active | UNIVERSITY NEW MEXICO HOSPITAL
0000067717 | 1142229 | AMVEX CORP | VR-PIUD-CMA | VR-PIUD-CMA | REGULATORS/ SUCTION |  | 478085 | VRA08360GH |  | 2017-06-15 | 12340 | SURGICAL SPECIALITY UNIT (4-S) | 2008-09-15 | USD | 350 | Active | UNIVERSITY NEW MEXICO HOSPITAL
0000067716 | 1142228 | AMVEX CORP | VR-PIUD-CMA | VR-PIUD-CMA | REGULATORS/ SUCTION |  | 478085 | VRA08359GH |  | 2017-06-15 | 12340 | SURGICAL SPECIALITY UNIT (4-S) | 2008-09-15 | USD | 350 | Active | UNIVERSITY NEW MEXICO HOSPITAL
0000067715 | 1142227 | AMVEX CORP | VR-PIUD-CMA | VR-PIUD-CMA | REGULATORS/ SUCTION |  | 478085 | VRA08362GH |  | 2017-06-15 | 12340 | SURGICAL SPECIALITY UNIT (4-S) | 2008-09-15 | USD | 350 | Active | UNIVERSITY NEW MEXICO HOSPITAL
0000067714 | 1142226 | AMVEX CORP | VR-PIUD-CMA | VR-PIUD-CMA | REGULATORS/ SUCTION |  | 478085 | VRA08364GH |  | 2017-06-15 | 12340 | SURGICAL SPECIALITY UNIT (4-S) | 2008-09-15 | USD | 350 | Active | UNIVERSITY NEW MEXICO HOSPITAL
0000067734 | 1142244 | AMVEX CORP | VR-PIUD-CMA | VR-PIUD-CMA | REGULATORS/ SUCTION |  | 478085 | VRA08368GH |  | 2017-06-15 | 12340 | SURGICAL SPECIALITY UNIT (4-S) | 2008-09-15 | USD | 350 | Active | UNIVERSITY NEW MEXICO HOSPITAL
0000067733 | 1142243 | AMVEX CORP | VR-PIUD-CMA | VR-PIUD-CMA | REGULATORS/ SUCTION |  | 478085 | VRA08365GH |  | 2017-06-15 | 12340 | SURGICAL SPECIALITY UNIT (4-S) | 2008-09-15 | USD | 350 | Active | UNIVERSITY NEW MEXICO HOSPITAL
0000067732 | 1442242 | AMVEX CORP | VR-PIUD-CMA | VR-PIUD-CMA | REGULATORS/ SUCTION |  | 478085 | VRA0369GH |  | 2017-06-15 | 12340 | SURGICAL SPECIALITY UNIT (4-S) | 2008-09-15 | USD | 350 | Active | UNIVERSITY NEW MEXICO HOSPITAL
0000067731 | 1142241 | AMVEX CORP | VR-PIUD-CMA | VR-PIUD-CMA | REGULATORS/ SUCTION |  | 478085 | VRA08352GH |  | 2017-06-15 | 12340 | SURGICAL SPECIALITY UNIT (4-S) | 2008-09-15 | USD | 350 | Active | UNIVERSITY NEW MEXICO HOSPITAL
0000067730 | 1142240 | AMVEX CORP | VR-PIUD-CMA | VR-PIUD-CMA | REGULATORS/ SUCTION |  | 478085 | VRA08350GH |  | 2017-06-15 | 12340 | SURGICAL SPECIALITY UNIT (4-S) | 2008-09-15 | USD | 350 | Active | UNIVERSITY NEW MEXICO HOSPITAL
0000067727 | 1142239 | AMVEX CORP | VR-PIUD-CMA | VR-PIUD-CMA | REGULATORS/ SUCTION |  | 478085 | VRA08367GH |  | 2017-06-15 | 12340 | SURGICAL SPECIALITY UNIT (4-S) | 2008-09-15 | USD | 350 | Active | UNIVERSITY NEW MEXICO HOSPITAL
0000067726 | 1142238 | AMVEX CORP | VR-PIUD-CMA | VR-PIUD-CMA | REGULATORS/ SUCTION |  | 478085 | VRA08357GH |  | 2017-06-15 | 12340 | SURGICAL SPECIALITY UNIT (4-S) | 2008-09-15 | USD | 350 | Active | UNIVERSITY NEW MEXICO HOSPITAL
0000067713 | 1142224 | GAMBRO AB | PRISMAFLEX | PRISMAFLEX | HEMODIALYSIS UNITS | 476643 | 476643 | PA3889 | 2017-04-27 | 2018-04-15 | 12120 | MEDICAL/CARDIAC ICU | 2008-09-15 | USD | 34458 | Active | UNIVERSITY NEW MEXICO HOSPITAL
0000067739 | 1142249 | SHERWOOD MEDICAL | FIRSTTEMP GENIUS | 3000A | THERMOMETERS/ ELECTRONIC/ INFRARED/ EAR |  | 478126 | J0816330 |  | 2017-06-15 | 12240 | GENERAL SURGERY (6-S) | 2008-09-15 | USD | 323.01 | Active | UNIVERSITY NEW MEXICO HOSPITAL
0000067711 | 1142212 | INTOXIMETERS | ALCOSENSOR | ALCOSENSOR | ANALYZERS/ LABORATORY/ BODY FLUIDS/ ALCOHOL |  | 478073 | 1226895 | 2016-07-26 | 2017-07-15 | 21015 | ED-NORTH | 2008-09-12 | USD | 490.01 | Active | UNIVERSITY NEW MEXICO HOSPITAL
0000067684 | 1142009 | HILL-ROM INC | 767 | 767 | OPHTHALMOSCOPE/OTOSCOPES |  | 468078 | none |  | 2017-06-15 | 30030 | CTH OUTPATIENT CLINIC | 2008-09-12 | USD | 237 | Active | UNIVERSITY NEW MEXICO HOSPITAL
0000067689 | 1142004 | HILL-ROM INC | 767 | 767 | OPHTHALMOSCOPE/OTOSCOPES |  | 468078 | none |  | 2017-06-15 | 30030 | CTH OUTPATIENT CLINIC | 2008-09-11 | USD | 237.4 | Active | UNIVERSITY NEW MEXICO HOSPITAL
0000067688 | 1142005 | HILL-ROM INC | 767 | 767 | OPHTHALMOSCOPE/OTOSCOPES |  | 468078 | none |  | 2017-06-15 | 30030 | CTH OUTPATIENT CLINIC | 2008-09-11 | USD | 237.4 | Active | UNIVERSITY NEW MEXICO HOSPITAL
0000067687 | 1142006 | HILL-ROM INC | 767 | 767 | OPHTHALMOSCOPE/OTOSCOPES |  | 468078 | none |  | 2017-06-15 | 30030 | CTH OUTPATIENT CLINIC | 2008-09-11 | USD | 237.4 | Active | UNIVERSITY NEW MEXICO HOSPITAL
0000067686 | 1142007 | HILL-ROM INC | 767 | 767 | OPHTHALMOSCOPE/OTOSCOPES |  | 468078 | none |  | 2017-06-15 | 30030 | CTH OUTPATIENT CLINIC | 2008-09-11 | USD | 237.4 | Active | UNIVERSITY NEW MEXICO HOSPITAL
0000067685 | 1219776 | HILL-ROM INC | 767 | 767 | OPHTHALMOSCOPE/OTOSCOPES |  | 468078 | none |  | 2017-06-15 | 30030 | CTH OUTPATIENT CLINIC | 2008-09-11 | USD | 237.4 | Active | UNIVERSITY NEW MEXICO HOSPITAL
0000067698 | 1219777 | HILL-ROM INC | 767 | 767 | OPHTHALMOSCOPE/OTOSCOPES |  | 468078 | none |  | 2017-06-15 | 30030 | CTH OUTPATIENT CLINIC | 2008-09-11 | USD | 237.4 | Active | UNIVERSITY NEW MEXICO HOSPITAL
0000067697 | 1140208 | HILL-ROM INC | 767 | 767 | OPHTHALMOSCOPE/OTOSCOPES |  | 468078 | none |  | 2017-06-15 | 30030 | CTH OUTPATIENT CLINIC | 2008-09-11 | USD | 237.4 | Active | UNIVERSITY NEW MEXICO HOSPITAL
0000067696 | 1140209 | HILL-ROM INC | 767 | 767 | OPHTHALMOSCOPE/OTOSCOPES |  | 468078 | none |  | 2017-06-15 | 30030 | CTH OUTPATIENT CLINIC | 2008-09-11 | USD | 237.4 | Active | UNIVERSITY NEW MEXICO HOSPITAL
0000067695 | 1142410 | HILL-ROM INC | 767 | 767 | OPHTHALMOSCOPE/OTOSCOPES |  | 468078 | none |  | 2017-06-15 | 30030 | CTH OUTPATIENT CLINIC | 2008-09-11 | USD | 237.4 | Active | UNIVERSITY NEW MEXICO HOSPITAL
0000067694 | 1140195 | HILL-ROM INC | 767 | 767 | OPHTHALMOSCOPE/OTOSCOPES |  | 468078 | none |  | 2017-06-15 | 30030 | CTH OUTPATIENT CLINIC | 2008-09-11 | USD | 237.4 | Active | UNIVERSITY NEW MEXICO HOSPITAL
0000067693 | 1140196 | HILL-ROM INC | 767 | 767 | OPHTHALMOSCOPE/OTOSCOPES |  | 468078 | none |  | 2017-06-15 | 30030 | CTH OUTPATIENT CLINIC | 2008-09-11 | USD | 237.4 | Active | UNIVERSITY NEW MEXICO HOSPITAL
0000067692 | 1140197 | HILL-ROM INC | 767 | 767 | OPHTHALMOSCOPE/OTOSCOPES |  | 468078 | none |  | 2017-06-15 | 30030 | CTH OUTPATIENT CLINIC | 2008-09-11 | USD | 237.4 | Active | UNIVERSITY NEW MEXICO HOSPITAL
0000067691 | 1140198 | HILL-ROM INC | 767 | 767 | OPHTHALMOSCOPE/OTOSCOPES |  | 468078 | none | 2013-02-26 | 2013-02-15 | 30030 | CTH OUTPATIENT CLINIC | 2008-09-11 | USD | 237.4 | Active | UNIVERSITY NEW MEXICO HOSPITAL
0000067690 | 1142003 | HILL-ROM INC | 767 | 767 | OPHTHALMOSCOPE/OTOSCOPES |  | 468078 | none |  | 2017-06-15 | 30030 | CTH OUTPATIENT CLINIC | 2008-09-11 | USD | 237.4 | Active | UNIVERSITY NEW MEXICO HOSPITAL
0000067707 | 1142208 | HEMOCUE INC | HB 201+ | HB 201+ | ANALYZERS/ POINT-OF-CARE/ WHOLE BLOOD/ HEMATOLOGY/ HEMOGLOBIN |  | 478435 | 0525610075 |  | 2017-06-15 | 12455 | NEWBORN ICU | 2008-09-11 | USD | 1607.77 | Active | UNIVERSITY NEW MEXICO HOSPITAL
0000067706 | 1142207 | HEMOCUE INC | HB 201+ | HB 201+ | ANALYZERS/ POINT-OF-CARE/ WHOLE BLOOD/ HEMATOLOGY/ HEMOGLOBIN |  | 477138 | 0741620006 |  | 2017-06-15 | 30115 | SE HEIGHTS CLINIC-SAN PABLO | 2008-09-11 | USD | 1607.77 | Active | UNIVERSITY NEW MEXICO HOSPITAL
0000067630 | 1142054 | RITTER-TYCOS DIV SYBRON CORP (MIDMARK) | 222-016 | 222-016 | TABLES/ EXAMINATION/TREATMENT |  | 469966 | V614336 |  | 2017-06-15 | 34655 | DERMATOLOGY CLINIC 1021 MED | 2008-09-05 | USD | 0.01 | Active | UNIVERSITY NEW MEXICO HOSPITAL
67629 | 1142055 | SCALE-TRONIX INC | 6702 | 6702 | SCALES/ PATIENT/ WHEELCHAIR |  | 473423 | 6702-4903 | 2016-10-07 | 2017-10-15 | 32005 | YCHC GENERAL | 2008-09-05 | USD | 3000 | Active | UNIVERSITY NEW MEXICO HOSPITAL
0000067430 | 1140913 | SCIFIT | PRO-1000 | PRO-1000 | EXERCISERS/ BICYCLE |  | found | EN-60601-1 |  | 2017-06-15 | 12480 | CTH REHAB-ORTHO UNIT | 2008-09-04 | USD | 1 | Active | UNIVERSITY NEW MEXICO HOSPITAL
0000067431 | 1140914 | MOBILITY RESEARCH | GAIT KEEPER | GAIT KEEPER | TREADMILLS |  | found | GK18T11-475-4338 | 2017-01-25 | 2018-01-15 | 12480 | CTH REHAB-ORTHO UNIT | 2008-09-04 | USD | 1 | Active | UNIVERSITY NEW MEXICO HOSPITAL
0000067429 | 1140910 | STERIS CORP | C-MAX | C-MAX | TABLES/ OPERATING |  | 468969 | C410508038 | 2017-01-01 | 2018-01-15 | 34655 | DERMATOLOGY CLINIC 1021 MED | 2008-09-03 | USD | 47268 | Active | UNIVERSITY NEW MEXICO HOSPITAL
0000067494 | 1140393 | ARJO HOSPITAL EQUIPMENT INC | KPA5010 | TEMPO | LIFTS/ PATIENT TRANSFER |  | 450196 | GB400464196T | 2016-08-01 | 2017-08-15 | 34015 | SLEEP DISORDERS CENTER 1101-2 | 2008-09-03 | USD | 4999 | Active | UNIVERSITY NEW MEXICO HOSPITAL
0000067548 | 1142002 | EXERGEN CORP | TAT-5000 | TAT-5000 | THERMOMETERS/ ELECTRONIC/ INFRARED |  | 476122 | A113139 |  | 2017-06-15 | 12410 | PEDIATRIC SPECIALTY CARE | 2008-09-02 | USD | 316 | Active | UNIVERSITY NEW MEXICO HOSPITAL
0000067547 | 1142001 | EXERGEN CORP | TAT-5000 | TAT-5000 | THERMOMETERS/ ELECTRONIC/ INFRARED |  | 476122 | A112572 |  | 2017-06-15 | 12410 | PEDIATRIC SPECIALTY CARE | 2008-09-02 | USD | 316 | Active | UNIVERSITY NEW MEXICO HOSPITAL
0000067546 | 1142000 | EXERGEN CORP | TAT-5000 | TAT-5000 | THERMOMETERS/ ELECTRONIC/ INFRARED |  | 476122 | A81743 |  | 2017-06-15 | 12410 | PEDIATRIC SPECIALTY CARE | 2008-09-02 | USD | 316 | Active | UNIVERSITY NEW MEXICO HOSPITAL
0000067542 | 1140741 | GE HEALTHCARE | PRO 300 | PRO 300 | MONITORS/ BEDSIDE/ BLOOD PRESSURE |  | 467749 | AAX0817002SA | 2016-10-01 | 2017-10-15 | 34315 | CLINICAL NEUROSCIENCE CENTER | 2008-09-02 | USD | 3894.01 | Active | UNIVERSITY NEW MEXICO HOSPITAL
0000070554 | 1161857 | HANS RUDOLPH, INC. | 5530 | 5530 | SYRINGES/ PLUNGER/ CALIBRATION |  | FOUND | 553-31351 |  | 2017-06-15 | 71520 | PULMONARY DIAGNOSTICS | 2008-09-01 | USD | 0.01 | Active | UNIVERSITY NEW MEXICO HOSPITAL
0000060287 | 1140390 | DATEX-OHMEDA INC | GIRAFFE OMNIBED | GIRAFFE OMNIBED | INCUBATORS/ INFANT |  | FOUND | HDHL50046 | 2017-02-02 | 2018-02-15 | 12455 | NEWBORN ICU | 2008-08-29 | USD | 0.01 | Active | UNIVERSITY NEW MEXICO HOSPITAL
0000067544 | 1140618 | THE KENDALL CO | FIRSTEMP GENIUS 3000A | FIRSTEMP GENIUS 3000A | THERMOMETERS/ ELECTRONIC/ INFRARED/ EAR |  | REPLACN64717 | J0713908 |  | 2017-06-15 | 21015 | ED-NORTH | 2008-08-29 | USD | 0.01 | Active | UNIVERSITY NEW MEXICO HOSPITAL
0000067584 | 1140619 | SHERWOOD MEDICAL | FIRSTTEMP GENIUS | 3000A | THERMOMETERS/ ELECTRONIC/ INFRARED/ EAR |  | REPLACN62543 | J0715655 |  | 2017-06-15 | 12410 | PEDIATRIC SPECIALTY CARE | 2008-08-29 | USD | 0.01 | Active | UNIVERSITY NEW MEXICO HOSPITAL
0000067581 | 1140622 | SHERWOOD MEDICAL | FIRSTTEMP GENIUS | 3000A | THERMOMETERS/ ELECTRONIC/ INFRARED/ EAR |  | REPLACN58047 | J0541561 |  | 2017-06-15 | 12240 | GENERAL SURGERY (6-S) | 2008-08-29 | USD | 85 | Active | UNIVERSITY NEW MEXICO HOSPITAL
0000067580 | 1140625 | SHERWOOD MEDICAL | FIRSTTEMP GENIUS | 3000A | THERMOMETERS/ ELECTRONIC/ INFRARED/ EAR |  | REPLACN62854 | J0642235 |  | 2017-06-15 | 12430 | GENERAL PEDIATRICS UNIT | 2008-08-29 | USD | 0.01 | Active | UNIVERSITY NEW MEXICO HOSPITAL
0000064059 | 1140386 | ARJO HOSPITAL EQUIPMENT INC | SARA 3000 (HEA1002-US ) | SARA 3000 (HEA1002-U | SCALES/ PATIENT/ BEDSIDE/ SLING |  | 456695 | STLA0711U006 | 2016-08-04 | 2017-08-15 | 12230 | GEN MED/SAC (4-W) | 2008-08-29 | USD | 5995.1 | Active | UNIVERSITY NEW MEXICO HOSPITAL
0000067534 | 1140817 | MEDASONICS INC | TRIA II | TRIA II | BLOOD-FLOW DETECTORS/ ULTRASONIC |  | FOUND | V22687 |  | 2017-06-15 | 12360 | NEUROSCIENCE | 2008-08-26 | USD | 0.01 | Active | UNIVERSITY NEW MEXICO HOSPITAL
0000067493 | 1140376 | PHILIPS HEALTHCARE | OMNILAB ADVANCED | OMNILAB ADVANCED | CONTINUOUS POSITIVE AIRWAY PRESSURE UNITS |  | FOUND | 4732013 | 2017-02-01 | 2017-02-15 | 34015 | SLEEP DISORDERS CENTER 1101-2 | 2008-08-26 | USD | 0.01 | Active | UNIVERSITY NEW MEXICO HOSPITAL
0000067509 | 1140824 | DENSPLY PROFESSIONAL | CAVITRON PLUS | CAVITRON PLUS | ULTRASOUND CLEANING SYSTEMS |  | UNKNOWN | G131-09517 |  | 2017-06-15 | 15005 | OPERATING ROOM - BBRP | 2008-08-22 | USD | 0.01 | Active | UNIVERSITY NEW MEXICO HOSPITAL
0000067508 | 1140823 | SIRONA DENTAL SYSTEMS | ORTHOPANTOMOGRAPH | ORTHOPANTOMOGRAPH | RADIOGRAPHIC UNITS/ DENTAL/ EXTRAORAL |  | UNKNOWN | 42310 | 2017-04-30 | 2018-04-15 | 15005 | OPERATING ROOM - BBRP | 2008-08-22 | USD | 0.01 | Reactivated | UNIVERSITY NEW MEXICO HOSPITAL
0000067511 | 1219758 | NOT ASSIGNED | B7210 | SCANXILE | IMAGE STORAGE DEVICES/ FLUOROSCOPIC |  | UNKNOWN | 4658 |  | 2017-06-15 | 15005 | OPERATING ROOM - BBRP | 2008-08-22 | USD | 0.01 | Active | UNIVERSITY NEW MEXICO HOSPITAL
68747 | 42799822 | PHILIPS HEALTHCARE | PCR ELEVA S PLUS | 732050 | DIGITAL IMAGING SYSTEMS/ COMPUTED RADIOGRAPHY | 472088 |  | LMZPA6C |  | 2012-10-15 | 75000 | RADIOLOGY - GENERAL | 2008-08-21 | USD | 68672 | Active | UNIVERSITY NEW MEXICO HOSPITAL
0000067533 | 1140820 | OPHTHALMIC IMAGING SYSTEMS | WINSTATION RETINA | WINSTATION RETINA | CAMERAS/ OPHTHALMIC |  | 468706 | 04210 | 2016-12-01 | 2017-12-15 | 34610 | OPHTHALMOLOGY ON SITE CLINIC | 2008-08-20 | USD | 30445 | Active | UNIVERSITY NEW MEXICO HOSPITAL
0000067532 | 1140821 | AMERICAN POWER CONVERSION (APC) | BACK-UPS ES 550 (BE550R) | BACK-UPS ES 550 (BE5 | POWER SYSTEMS/ UNINTERRUPTIBLE |  | 468706 | 3B0743X37047 | 2017-06-30 | 2019-06-15 | 34610 | OPHTHALMOLOGY ON SITE CLINIC | 2008-08-20 | USD | 1 | Active | UNIVERSITY NEW MEXICO HOSPITAL
0000067518 | 1140110 | ZOLL MEDICAL CORP | AED PLUS | AED PLUS | DEFIBRILLATORS/ EXTERNAL/ AUTOMATED |  | UNMP0075094 | X08H165973 | 2017-05-05 | 2017-11-15 | 30090 | UNMMG - CENTER FOR LIFE CLINIC | 2008-08-18 | USD | 1611.84 | Active | UNIVERSITY NEW MEXICO HOSPITAL
0000067530 | 1004588 | DRAEGER MEDICAL INC | D-VAPOR DESFLURANE | D-VAPOR DESFLURANE | ANESTHESIA UNIT VAPORIZERS |  | REPL60620 | ARZC-0743 | 2017-01-04 | 2018-01-15 | 15060 | ANESTHESIA - BBRP | 2008-08-15 | USD | 1 | Active | UNIVERSITY NEW MEXICO HOSPITAL
0000067516 | 1140814 | HILL-ROM INC | 767 | 767 | OPHTHALMOSCOPE/OTOSCOPES |  | 105515 | NONE |  | 2017-06-15 | 34230 | SURGICAL SPECIALTIES | 2008-08-15 | USD | 0.01 | Active | UNIVERSITY NEW MEXICO HOSPITAL
0000067515 | 1140813 | GLOBAL SURGICAL CORP | S160000D | S160000D | CARTS |  | 105515 | S160000D-07716 | 2016-12-16 | 2017-12-15 | 34230 | SURGICAL SPECIALTIES | 2008-08-15 | USD | 0.01 | Active | UNIVERSITY NEW MEXICO HOSPITAL
0000067545 | 1140846 | SHERWOOD MEDICAL | FIRSTTEMP GENIUS | 3000A | THERMOMETERS/ ELECTRONIC/ INFRARED/ EAR |  | FOUND | J0646088 |  | 2017-06-15 | 12430 | GENERAL PEDIATRICS UNIT | 2008-08-15 | USD | 0.01 | Active | UNIVERSITY NEW MEXICO HOSPITAL
0000067507 | 1140809 | SPENCER TECHNOLOGIES INC | PMD150 | PMD150 | DOPPLERS/ TRANSCRANIAL |  | 474757 | 15218 |  | 2017-06-15 | 12110 | NEUROSCIENCE ICU | 2008-08-14 | USD | 32415 | Active | UNIVERSITY NEW MEXICO HOSPITAL
0000067425 | 1140810 | RITTER-TYCOS DIV SYBRON CORP (MIDMARK) | 222-005-200-4 | 222-005-200-4 | TABLES/ EXAMINATION/TREATMENT |  | found | V594770 |  | 2017-06-15 | 75025 | RADIOLOGY - INTERVENTIONAL RAD | 2008-08-14 | USD | 1 | Active | UNIVERSITY NEW MEXICO HOSPITAL
0000067490 | 1140372 | ASI MEDICAL INC | 2025 | TRITON 2025 | DENTAL DELIVERY UNITS |  | 469711 | A593267 | 2016-10-28 | 2017-10-15 | 15005 | OPERATING ROOM - BBRP | 2008-08-13 | USD | 7396 | Active | UNIVERSITY NEW MEXICO HOSPITAL
91526 | 1040750 | HEMOCUE INC | HB 201+ | HB 201+ | ANALYZERS/ POINT-OF-CARE/ WHOLE BLOOD/ HEMATOLOGY/ HEMOGLOBIN |  |  | 0717620134 | 2015-12-14 | 2015-12-15 | 12455 | NEWBORN ICU | 2008-08-12 | USD | 1607.76 | Active | UNIVERSITY NEW MEXICO HOSPITAL
0000067506 | 1140807 | HEMOCUE INC | HB 201+ | HB 201+ | ANALYZERS/ POINT-OF-CARE/ WHOLE BLOOD/ HEMATOLOGY/ HEMOGLOBIN |  | 474133 | 0718620089 |  | 2017-06-15 | 34150 | PEDIATRICS CLINIC | 2008-08-12 | USD | 1607.77 | Active | UNIVERSITY NEW MEXICO HOSPITAL
0000067505 | 1140806 | HEMOCUE INC | HB 201+ | HB 201+ | ANALYZERS/ POINT-OF-CARE/ WHOLE BLOOD/ HEMATOLOGY/ HEMOGLOBIN |  | 474133 | 0737620090 |  | 2017-06-15 | 34150 | PEDIATRICS CLINIC | 2008-08-12 | USD | 1607.76 | Active | UNIVERSITY NEW MEXICO HOSPITAL
0000067504 | 1140804 | HEMOCUE INC | HB 201+ | HB 201+ | ANALYZERS/ POINT-OF-CARE/ WHOLE BLOOD/ HEMATOLOGY/ HEMOGLOBIN |  | 472381 | 0727620016 |  | 2017-06-15 | 12455 | NEWBORN ICU | 2008-08-12 | USD | 1607.76 | Active | UNIVERSITY NEW MEXICO HOSPITAL
0000067503 | 1140803 | HEMOCUE INC | HB 201+ | HB 201+ | ANALYZERS/ POINT-OF-CARE/ WHOLE BLOOD/ HEMATOLOGY/ HEMOGLOBIN |  | 472381 | 0718620091 |  | 2017-06-15 | 12455 | NEWBORN ICU | 2008-08-12 | USD | 1607.76 | Active | UNIVERSITY NEW MEXICO HOSPITAL
0000067502 | 1140802 | HEMOCUE INC | HB 201+ | HB 201+ | ANALYZERS/ POINT-OF-CARE/ WHOLE BLOOD/ HEMATOLOGY/ HEMOGLOBIN |  | 472381 | 0647620126 |  | 2017-06-15 | 12455 | NEWBORN ICU | 2008-08-12 | USD | 1607.76 | Active | UNIVERSITY NEW MEXICO HOSPITAL
0000067501 | 1140801 | HEMOCUE INC | HB 201+ | HB 201+ | ANALYZERS/ POINT-OF-CARE/ WHOLE BLOOD/ HEMATOLOGY/ HEMOGLOBIN |  | 472381 | 0721620002 |  | 2017-06-15 | 12455 | NEWBORN ICU | 2008-08-12 | USD | 1607.76 | Active | UNIVERSITY NEW MEXICO HOSPITAL
0000067500 | 1140800 | HEMOCUE INC | HB 201+ | HB 201+ | ANALYZERS/ POINT-OF-CARE/ WHOLE BLOOD/ HEMATOLOGY/ HEMOGLOBIN |  | 472381 | 0727620001 |  | 2017-06-15 | 12455 | NEWBORN ICU | 2008-08-12 | USD | 1607.76 | Active | UNIVERSITY NEW MEXICO HOSPITAL
0000067452 | 1140799 | HEMOCUE INC | HB 201+ | HB 201+ | ANALYZERS/ POINT-OF-CARE/ WHOLE BLOOD/ HEMATOLOGY/ HEMOGLOBIN |  | 472383 | 0706620019 |  | 2017-06-15 | 12415 | INTERMEDIATE CARE NURSERY | 2008-08-12 | USD | 1607.76 | Active | UNIVERSITY NEW MEXICO HOSPITAL
0000067451 | 1140798 | HEMOCUE INC | HB 201+ | HB 201+ | ANALYZERS/ POINT-OF-CARE/ WHOLE BLOOD/ HEMATOLOGY/ HEMOGLOBIN |  | 472383 | 0706620020 |  | 2017-06-15 | 12415 | INTERMEDIATE CARE NURSERY | 2008-08-12 | USD | 1607.76 | Active | UNIVERSITY NEW MEXICO HOSPITAL
0000046498 | 1140199 | SCALE-TRONIX INC | 4802 | 4802 | SCALES/ INFANT |  | 472576 | 4802-16169 | 2016-10-01 | 2017-10-15 | 32050 | WESTSIDE FAMILY & SENIOR HLTH | 2008-08-08 | USD | 1800.25 | Active | UNIVERSITY NEW MEXICO HOSPITAL
0000067486 | 1140325 | NATUS | NEOBLUE | NEOBLUE | BILIRUBINOMETERS |  | 474679 | 11109 | 2017-05-31 | 2018-04-15 | 12520 | MOTHER & BABY UNIT (3-E) BBRP | 2008-08-06 | USD | 0.01 | Active | UNIVERSITY NEW MEXICO HOSPITAL
0000067489 | 1140328 | MEDELA INC | SYMPHONY | SYMPHONY | PUMPS/ BREAST |  | 474175 | 1191278 | 2017-01-27 | 2018-01-15 | 12480 | CTH REHAB-ORTHO UNIT | 2008-08-06 | USD | 1343.06 | Reactivated | UNIVERSITY NEW MEXICO HOSPITAL
0000067488 | 1140327 | PARKS MEDICAL ELECTRONICS INC | 811-B | 811-B | BLOOD-FLOW DETECTORS/ ULTRASONIC |  | 472292 | 811B-6000038 |  | 2017-06-15 | 12120 | MEDICAL/CARDIAC ICU | 2008-08-06 | USD | 620.01 | Active | UNIVERSITY NEW MEXICO HOSPITAL
0000067487 | 1140326 | PARKS MEDICAL ELECTRONICS INC | 811-B | 811-B | BLOOD-FLOW DETECTORS/ ULTRASONIC |  | 472352 | 811B-600003881 |  | 2017-06-15 | 12110 | NEUROSCIENCE ICU | 2008-08-06 | USD | 620.01 | Active | UNIVERSITY NEW MEXICO HOSPITAL
0000067064 | 1140493 | SHERWOOD MEDICAL | FIRSTTEMP GENIUS | 3000A | THERMOMETERS/ ELECTRONIC/ INFRARED/ EAR |  | REPLACN49987 | J0522057 |  | 2017-06-15 | 12410 | PEDIATRIC SPECIALTY CARE | 2008-08-01 | USD | 85 | Active | UNIVERSITY NEW MEXICO HOSPITAL
0000067062 | 1140491 | SHERWOOD MEDICAL | FIRSTTEMP GENIUS | 3000A | THERMOMETERS/ ELECTRONIC/ INFRARED/ EAR |  | REPLACN62670 | J0636329 |  | 2017-06-15 | 12230 | GEN MED/SAC (4-W) | 2008-08-01 | USD | 85 | Active | UNIVERSITY NEW MEXICO HOSPITAL
0000067061 | 1140490 | SHERWOOD MEDICAL | FIRSTTEMP GENIUS | 3000A | THERMOMETERS/ ELECTRONIC/ INFRARED/ EAR |  | REPLACN55812 | J0541263 |  | 2017-06-15 | 32055 | 1209 CLINIC | 2008-08-01 | USD | 85 | Active | UNIVERSITY NEW MEXICO HOSPITAL
0000062047 | 1140265 | CINCINNATI SUB-ZERO PRODUCTS INC | BLANKETROL II | 222R | WARMING UNITS/ PATIENT/ CIRCULATING-FLUID |  | FOUND | 063-18178 | 2017-05-10 | 2017-08-15 | 12455 | NEWBORN ICU | 2008-07-30 | USD | 0.01 | Active | UNIVERSITY NEW MEXICO HOSPITAL
0000067385 | 1140456 | SHERWOOD MEDICAL | FIRSTTEMP GENIUS | 3000A | THERMOMETERS/ ELECTRONIC/ INFRARED/ EAR |  | REPLACN62556 | J0541318 |  | 2017-06-15 | 21015 | ED-NORTH | 2008-07-29 | USD | 85 | Active | UNIVERSITY NEW MEXICO HOSPITAL
0000067348 | 1004594 | ZOLL MEDICAL CORP | M SERIES | M SERIES | DEFIBRILLATOR/ MONITOR/ PACEMAKERS |  | 471593 | T08F102980 | 2017-07-17 | 2018-01-15 | 95700 | CLINICAL ENGINEERING | 2008-07-23 | USD | 9008.2 | Active | UNIVERSITY NEW MEXICO HOSPITAL
0000064955 | 1004880 | ARJO HOSPITAL EQUIPMENT INC | TOTALIFT-II | TOTALIFT-II | CHAIRS/ PATIENT TRANSFER |  | 469144 | TL-7336 | 2010-04-27 | 2017-06-15 | 12460 | PEDIATRIC ICU | 2008-07-22 | USD | 9190.1 | Active | UNIVERSITY NEW MEXICO HOSPITAL
0000064072 | 1004881 | ARJO HOSPITAL EQUIPMENT INC | TENOR (KHA1010-US) | TENOR (KHA1010-US) | LIFTS/ PATIENT TRANSFER |  | 456695 | TCMWS0710U951 | 2017-03-22 | 2017-09-15 | 12240 | GENERAL SURGERY (6-S) | 2008-07-22 | USD | 8315.1 | Active | UNIVERSITY NEW MEXICO HOSPITAL
0000067445 | 1140123 | HILL-ROM INC | 767 | 767 | OPHTHALMOSCOPE/OTOSCOPES |  | BBRP | NONE |  | 2017-06-15 | 12520 | MOTHER & BABY UNIT (3-E) BBRP | 2008-07-22 | USD | 0.01 | Active | UNIVERSITY NEW MEXICO HOSPITAL
0000067443 | 1140124 | THE KENDALL CO | FIRSTEMP GENIUS 3000A | FIRSTEMP GENIUS 3000A | THERMOMETERS/ ELECTRONIC/ INFRARED/ EAR |  | 474698 | J0816206 |  | 2017-06-15 | 12230 | GEN MED/SAC (4-W) | 2008-07-21 | USD | 323 | Active | UNIVERSITY NEW MEXICO HOSPITAL
0000067442 | 1140125 | SHERWOOD MEDICAL | FIRSTTEMP GENIUS | 3000A | THERMOMETERS/ ELECTRONIC/ INFRARED/ EAR |  | 474698 | J0816291 |  | 2017-06-15 | 12230 | GEN MED/SAC (4-W) | 2008-07-21 | USD | 323 | Active | UNIVERSITY NEW MEXICO HOSPITAL
0000067424 | 1140071 | HILL-ROM INC | 767 | 767 | OPHTHALMOSCOPE/OTOSCOPES |  | 471699 | NSN |  | 2017-06-15 | 12410 | PEDIATRIC SPECIALTY CARE | 2008-07-18 | USD | 459.24 | Active | UNIVERSITY NEW MEXICO HOSPITAL
0000067423 | 1140072 | HILL-ROM INC | 767 | 767 | OPHTHALMOSCOPE/OTOSCOPES |  | 471266 | NSN |  | 2017-06-15 | 12410 | PEDIATRIC SPECIALTY CARE | 2008-07-18 | USD | 459.24 | Active | UNIVERSITY NEW MEXICO HOSPITAL
0000067422 | 1140073 | HILL-ROM INC | 767 | 767 | OPHTHALMOSCOPE/OTOSCOPES |  | 471266 | NSN |  | 2017-06-15 | 12430 | GENERAL PEDIATRICS UNIT | 2008-07-18 | USD | 459.24 | Active | UNIVERSITY NEW MEXICO HOSPITAL
0000067421 | 1140074 | SCALE-TRONIX INC | 5002 | 5002 | SCALES/ PATIENT/ PLATFORM/ ELECTRONIC |  | 470740 | 5002-21496 | 2016-08-04 | 2017-08-15 | 12230 | GEN MED/SAC (4-W) | 2008-07-18 | USD | 2595 | Active | UNIVERSITY NEW MEXICO HOSPITAL
0000067402 | 1004623 | GE HEALTHCARE | COROMETRICS 259CX-C | COROMETRICS 259CX-C | MONITORS/ BEDSIDE/ FETAL |  | 469655 | SDJ08020678PA | 2016-11-10 | 2017-11-15 | 12000 | LABOR AND DELIVERY | 2008-07-17 | USD | 17182 | Active | UNIVERSITY NEW MEXICO HOSPITAL
0000067407 | 1004628 | GE HEALTHCARE | COROMETRICS 259CX-C | COROMETRICS 259CX-C | MONITORS/ BEDSIDE/ FETAL |  | 469655 | SDJ08131147PA | 2016-11-21 | 2017-11-15 | 12000 | LABOR AND DELIVERY | 2008-07-17 | USD | 17182 | Active | UNIVERSITY NEW MEXICO HOSPITAL
0000067406 | 1004627 | GE HEALTHCARE | COROMETRICS 259CX-C | COROMETRICS 259CX-C | MONITORS/ BEDSIDE/ FETAL |  | 469655 | SDJ08131151PA | 2016-11-29 | 2017-11-15 | 12000 | LABOR AND DELIVERY | 2008-07-17 | USD | 17182 | Active | UNIVERSITY NEW MEXICO HOSPITAL
0000067405 | 1004626 | GE HEALTHCARE | COROMETRICS 259CX-C | COROMETRICS 259CX-C | MONITORS/ BEDSIDE/ FETAL |  | 469655 | SDJ08020694PA | 2016-11-10 | 2017-11-15 | 12000 | LABOR AND DELIVERY | 2008-07-17 | USD | 17182 | Active | UNIVERSITY NEW MEXICO HOSPITAL
0000067404 | 1004625 | GE HEALTHCARE | COROMETRICS 259CX-C | COROMETRICS 259CX-C | MONITORS/ BEDSIDE/ FETAL |  | 469655 | SDJ08020696PA | 2016-11-21 | 2017-11-15 | 12000 | LABOR AND DELIVERY | 2008-07-17 | USD | 17182 | Active | UNIVERSITY NEW MEXICO HOSPITAL
0000067403 | 1004624 | GE HEALTHCARE | COROMETRICS 259CX-C | COROMETRICS 259CX-C | MONITORS/ BEDSIDE/ FETAL |  | 469655 | SDJ08010667PA | 2016-11-22 | 2017-11-15 | 12000 | LABOR AND DELIVERY | 2008-07-17 | USD | 17182 | Active | UNIVERSITY NEW MEXICO HOSPITAL
0000067420 | 1140075 | EXERGEN CORP | TAT-5000 | TAT-5000 | THERMOMETERS/ ELECTRONIC/ INFRARED |  | 469655 | A0227 |  | 2017-06-15 | 12000 | LABOR AND DELIVERY | 2008-07-17 | USD | 250 | Active | UNIVERSITY NEW MEXICO HOSPITAL
84813 | 1163479 | EXERGEN CORP | TAT-5000 | TAT-5000 | THERMOMETERS/ ELECTRONIC/ INFRARED |  | 469655 | A8917 |  | 2017-06-15 | 12000 | LABOR AND DELIVERY | 2008-07-17 | USD | 250 | Active | UNIVERSITY NEW MEXICO HOSPITAL
0000067408 | 1004629 | EXERGEN CORP | TAT-5000 | TAT-5000 | THERMOMETERS/ ELECTRONIC/ INFRARED |  | 469655 | A0151 |  | 2017-06-15 | 12000 | LABOR AND DELIVERY | 2008-07-17 | USD | 250 | Active | UNIVERSITY NEW MEXICO HOSPITAL
0000067401 | 1004620 | ARJO HOSPITAL EQUIPMENT INC | SARA 3000 (HEA1002-US ) | SARA 3000 (HEA1002-U | SCALES/ PATIENT/ BEDSIDE/ SLING |  | 469144 | STLS0805V255 | 2017-04-12 | 2018-04-15 | 12430 | GENERAL PEDIATRICS UNIT | 2008-07-15 | USD | 5995.1 | Active | UNIVERSITY NEW MEXICO HOSPITAL
0000067400 | 1004619 | ARJO HOSPITAL EQUIPMENT INC | SARA PLUS | SARA PLUS | LIFTS/ PATIENT TRANSFER |  | 469143 | SPSW0805V025 | 2016-08-03 | 2017-08-15 | 12340 | SURGICAL SPECIALITY UNIT (4-S) | 2008-07-15 | USD | 9866.27 | Reactivated | UNIVERSITY NEW MEXICO HOSPITAL
0000067399 | 1004618 | ARJO HOSPITAL EQUIPMENT INC | SARA PLUS | SARA PLUS | LIFTS/ PATIENT TRANSFER |  | 469143 | SPSW0805V026 | 2017-05-24 | 2018-05-15 | 12130 | TRAUMA/SURGICAL ICU | 2008-07-15 | USD | 9866.27 | Active | UNIVERSITY NEW MEXICO HOSPITAL
0000067395 | 1004614 | ARJO HOSPITAL EQUIPMENT INC | MAXI MOVE | KMBB4OL82FUS | LIFTS/ PATIENT TRANSFER |  | 469143 | KMC-00493 | 2016-08-01 | 2017-08-15 | 34250 | UROLOGY | 2008-07-14 | USD | 7791.17 | Reactivated | UNIVERSITY NEW MEXICO HOSPITAL
0000067397 | 1004616 | ARJO HOSPITAL EQUIPMENT INC | KMBB40L82FUS | MAXIMOVE | SCALES/ PATIENT/ BEDSIDE/ SLING |  | 469143 | KMC-00478 | 2016-08-04 | 2017-08-15 | 12230 | GEN MED/SAC (4-W) | 2008-07-14 | USD | 7791.17 | Active | UNIVERSITY NEW MEXICO HOSPITAL
0000067393 | 1004612 | BHM MEDICAL INC | STEDY | STEDY | LIFTS/ PATIENT TRANSFER |  | 472473 | NTA-14386 | 2016-11-10 | 2018-01-15 | 12035 | UPC INPATIENT ADULT SERVICES | 2008-07-14 | USD | 1845.91 | Active | UNIVERSITY NEW MEXICO HOSPITAL
0000067396 | 1004615 | ARJO HOSPITAL EQUIPMENT INC | KMBB40L82FUS | MAXIMOVE | SCALES/ PATIENT/ BEDSIDE/ SLING |  | 469143 | KMC-00486 | 2017-05-24 | 2018-05-15 | 12130 | TRAUMA/SURGICAL ICU | 2008-07-14 | USD | 7791.17 | Active | UNIVERSITY NEW MEXICO HOSPITAL
0000067394 | 1004613 | ARJO HOSPITAL EQUIPMENT INC | KMBB40L82FUS | MAXIMOVE | SCALES/ PATIENT/ BEDSIDE/ SLING |  | 469144 | KMC-00505 | 2017-04-28 | 2018-04-15 | 12410 | PEDIATRIC SPECIALTY CARE | 2008-07-14 | USD | 8048 | Active | UNIVERSITY NEW MEXICO HOSPITAL
0000067398 | 1004617 | ARJO HOSPITAL EQUIPMENT INC | MAXI MOVE (KMCLUN) | MAXI MOVE (KMCLUN) | LIFTS/ PATIENT TRANSFER |  | 469143 | KMC-00499 | 2017-07-10 | 2018-07-15 | 12110 | NEUROSCIENCE ICU | 2008-07-14 | USD | 7791.17 | Active | UNIVERSITY NEW MEXICO HOSPITAL
0000067392 | 1004611 | SUN MEDICAL INC | MICRO STIM PLUS | MICRO STIM PLUS | STIMULATORS/ ELECTRICAL/ NEUROMUSCULAR |  | 471437 | EF080340 | 2008-07-10 | 2017-06-15 | 15055 | ANESTHESIA | 2008-07-10 | USD | 150 | Active | UNIVERSITY NEW MEXICO HOSPITAL
0000067389 | 1004605 | OR SOLUTIONS INC | ORS-2038D | ORS-2038D | WARMING UNITS |  | 473960 | 47390 | 2017-06-08 | 2018-06-15 | 15000 | OPERATING ROOM | 2008-07-10 | USD | 0.01 | Active | UNIVERSITY NEW MEXICO HOSPITAL
0000067391 | 1004610 | SUN MEDICAL INC | MICRO STIM PLUS | MICRO STIM PLUS | STIMULATORS/ ELECTRICAL/ NEUROMUSCULAR |  | 471437 | EF080338 | 2008-07-10 | 2017-06-15 | 15055 | ANESTHESIA | 2008-07-10 | USD | 150 | Active | UNIVERSITY NEW MEXICO HOSPITAL
0000067390 | 1004609 | SUN MEDICAL INC | MICRO STIM PLUS | MICRO STIM PLUS | STIMULATORS/ ELECTRICAL/ NEUROMUSCULAR |  | 471437 | EF080333 | 2008-07-10 | 2017-06-15 | 15055 | ANESTHESIA | 2008-07-10 | USD | 150 | Active | UNIVERSITY NEW MEXICO HOSPITAL
0000067364 | 1004602 | SUN MEDICAL INC | MICRO STIM PLUS | MICRO STIM PLUS | STIMULATORS/ ELECTRICAL/ NEUROMUSCULAR |  | 471437 | EF080332 | 2008-07-10 | 2017-06-15 | 15055 | ANESTHESIA | 2008-07-10 | USD | 150 | Active | UNIVERSITY NEW MEXICO HOSPITAL
0000067363 | 1004601 | SUN MEDICAL INC | MICRO STIM PLUS | MICRO STIM PLUS | STIMULATORS/ ELECTRICAL/ NEUROMUSCULAR |  | 471437 | EF080331 | 2008-07-10 | 2017-06-15 | 15055 | ANESTHESIA | 2008-07-10 | USD | 150 | Active | UNIVERSITY NEW MEXICO HOSPITAL
0000067362 | 1004600 | SUN MEDICAL INC | MICRO STIM PLUS | MICRO STIM PLUS | STIMULATORS/ ELECTRICAL/ NEUROMUSCULAR |  | 471437 | EF080339 | 2008-07-10 | 2017-06-15 | 15055 | ANESTHESIA | 2008-07-10 | USD | 150 | Active | UNIVERSITY NEW MEXICO HOSPITAL
0000067361 | 1004599 | SUN MEDICAL INC | MICRO STIM PLUS | MICRO STIM PLUS | STIMULATORS/ ELECTRICAL/ NEUROMUSCULAR |  | 471437 | EF080334 | 2008-07-10 | 2017-06-15 | 15055 | ANESTHESIA | 2008-07-10 | USD | 150 | Active | UNIVERSITY NEW MEXICO HOSPITAL
0000067353 | 1004598 | SUN MEDICAL INC | MICRO STIM PLUS | MICRO STIM PLUS | STIMULATORS/ ELECTRICAL/ NEUROMUSCULAR |  | 471437 | EF080330 | 2008-07-10 | 2017-06-15 | 15055 | ANESTHESIA | 2008-07-10 | USD | 150 | Active | UNIVERSITY NEW MEXICO HOSPITAL
0000067352 | 1004597 | SUN MEDICAL INC | MICRO STIM PLUS | MICRO STIM PLUS | STIMULATORS/ ELECTRICAL/ NEUROMUSCULAR |  | 471437 | EF080327 | 2008-07-10 | 2017-06-15 | 15055 | ANESTHESIA | 2008-07-10 | USD | 150 | Active | UNIVERSITY NEW MEXICO HOSPITAL
0000067351 | 1004596 | SUN MEDICAL INC | MICRO STIM PLUS | MICRO STIM PLUS | STIMULATORS/ ELECTRICAL/ NEUROMUSCULAR |  | 471437 | EF080326 | 2008-07-10 | 2017-06-15 | 15055 | ANESTHESIA | 2008-07-10 | USD | 150 | Active | UNIVERSITY NEW MEXICO HOSPITAL
0000067359 | 1004875 | RITTER-TYCOS DIV SYBRON CORP (MIDMARK) | 222-005-200-4 | 222-005-200-4 | TABLES/ EXAMINATION/TREATMENT |  | 472289 | V614303 |  | 2017-06-15 | 34510 | OSIS SPORTS MEDICINE | 2008-07-10 | USD | 3398.06 | Active | UNIVERSITY NEW MEXICO HOSPITAL
0000067358 | 1004874 | RITTER-TYCOS DIV SYBRON CORP (MIDMARK) | 222-005-200-4 | 222-005-200-4 | TABLES/ EXAMINATION/TREATMENT |  | 472358 | V614327 |  | 2017-06-15 | 34510 | OSIS SPORTS MEDICINE | 2008-07-10 | USD | 3398.06 | Active | UNIVERSITY NEW MEXICO HOSPITAL
0000067357 | 1004873 | RITTER-TYCOS DIV SYBRON CORP (MIDMARK) | 222-005-200-4 | 222-005-200-4 | TABLES/ EXAMINATION/TREATMENT |  | 472358 | V614310 |  | 2017-06-15 | 34510 | OSIS SPORTS MEDICINE | 2008-07-10 | USD | 3398.06 | Active | UNIVERSITY NEW MEXICO HOSPITAL
0000067388 | 1004604 | OR SOLUTIONS INC | ORS-2066R | ORS-2066R | SURGICAL SLUSH UNITS |  | 473960 | 47404 | 2017-06-13 | 2018-06-15 | 15000 | OPERATING ROOM | 2008-07-10 | USD | 0.01 | Active | UNIVERSITY NEW MEXICO HOSPITAL
0000067387 | 1004603 | OR SOLUTIONS INC | ORS-2066R | ORS-2066R | SURGICAL SLUSH UNITS |  | 473960 | 41883 | 2017-06-16 | 2018-06-15 | 15000 | OPERATING ROOM | 2008-07-10 | USD | 0.01 | Active | UNIVERSITY NEW MEXICO HOSPITAL
0000067360 | 1004876 | PARKS MEDICAL ELECTRONICS INC | 811-B | 811-B | BLOOD-FLOW DETECTORS/ ULTRASONIC |  | found | 811B-600003879 |  | 2017-06-15 | 12130 | TRAUMA/SURGICAL ICU | 2008-07-10 | USD | 1 | Active | UNIVERSITY NEW MEXICO HOSPITAL
0000067378 | 1004645 | DRAEGER MEDICAL INC | FABIUS GS PREMIUM | FABIUS GS PREMIUM | ANESTHESIA UNITS |  | 469394 | ARZF-0007 | 2017-01-01 | 2017-07-15 | 15515 | OSIS ANESTHESIA | 2008-07-09 | USD | 46367 | Active | UNIVERSITY NEW MEXICO HOSPITAL
0000067377 | 1004644 | DRAEGER MEDICAL INC | FABIUS GS PREMIUM | FABIUS GS PREMIUM | ANESTHESIA UNITS |  | 469242 | ARZF-0006 | 2017-01-01 | 2017-07-15 | 15515 | OSIS ANESTHESIA | 2008-07-09 | USD | 46367 | Active | UNIVERSITY NEW MEXICO HOSPITAL
0000067375 | 1004642 | DRAEGER MEDICAL INC | FABIUS GS PREMIUM | FABIUS GS PREMIUM | ANESTHESIA UNITS |  | 469242 | ARZF-0005 | 2017-01-01 | 2017-07-15 | 15515 | OSIS ANESTHESIA | 2008-07-09 | USD | 46367 | Active | UNIVERSITY NEW MEXICO HOSPITAL
0000067370 | 1004638 | DRAEGER MEDICAL INC | FABIUS GS PREMIUM | FABIUS GS PREMIUM | ANESTHESIA UNITS | 469394 | 469394 | ARZF-0008 | 2017-01-01 | 2017-07-15 | 15515 | OSIS ANESTHESIA | 2008-07-09 | USD | 46367 | Active | UNIVERSITY NEW MEXICO HOSPITAL
0000067355 | 1004871 | BIODEX MEDICAL SYSTEMS INC | BALANCE SYSTEM SD | BALANCE SYSTEM SD | DYNAMOMETERS |  | 472047 | 0806930 | 2017-01-01 | 2018-01-15 | 76015 | REHABILITATION OUTPATIENT 1025 | 2008-07-08 | USD | 10315 | Active | UNIVERSITY NEW MEXICO HOSPITAL
0000067372 | 1004640 | DRAEGER MEDICAL INC | APOLLO | 8606500-54 | ANESTHESIA UNITS |  | 469397 | ARZE-0176 | 2017-01-29 | 2017-07-15 | 15055 | ANESTHESIA | 2008-07-08 | USD | 63549 | Active | UNIVERSITY NEW MEXICO HOSPITAL
0000067369 | 1004637 | DRAEGER MEDICAL INC | APOLLO | 8606500-54 | ANESTHESIA UNITS |  | 469397 | ARZE-0174 | 2017-07-19 | 2018-01-15 | 15055 | ANESTHESIA | 2008-07-08 | USD | 63549 | Active | UNIVERSITY NEW MEXICO HOSPITAL
0000067367 | 1004635 | DRAEGER MEDICAL INC | APOLLO | 8606500-54 | ANESTHESIA UNITS |  | 469397 | ARZE-0175 | 2017-01-13 | 2017-07-15 | 15055 | ANESTHESIA | 2008-07-08 | USD | 63549 | Active | UNIVERSITY NEW MEXICO HOSPITAL
0000067354 | 1004870 | BIODEX MEDICAL SYSTEMS INC | BIOSTEP | BIOSTEP | EXERCISERS/ BICYCLE |  | 472047 | 2150805326 |  | 2017-06-15 | 76015 | REHABILITATION OUTPATIENT 1025 | 2008-07-08 | USD | 4320 | Active | UNIVERSITY NEW MEXICO HOSPITAL
0000067343 | 1004589 | SUNOPTIC TECHNOLOGIES | TITAN 300 | TITAN 300 | LIGHT SOURCES/ FIBEROPTIC |  | 469062 | 50114 | 2017-06-07 | 2018-06-15 | 15000 | OPERATING ROOM | 2008-07-07 | USD | 0.1 | Active | UNIVERSITY NEW MEXICO HOSPITAL
0000067341 | 1004857 | GE HEALTHCARE | PANDA IRES | PANDA IRES | WARMING UNITS/ PATIENT/ RADIANT/ INFANT |  | 469643 | HDJM51112 | 2016-10-07 | 2017-10-15 | 12420 | NEWBORN ICU | 2008-07-03 | USD | 11747 | Active | UNIVERSITY NEW MEXICO HOSPITAL
0000067340 | 1004856 | GE HEALTHCARE | PANDA IRES | PANDA IRES | WARMING UNITS/ PATIENT/ RADIANT/ INFANT |  | 469643 | HDJM51111 | 2016-10-27 | 2017-10-15 | 12420 | NEWBORN ICU | 2008-07-03 | USD | 11747 | Active | UNIVERSITY NEW MEXICO HOSPITAL
0000067339 | 1004855 | GE HEALTHCARE | PANDA IRES | PANDA IRES | WARMING UNITS/ PATIENT/ RADIANT/ INFANT |  | 468461 | HDJM50833 | 2016-11-23 | 2017-11-15 | 12000 | LABOR AND DELIVERY | 2008-07-03 | USD | 18584 | Active | UNIVERSITY NEW MEXICO HOSPITAL
0000067338 | 1004854 | GE HEALTHCARE | PANDA IRES | PANDA IRES | WARMING UNITS/ PATIENT/ RADIANT/ INFANT |  | 468461 | HDJM50831 | 2016-11-21 | 2017-11-15 | 12000 | LABOR AND DELIVERY | 2008-07-03 | USD | 18584 | Active | UNIVERSITY NEW MEXICO HOSPITAL
0000067337 | 1004853 | GE HEALTHCARE | PANDA IRES | PANDA IRES | WARMING UNITS/ PATIENT/ RADIANT/ INFANT |  | 468461 | HDJM50832 | 2016-11-23 | 2017-11-15 | 12000 | LABOR AND DELIVERY | 2008-07-03 | USD | 18584 | Active | UNIVERSITY NEW MEXICO HOSPITAL
0000067316 | 1004573 | DRAEGER MEDICAL INC | D-VAPOR DESFLURANE | D-VAPOR DESFLURANE | ANESTHESIA UNIT VAPORIZERS |  | CONTRACT | ARZC-0744 | 2017-01-01 | 2018-01-15 | 15515 | OSIS ANESTHESIA | 2008-07-02 | USD | 7293 | Active | UNIVERSITY NEW MEXICO HOSPITAL
0000067164 | 1004850 | ALSIUS CORP | COOLGARD 3000 | COOLGARD 3000 | COOLING UNITS |  | 470280 | 30000681 | 2017-05-09 | 2018-04-15 | 12460 | PEDIATRIC ICU | 2008-07-02 | USD | 33546 | Active | UNIVERSITY NEW MEXICO HOSPITAL
0000067315 | 1004572 | DRAEGER MEDICAL INC | D-VAPOR DESFLURANE | D-VAPOR DESFLURANE | ANESTHESIA UNIT VAPORIZERS |  | CONTRACT | ARXN-0096 | 2017-01-01 | 2018-01-15 | 15515 | OSIS ANESTHESIA | 2008-07-02 | USD | 7293 | Active | UNIVERSITY NEW MEXICO HOSPITAL
0000067162 | 1004848 | HEMOCUE INC | HEMOCUE | HEMOCUE | ANALYZERS/ HEMATOLOGY/ COAGULATION/ AUTOMATED |  | 472476 | 0727620005 |  | 2017-06-15 | 12510 | WOMEN'S SPECIAL CARE | 2008-07-02 | USD | 1710 | Active | UNIVERSITY NEW MEXICO HOSPITAL
0000067311 | 1004568 | DRAEGER MEDICAL INC | D-VAPOR DESFLURANE | D-VAPOR DESFLURANE | ANESTHESIA UNIT VAPORIZERS |  | CONTRACT | ARZC-0732 | 2017-01-12 | 2018-01-15 | 15055 | ANESTHESIA | 2008-07-02 | USD | 7293 | Active | UNIVERSITY NEW MEXICO HOSPITAL
0000067298 | 1004540 | GETINGE USA INC | SERVO I | SERVO I | VENTILATORS |  | 471596 | 34380 | 2017-03-03 | 2017-09-15 | 71510 | PULMONARY SERVICES | 2008-07-02 | USD | 30837 | Active | UNIVERSITY NEW MEXICO HOSPITAL
0000067294 | 1004536 | GETINGE USA INC | SERVO I | SERVO I | VENTILATORS |  | 471596 | 34381 | 2017-04-18 | 2017-09-15 | 71510 | PULMONARY SERVICES | 2008-07-02 | USD | 30837 | Active | UNIVERSITY NEW MEXICO HOSPITAL
0000067188 | 1003997 | GE HEALTHCARE | TRANSPORT PRO | TRANSPORT PRO | MONITORS/ PATIENT TRANSPORT |  | 465133 | SCS07482017GA | 2017-02-07 | 2018-02-15 | 12455 | NEWBORN ICU | 2008-07-02 | USD | 6913 | Active | UNIVERSITY NEW MEXICO HOSPITAL
0000067336 | 1003998 | VERATHON INC | BLADDERSCAN (BVI-9400) | BVI-9400 | SCANNING SYSTEMS/ULTRASONIC/DIAGNOSTIC (BIOMED) |  | 469384 | 00001900 | 2017-01-25 | 2017-09-15 | 95700 | CLINICAL ENGINEERING | 2008-07-02 | USD | 16009 | Reactivated | UNIVERSITY NEW MEXICO HOSPITAL
0000067160 | 1004846 | SSCOR INC | S-SCORT II | S-SCORT II | ASPIRATORS |  | 469481 | M12848 | 2016-08-17 | 2017-08-15 | 12220 | MED/SURG SUBACUTE (4-E) | 2008-07-01 | USD | 837 | Active | UNIVERSITY NEW MEXICO HOSPITAL
0000049807 | 119057 | GE HEALTHCARE | PROTEUS | 531995 | RADIOGRAPHIC SYSTEMS |  |  | 13532HL7 | 2011-09-27 | 2012-09-15 | 75200 | CTH RADIOLOGY-GENERAL | 2008-07-01 | USD | 0 | Active | UNIVERSITY NEW MEXICO HOSPITAL
0000067300 | 1004550 | GE HEALTHCARE | SOLAR 8000I | SOLAR 8000I | MONITORING SYSTEMS/ PHYSIOLOGIC |  | BBRP | SBL06436147GA | 2016-10-26 | 2017-10-15 | 15060 | ANESTHESIA - BBRP | 2008-07-01 | USD | 1 | Active | UNIVERSITY NEW MEXICO HOSPITAL
0000049806 | 119056 | GE HEALTHCARE | PROTEUS | 531995 | RADIOGRAPHIC SYSTEMS |  |  | 13371HLO | 2011-09-29 | 2012-09-15 | 75200 | CTH RADIOLOGY-GENERAL | 2008-07-01 | USD | 0 | Active | UNIVERSITY NEW MEXICO HOSPITAL
0000067329 | 1004556 | NELLCOR INC | OXIMAX N-600X | OXIMAX N-600X | OXIMETERS/ PULSE |  | 460636 | G07731991 | 2016-10-27 | 2018-10-15 | 32050 | WESTSIDE FAMILY & SENIOR HLTH | 2008-07-01 | USD | 3086 | Reactivated | UNIVERSITY NEW MEXICO HOSPITAL
0000067323 | 1003786 | CANON USA INC | CR-DGI | CR-DGI | CAMERAS/ OPHTHALMIC |  | 469709 | 212297 |  | 2017-06-15 | 34610 | OPHTHALMOLOGY ON SITE CLINIC | 2008-07-01 | USD | 20200 | Active | UNIVERSITY NEW MEXICO HOSPITAL
0000067328 | 1004555 | NELLCOR INC | OXIMAX N-600X | OXIMAX N-600X | OXIMETERS/ PULSE | 554239 | 460636 | G07829154 | 2016-07-18 | 2018-07-15 | 9025 | CLINICAL AND TRANSLATIONAL SCIENCE CENTER (07) | 2008-07-01 | USD | 3086 | Active | UNIVERSITY NEW MEXICO HOSPITAL
0000067326 | 1004553 | NELLCOR INC | OXIMAX N-600X | OXIMAX N-600X | OXIMETERS/ PULSE |  | 460636 | G07732729 | 2016-11-01 | 2017-11-15 | 89025 | CLINICAL EDUCATION | 2008-07-01 | USD | 3086 | Active | UNIVERSITY NEW MEXICO HOSPITAL
0000067325 | 1004552 | NELLCOR INC | OXIMAX N-600X | OXIMAX N-600X | OXIMETERS/ PULSE |  | 460636 | G07829199 | 2016-07-18 | 2018-07-15 | 9025 | CLINICAL AND TRANSLATIONAL SCIENCE CENTER (07) | 2008-07-01 | USD | 3086 | Active | UNIVERSITY NEW MEXICO HOSPITAL
0000067373 | 1004641 | DRAEGER MEDICAL INC | VAPOR 2000 ISOFLURANE | VAPOR 2000 | ANESTHESIA UNIT VAPORIZERS |  | CONTRACT | ARZE-0671 | 2017-01-12 | 2018-01-15 | 15055 | ANESTHESIA | 2008-07-01 | USD | 7293 | Active | UNIVERSITY NEW MEXICO HOSPITAL
0000067371 | 1004639 | DRAEGER MEDICAL INC | VAPOR 2000 ISOFLURANE | VAPOR 2000 | ANESTHESIA UNIT VAPORIZERS |  | CONTRACT | ARZD-0716 | 2017-01-05 | 2018-01-15 | 15055 | ANESTHESIA | 2008-07-01 | USD | 7293 | Active | UNIVERSITY NEW MEXICO HOSPITAL
0000067309 | 1004565 | DRAEGER MEDICAL INC | VAPOR 2000 ISOFLURANE | VAPOR 2000 | ANESTHESIA UNIT VAPORIZERS |  | CONTRACT | ARZD-0718 | 2017-01-05 | 2018-01-15 | 15055 | ANESTHESIA | 2008-07-01 | USD | 7293 | Active | UNIVERSITY NEW MEXICO HOSPITAL
0000067368 | 1004636 | DRAEGER MEDICAL INC | VAPOR 2000 ISOFLURANE | VAPOR 2000 | ANESTHESIA UNIT VAPORIZERS |  | CONTRACT | ARZE-0676 | 2017-01-10 | 2018-01-15 | 15055 | ANESTHESIA | 2008-07-01 | USD | 7293 | Active | UNIVERSITY NEW MEXICO HOSPITAL
101487 | 1004634 | DRAEGER MEDICAL INC | VAPOR 2000 ISOFLURANE | VAPOR 2000 | ANESTHESIA UNIT VAPORIZERS |  | CONTRACT | ARZE-0677 | 2017-01-11 | 2018-01-15 | 15055 | ANESTHESIA | 2008-07-01 | USD | 7293 | Reactivated | UNIVERSITY NEW MEXICO HOSPITAL
0000067299 | 1004541 | LEICA MICROSYSTEMS INC | M525 (OH4) | M525 (OH4) | MICROSCOPES |  | 470670 | 10448236 | 2016-11-28 | 2017-11-15 | 15000 | OPERATING ROOM | 2008-07-01 | USD | 269000 | Active | UNIVERSITY NEW MEXICO HOSPITAL
0000067301 | 1004549 | GE HEALTHCARE | TRAM-RAC 4A | TRAM-RAC 4A | RACKS/ MODULE |  | BBRP | RST06488795GA |  | 2017-06-15 | 15060 | ANESTHESIA - BBRP | 2008-07-01 | USD | 1 | Active | UNIVERSITY NEW MEXICO HOSPITAL
0000067157 | 1004533 | ROCHESTER ELECTRO-MEDICAL INC | 513000 | DRTRITE | ASPIRATORS |  | 472370 | 1211 | 2016-09-22 | 2017-09-15 | 78010 | NEURODIAGNOSTICS LAB | 2008-06-27 | USD | 406.01 | Active | UNIVERSITY NEW MEXICO HOSPITAL
0000067179 | 1004835 | PHYSIO-CONTROL INC | LIFEPAK 12 | LIFEPAK 12 | DEFIBRILLATOR/ MONITOR/ PACEMAKERS |  | donated | 12425445 | 2017-06-14 | 2018-06-15 | 9325 | EMERGENCY MEDICINE (6) | 2008-06-26 | USD | 0.01 | Active | UNIVERSITY NEW MEXICO HOSPITAL
0000067180 | 1004839 | SSCOR INC | S-SCORT II | S-SCORT II | ASPIRATORS |  | DONATED | 1042 | 2017-06-14 | 2018-06-15 | 9325 | EMERGENCY MEDICINE (6) | 2008-06-26 | USD | 0.01 | Active | UNIVERSITY NEW MEXICO HOSPITAL
0000067177 | 1003444 | GE HEALTHCARE | PRO 300 V2 | PRO 300 V2 | MONITORING SYSTEMS/ PHYSIOLOGIC |  | 470940 | AAXO8230125SA | 2016-10-06 | 2017-10-15 | 32005 | YCHC GENERAL | 2008-06-26 | USD | 4130 | Active | UNIVERSITY NEW MEXICO HOSPITAL
0000067176 | 1219745 | GE HEALTHCARE | PRO 300 V2 | PRO 300 V2 | MONITORING SYSTEMS/ PHYSIOLOGIC |  | 470940 | AAX08230133SSA | 2016-10-06 | 2017-10-15 | 32005 | YCHC GENERAL | 2008-06-26 | USD | 4130 | Active | UNIVERSITY NEW MEXICO HOSPITAL
0000067178 | 1004830 | PHYSIO-CONTROL INC | LIFEPAK 12 | LIFEPAK 12 | DEFIBRILLATOR/ MONITOR/ PACEMAKERS |  | DONATED | 13911172 | 2017-06-14 | 2018-06-15 | 9325 | EMERGENCY MEDICINE (6) | 2008-06-25 | USD | 0.01 | Active | UNIVERSITY NEW MEXICO HOSPITAL
0000067173 | 1004825 | DRAEGER MEDICAL INC | VAPOR 2000 SEVOFLURANE | VAPOR 2000 (M35170) | ANESTHESIA UNIT VAPORIZERS |  | REPLACN67191 | ARTN-0356 | 2017-01-01 | 2018-01-15 | 15515 | OSIS ANESTHESIA | 2008-06-24 | USD | 0.01 | Active | UNIVERSITY NEW MEXICO HOSPITAL
0000067158 | 1003799 | LASER ENGINEERING | MD40 | MD40 | LASERS/ CARBON DIOXIDE |  | found | 442 | 2017-06-19 | 2017-12-15 | 15500 | OSIS OPERATING ROOM | 2008-06-24 | USD | 0.01 | Active | UNIVERSITY NEW MEXICO HOSPITAL
0000067172 | 1003409 | HILL-ROM INC | 767 | 767 | OPHTHALMOSCOPE/OTOSCOPES |  | BBRP | NONE |  | 2017-06-15 | 21015 | ED-NORTH | 2008-06-24 | USD | 0.01 | Active | UNIVERSITY NEW MEXICO HOSPITAL
0000067171 | 1003780 | HILL-ROM INC | 767 | 767 | OPHTHALMOSCOPE/OTOSCOPES |  | BBRP | NONE |  | 2017-06-15 | 21015 | ED-NORTH | 2008-06-24 | USD | 0.01 | Active | UNIVERSITY NEW MEXICO HOSPITAL
0000067170 | 1003408 | HILL-ROM INC | 767 | 767 | OPHTHALMOSCOPE/OTOSCOPES |  | BBRP | NONE |  | 2017-06-15 | 21015 | ED-NORTH | 2008-06-24 | USD | 0.01 | Active | UNIVERSITY NEW MEXICO HOSPITAL
0000067169 | 1003407 | HILL-ROM INC | 767 | 767 | OPHTHALMOSCOPE/OTOSCOPES |  | BBRP | NONE |  | 2017-06-15 | 21015 | ED-NORTH | 2008-06-24 | USD | 0.01 | Active | UNIVERSITY NEW MEXICO HOSPITAL
0000067168 | 1003406 | HILL-ROM INC | 767 | 767 | OPHTHALMOSCOPE/OTOSCOPES |  | BBRP | NONE |  | 2017-06-15 | 21015 | ED-NORTH | 2008-06-24 | USD | 0.01 | Active | UNIVERSITY NEW MEXICO HOSPITAL
0000067167 | 1003405 | HILL-ROM INC | 767 | 767 | OPHTHALMOSCOPE/OTOSCOPES |  | BBRP | NONE |  | 2017-06-15 | 21015 | ED-NORTH | 2008-06-24 | USD | 0.01 | Active | UNIVERSITY NEW MEXICO HOSPITAL
0000067156 | 1003779 | LASER ENGINEERING | MD-40 | MD-40 | LASERS/ CARBON DIOXIDE |  | 469673 | 463 | 2017-06-19 | 2017-12-15 | 15000 | OPERATING ROOM | 2008-06-23 | USD | 60264.5 | Active | UNIVERSITY NEW MEXICO HOSPITAL
0000067154 | 1004500 | GE HEALTHCARE | DASH 3000 | DASH 3000 | MONITORING SYSTEMS/ PHYSIOLOGIC |  | 468864 | SD008199246GA | 2017-04-22 | 2018-04-15 | 12410 | PEDIATRIC SPECIALTY CARE | 2008-06-20 | USD | 8757.01 | Active | UNIVERSITY NEW MEXICO HOSPITAL
0000067278 | 1004113 | BUFFALO FILTER DIV MEDTEK DEVICES INC | PSWTURBO-AS | PLUMESAFE TURBO AUTO | SMOKE EVACUATION SYSTEMS/ SURGICAL |  | FOUND | 500000 | 2016-10-28 | 2017-10-15 | 15005 | OPERATING ROOM - BBRP | 2008-06-17 | USD | 0.01 | Reactivated | UNIVERSITY NEW MEXICO HOSPITAL
0000067144 | 1004042 | MEDFUSION INC | 3500 | 3500 | INFUSION PUMPS |  | 470515 | M56164 | 2017-02-06 | 2018-01-15 | 34150 | PEDIATRICS CLINIC | 2008-06-16 | USD | 2496 | Active | UNIVERSITY NEW MEXICO HOSPITAL
0000067143 | 1004041 | MEDFUSION INC | 3500 | 3500 | INFUSION PUMPS |  | 470515 | M56163 | 2017-04-06 | 2018-01-15 | 34150 | PEDIATRICS CLINIC | 2008-06-16 | USD | 2496 | Active | UNIVERSITY NEW MEXICO HOSPITAL
0000067270 | 1003460 | RESMED CORP | VPAP III ST-A | VPAP III ST-A | CONTINUOUS POSITIVE AIRWAY PRESSURE UNITS |  | CONSIGNMENT | 20080349949 | 2017-02-01 | 2018-02-15 | 34015 | SLEEP DISORDERS CENTER 1101-2 | 2008-06-11 | USD | 0.01 | Active | UNIVERSITY NEW MEXICO HOSPITAL
0000067267 | 1004001 | SSCOR INC | REF 2314 | REF 2314 | ASPIRATORS/ EMERGENCY |  | 470519 | M13106 | 2017-04-12 | 2018-04-15 | 12430 | GENERAL PEDIATRICS UNIT | 2008-06-11 | USD | 837 | Active | UNIVERSITY NEW MEXICO HOSPITAL
0000067268 | 1004002 | MEDELA INC | SYMPHONY | SYMPHONY | PUMPS/ BREAST |  | 455144 | 1165863 | 2016-08-04 | 2017-08-15 | 12230 | GEN MED/SAC (4-W) | 2008-06-11 | USD | 1313.41 | Active | UNIVERSITY NEW MEXICO HOSPITAL
0000067259 | 1003440 | SHERWOOD MEDICAL | FIRSTTEMP GENIUS | 3000A | THERMOMETERS/ ELECTRONIC/ INFRARED/ EAR |  | REPLACN64052 | J0426326 |  | 2017-06-15 | 12240 | GENERAL SURGERY (6-S) | 2008-06-10 | USD | 0.01 | Active | UNIVERSITY NEW MEXICO HOSPITAL
0000067258 | 1003439 | SHERWOOD MEDICAL | FIRSTTEMP GENIUS | 3000A | THERMOMETERS/ ELECTRONIC/ INFRARED/ EAR |  | REPLACN62637 | 67258 |  | 2017-06-15 | 12210 | CORONARY CARE SUBACUTE | 2008-06-10 | USD | 0.01 | Active | UNIVERSITY NEW MEXICO HOSPITAL
0000067266 | 1004000 | SHERWOOD MEDICAL | FIRSTTEMP GENIUS | 3000A | THERMOMETERS/ ELECTRONIC/ INFRARED/ EAR |  | 468128 | J0816273 |  | 2017-06-15 | 12430 | GENERAL PEDIATRICS UNIT | 2008-06-10 | USD | 323.01 | Active | UNIVERSITY NEW MEXICO HOSPITAL
0000062639 | 1142611 | SONOSITE INC | MICROMAXX | 531843 | SCANNING SYSTEMS/ ULTRASONIC/ PORTABLE |  | REPLACN46257 | 039MVR | 2017-01-31 | 2017-07-15 | 75025 | RADIOLOGY - INTERVENTIONAL RAD | 2008-06-09 | USD | 0.01 | Active | UNIVERSITY NEW MEXICO HOSPITAL
0000067230 | 1003398 | OR SOLUTIONS INC | ORS-2038D | ORS-2038D | WARMING UNITS |  | 471417 | 404772 | 2017-06-08 | 2018-06-15 | 15000 | OPERATING ROOM | 2008-06-06 | USD | 0.01 | Active | UNIVERSITY NEW MEXICO HOSPITAL
0000067231 | 1003399 | OR SOLUTIONS INC | ORS-2066R | ORS-2066R | SURGICAL SLUSH UNITS |  | 471417 | 45088 | 2017-06-21 | 2018-06-15 | 15000 | OPERATING ROOM | 2008-06-06 | USD | 0.01 | Active | UNIVERSITY NEW MEXICO HOSPITAL
0000067244 | 1003396 | SONOSITE INC | TITAN | 531907 | SCANNING SYSTEMS/ ULTRASONIC/ PORTABLE |  | 469400 | 03C6YT | 2011-12-06 | 2011-12-15 | 12330 | FAMILY PRACTICE (3-N) | 2008-06-05 | USD | 16770 | Active | UNIVERSITY NEW MEXICO HOSPITAL
0000067229 | 1003397 | OR SOLUTIONS INC | ORS-2066R | ORS-2066R | SURGICAL SLUSH UNITS |  | 471550 | 42630 | 2016-10-11 | 2017-10-15 | 15005 | OPERATING ROOM - BBRP | 2008-06-05 | USD | 0.01 | Active | UNIVERSITY NEW MEXICO HOSPITAL
0000067142 | 1003508 | EXERGEN CORP | TAT-5000 | TAT-5000 | THERMOMETERS/ ELECTRONIC/ INFRARED |  | FOUND | A73103 |  | 2017-06-15 | 15060 | ANESTHESIA - BBRP | 2008-06-05 | USD | 0.1 | Active | UNIVERSITY NEW MEXICO HOSPITAL
0000067234 | 1003411 | SONOSITE INC | M-TURBO | M-TURBO | SCANNING SYSTEMS/ ULTRASONIC/ PORTABLE |  | 469417 | 03CDY1 | 2017-01-31 | 2017-07-15 | 34350 | MEDICINE CLINIC | 2008-06-05 | USD | 62100 | Active | UNIVERSITY NEW MEXICO HOSPITAL
0000067233 | 1003410 | SONOSITE INC | M-TURBO | M-TURBO | SCANNING SYSTEMS/ ULTRASONIC/ PORTABLE |  | 469418 | 03CF01 | 2017-01-31 | 2017-07-15 | 12120 | MEDICAL/CARDIAC ICU | 2008-06-05 | USD | 65276 | Active | UNIVERSITY NEW MEXICO HOSPITAL
83754 | 1163242 | SONOSITE INC | M-TURBO | M-TURBO | SCANNING SYSTEMS/ ULTRASONIC |  | 469418 | 03CV19 | 2016-07-22 | 2016-07-15 | 12120 | MEDICAL/CARDIAC ICU | 2008-06-05 | USD | 65276 | Active | UNIVERSITY NEW MEXICO HOSPITAL
0000067225 | 1003388 | MEDELA INC | SYMPHONY | SYMPHONY | PUMPS/ BREAST |  | 470273 | 1185278 | 2016-08-03 | 2017-08-15 | 12360 | NEUROSCIENCE | 2008-06-04 | USD | 1294.95 | Active | UNIVERSITY NEW MEXICO HOSPITAL
0000067224 | 1003387 | MEDELA INC | SYMPHONY | SYMPHONY | PUMPS/ BREAST |  | 470273 | 1185298 | 2016-10-14 | 2017-10-15 | 12510 | WOMEN'S SPECIAL CARE | 2008-06-04 | USD | 1294.95 | Active | UNIVERSITY NEW MEXICO HOSPITAL
0000067223 | 1003386 | MEDELA INC | SYMPHONY | SYMPHONY | PUMPS/ BREAST |  | 470273 | 1185294 | 2017-07-17 | 2018-07-15 | 21015 | ED-NORTH | 2008-06-04 | USD | 1294.95 | Reactivated | UNIVERSITY NEW MEXICO HOSPITAL
0000067222 | 1003385 | MEDELA INC | SYMPHONY | SYMPHONY | PUMPS/ BREAST |  | 470273 | 1185293 | 2016-10-01 | 2017-10-15 | 12520 | MOTHER & BABY UNIT (3-E) BBRP | 2008-06-04 | USD | 1294.95 | Active | UNIVERSITY NEW MEXICO HOSPITAL
0000067220 | 1003392 | MEDELA INC | SYMPHONY | SYMPHONY | PUMPS/ BREAST |  | 470273 | 1185299 | 2016-08-17 | 2017-08-15 | 12220 | MED/SURG SUBACUTE (4-E) | 2008-06-04 | USD | 1294.95 | Active | UNIVERSITY NEW MEXICO HOSPITAL
0000067219 | 1003391 | MEDELA INC | SYMPHONY | SYMPHONY | PUMPS/ BREAST |  | 470273 | 1185304 | 2016-10-04 | 2017-10-15 | 12510 | WOMEN'S SPECIAL CARE | 2008-06-04 | USD | 1294.95 | Reactivated | UNIVERSITY NEW MEXICO HOSPITAL
0000067218 | 1003390 | MEDELA INC | SYMPHONY | SYMPHONY | PUMPS/ BREAST |  | 470273 | 1185303 | 2016-09-21 | 2017-09-15 | 12240 | GENERAL SURGERY (6-S) | 2008-06-04 | USD | 1294.95 | Reactivated | UNIVERSITY NEW MEXICO HOSPITAL
0000067217 | 1003389 | MEDELA INC | SYMPHONY | SYMPHONY | PUMPS/ BREAST |  | 470273 | 1185292 | 2017-05-16 | 2018-05-15 | 12120 | MEDICAL/CARDIAC ICU | 2008-06-04 | USD | 1294.95 | Reactivated | UNIVERSITY NEW MEXICO HOSPITAL
0000067216 | 1003384 | MEDELA INC | SYMPHONY | SYMPHONY | PUMPS/ BREAST |  | 470273 | 1185287 | 2016-10-27 | 2017-10-15 | 12520 | MOTHER & BABY UNIT (3-E) BBRP | 2008-06-04 | USD | 1294.95 | Active | UNIVERSITY NEW MEXICO HOSPITAL
0000067215 | 1003383 | MEDELA INC | SYMPHONY | SYMPHONY | PUMPS/ BREAST |  | 470273 | 1185302 | 2017-01-27 | 2018-01-15 | 12480 | CTH REHAB-ORTHO UNIT | 2008-06-04 | USD | 1294.95 | Reactivated | UNIVERSITY NEW MEXICO HOSPITAL
0000067227 | 1003395 | MEDELA INC | SYMPHONY | SYMPHONY | PUMPS/ BREAST |  | 470273 | 1185297 | 2016-09-27 | 2017-09-15 | 12350 | CRC/CTC (5-E) | 2008-06-04 | USD | 1294.95 | Active | UNIVERSITY NEW MEXICO HOSPITAL
0000067212 | 1003535 | OSI SYSTEMS INC | 5803 | 5803 | TABLES/ EXAMINATION/TREATMENT/ORTHOPEDIC/TRACTION |  | 467455 | 5669 | 2016-10-12 | 2017-10-15 | 15005 | OPERATING ROOM - BBRP | 2008-06-03 | USD | 60569 | Active | UNIVERSITY NEW MEXICO HOSPITAL
0000067211 | 1003533 | OSI SYSTEMS INC | 5803 | 5803 | TABLES/ EXAMINATION/TREATMENT/ORTHOPEDIC/TRACTION |  | 469672 | 5672 | 2017-06-15 | 2018-06-15 | 15000 | OPERATING ROOM | 2008-06-03 | USD | 94500 | Active | UNIVERSITY NEW MEXICO HOSPITAL
0000067210 | 1003534 | OSI SYSTEMS INC | 5803 | 5803 | TABLES/ EXAMINATION/TREATMENT/ORTHOPEDIC/TRACTION |  | 469668 | 5671 | 2017-06-30 | 2018-06-15 | 15000 | OPERATING ROOM | 2008-06-03 | USD | 56380 | Active | UNIVERSITY NEW MEXICO HOSPITAL
0000060654 | 1004885 | ZOLL MEDICAL CORP | M SERIES | M SERIES | DEFIBRILLATOR/ MONITOR/ PACEMAKERS |  | BBRP | T06L86573 | 2017-04-18 | 2017-10-15 | 12015 | PEDIATRIC INFUSION UNIT PIU | 2008-06-02 | USD | 0.01 | Active | UNIVERSITY NEW MEXICO HOSPITAL
0000067209 | 1003376 | INSTROMEDIX INC | KINGS OF HEART EXPRESS | KINGS OF HEART EXPRE | HOLTER MONITORING SYSTEMS |  | 468707 | 6099950 |  | 2017-06-15 | 71030 | HEART STATION | 2008-06-02 | USD | 795 | Active | UNIVERSITY NEW MEXICO HOSPITAL
0000067207 | 1003374 | INSTROMEDIX INC | KINGS OF HEART EXPRESS | KINGS OF HEART EXPRE | HOLTER MONITORING SYSTEMS |  | 468707 | 6099948 |  | 2017-06-15 | 71030 | HEART STATION | 2008-06-02 | USD | 795 | Active | UNIVERSITY NEW MEXICO HOSPITAL
0000067206 | 1003373 | INSTROMEDIX INC | KINGS OF HEART EXPRESS | KINGS OF HEART EXPRE | HOLTER MONITORING SYSTEMS |  | 468707 | 6099947 |  | 2017-06-15 | 71030 | HEART STATION | 2008-06-02 | USD | 795 | Active | UNIVERSITY NEW MEXICO HOSPITAL
0000067205 | 1003372 | INSTROMEDIX INC | KINGS OF HEART EXPRESS | KINGS OF HEART EXPRE | HOLTER MONITORING SYSTEMS |  | 468707 | 6099946 |  | 2017-06-15 | 71030 | HEART STATION | 2008-06-02 | USD | 795 | Active | UNIVERSITY NEW MEXICO HOSPITAL
0000067204 | 1003371 | INSTROMEDIX INC | KINGS OF HEART EXPRESS | KINGS OF HEART EXPRE | HOLTER MONITORING SYSTEMS |  | 468707 | 6099945 |  | 2017-06-15 | 71030 | HEART STATION | 2008-06-02 | USD | 795 | Active | UNIVERSITY NEW MEXICO HOSPITAL
0000067203 | 1003370 | INSTROMEDIX INC | KINGS OF HEART EXPRESS | KINGS OF HEART EXPRE | HOLTER MONITORING SYSTEMS |  | 468707 | 6099944 |  | 2017-06-15 | 71030 | HEART STATION | 2008-06-02 | USD | 795 | Active | UNIVERSITY NEW MEXICO HOSPITAL
0000067201 | 1003360 | INSTROMEDIX INC | KINGS OF HEART EXPRESS | KINGS OF HEART EXPRE | HOLTER MONITORING SYSTEMS |  | 468707 | 6100035 |  | 2017-06-15 | 71030 | HEART STATION | 2008-06-02 | USD | 795 | Active | UNIVERSITY NEW MEXICO HOSPITAL
0000067200 | 1003359 | INSTROMEDIX INC | KINGS OF HEART EXPRESS | KINGS OF HEART EXPRE | HOLTER MONITORING SYSTEMS |  | 468707 | 6100033 |  | 2017-06-15 | 71030 | HEART STATION | 2008-06-02 | USD | 795 | Active | UNIVERSITY NEW MEXICO HOSPITAL
0000067199 | 1003369 | INSTROMEDIX INC | KINGS OF HEART EXPRESS | KINGS OF HEART EXPRE | HOLTER MONITORING SYSTEMS |  | 468707 | 6099943 |  | 2017-06-15 | 71030 | HEART STATION | 2008-06-02 | USD | 795 | Active | UNIVERSITY NEW MEXICO HOSPITAL
0000067198 | 1003368 | INSTROMEDIX INC | KINGS OF HEART EXPRESS | KINGS OF HEART EXPRE | HOLTER MONITORING SYSTEMS |  | 468707 | 6099942 |  | 2017-06-15 | 71030 | HEART STATION | 2008-06-02 | USD | 795 | Active | UNIVERSITY NEW MEXICO HOSPITAL
0000067196 | 1003366 | INSTROMEDIX INC | KINGS OF HEART EXPRESS | KINGS OF HEART EXPRE | HOLTER MONITORING SYSTEMS |  | 468707 | 6100036 |  | 2017-06-15 | 71030 | HEART STATION | 2008-06-02 | USD | 795 | Active | UNIVERSITY NEW MEXICO HOSPITAL
0000067194 | 1003364 | INSTROMEDIX INC | KINGS OF HEART EXPRESS | KINGS OF HEART EXPRE | HOLTER MONITORING SYSTEMS |  | 468707 | 6100038 |  | 2017-06-15 | 71030 | HEART STATION | 2008-06-02 | USD | 795 | Active | UNIVERSITY NEW MEXICO HOSPITAL
0000067192 | 1003362 | INSTROMEDIX INC | KINGS OF HEART EXPRESS | KINGS OF HEART EXPRE | HOLTER MONITORING SYSTEMS |  | 468707 | 6100040 |  | 2017-06-15 | 71030 | HEART STATION | 2008-06-02 | USD | 795 | Active | UNIVERSITY NEW MEXICO HOSPITAL
0000067247 | 1003424 | NATIONAL DISPLAY SYSTEMS | WIDEVIEW | SC-WU23-A1511 | MONITORS/ VIDEO |  | 466645 | 08-117760 |  | 2017-06-15 | 15500 | OSIS OPERATING ROOM | 2008-06-01 | USD | 24939.8 | Active | UNIVERSITY NEW MEXICO HOSPITAL
0000060608 | 1219055 | HEMAMETRICS INC | CRIT-LINE III TQA | CRIT-LINE III TQA | ANALYZERS/ POINT-OF-CARE/ WHOLE BLOOD |  | BBRP | 196NBM410749 | 2015-09-15 | 2015-09-15 | 72040 | I/P HEMODIALYSIS | 2008-06-01 | USD | 0.1 | Active | UNIVERSITY NEW MEXICO HOSPITAL
0000067245 | 1003421 | NATIONAL DISPLAY SYSTEMS | WIDEVIEW | SC-WU23-A1511 | MONITORS/ VIDEO |  | 466645 | 08-119780 |  | 2017-06-15 | 15500 | OSIS OPERATING ROOM | 2008-06-01 | USD | 24939.8 | Active | UNIVERSITY NEW MEXICO HOSPITAL
0000067246 | 1003422 | NATIONAL DISPLAY SYSTEMS | RADIANCE (SC WU23-A1511) | RADIANCE (SC WU23-A1 | MONITORS/ VIDEO |  | 466645 | 08-119791 |  | 2017-06-15 | 15500 | OSIS OPERATING ROOM | 2008-06-01 | USD | 24939.8 | Active | UNIVERSITY NEW MEXICO HOSPITAL
0000067243 | 1003418 | NATIONAL DISPLAY SYSTEMS | WIDEVIEW | SC-WU23-A1511 | MONITORS/ VIDEO |  | 466645 | 08-1197882 |  | 2017-06-15 | 15500 | OSIS OPERATING ROOM | 2008-06-01 | USD | 24939.8 | Active | UNIVERSITY NEW MEXICO HOSPITAL
0000067248 | 1003423 | KARL STORZ ENDOSCOPY-AMERICA INC | 9601F | GO CART | ENDOSCOPE/ CAMERA ADAPTERS |  | 466645 | 10280209 |  | 2017-06-15 | 15500 | OSIS OPERATING ROOM | 2008-06-01 | USD | 24939.8 | Active | UNIVERSITY NEW MEXICO HOSPITAL
0000067242 | 1003417 | NATIONAL DISPLAY SYSTEMS | WIDEVIEW | SC-WU23-A1511 | MONITORS/ VIDEO |  | 466645 | 08-117777 |  | 2017-06-15 | 15500 | OSIS OPERATING ROOM | 2008-06-01 | USD | 24939.8 | Active | UNIVERSITY NEW MEXICO HOSPITAL
0000067240 | 1003415 | NATIONAL DISPLAY SYSTEMS | WIDEVIEW | SC-WU23-A1511 | MONITORS/ VIDEO |  | 466645 | 08-117752 |  | 2017-06-15 | 15500 | OSIS OPERATING ROOM | 2008-06-01 | USD | 24939.8 | Active | UNIVERSITY NEW MEXICO HOSPITAL
0000067241 | 1003416 | KARL STORZ ENDOSCOPY-AMERICA INC | 9601F | 9601F | CARTS |  | 466645 | 10280204 |  | 2017-06-15 | 15500 | OSIS OPERATING ROOM | 2008-06-01 | USD | 24939.8 | Active | UNIVERSITY NEW MEXICO HOSPITAL
0000067239 | 1003414 | KARL STORZ ENDOSCOPY-AMERICA INC | 9601F | 9601F | CARTS |  | 466645 | 10280207 |  | 2017-06-15 | 15500 | OSIS OPERATING ROOM | 2008-06-01 | USD | 24939.8 | Active | UNIVERSITY NEW MEXICO HOSPITAL
0000067237 | 1003412 | STRYKER CORP | CORE CONSOLE | 5400-050-000 | CONTROLLERS |  | 469420 | 0813500733 | 2016-05-01 | 2017-05-15 | 15500 | OSIS OPERATING ROOM | 2008-06-01 | USD | 25000 | Active | UNIVERSITY NEW MEXICO HOSPITAL
0000067132 | 1003345 | GE HEALTHCARE | SOLAR 8000I | SOLAR 8000I | MONITORING SYSTEMS/ PHYSIOLOGIC |  | 428875 | SBL06436144GA | 2016-10-13 | 2017-10-15 | 15060 | ANESTHESIA - BBRP | 2008-05-30 | USD | 1 | Active | UNIVERSITY NEW MEXICO HOSPITAL
0000064558 | 1003335 | GE HEALTHCARE | TRAM (451N) | TRAM (451N) | MODULES/ MULTIPARAMETERS |  | 428875 | SBB06432662GA |  | 2017-06-15 | 71030 | HEART STATION | 2008-05-30 | USD | 1 | Active | UNIVERSITY NEW MEXICO HOSPITAL
0000067133 | 1003346 | DRAEGER MEDICAL INC | FABIUS GS PREMIUM | FABIUS GS PREMIUM | ANESTHESIA UNITS |  | 466798 | ARZD-0034 | 2017-04-30 | 2017-10-15 | 15515 | OSIS ANESTHESIA | 2008-05-30 | USD | 49367 | Active | UNIVERSITY NEW MEXICO HOSPITAL
0000064559 | 1003344 | GE HEALTHCARE | TRAM-RAC 4A | TRAM-RAC 4A | RACKS/ MODULE |  | 428875 | RST06478768GA |  | 2017-06-15 | 15055 | ANESTHESIA | 2008-05-30 | USD | 1 | Active | UNIVERSITY NEW MEXICO HOSPITAL
0000067140 | 1003506 | GE Healthcare USA | Pro 400 V2 | Pro 400 V2 | MONITORING SYSTEMS/ PHYSIOLOGIC/ ACUTE CARE |  | 469483 | AAX08190029SA | 2017-01-01 | 2018-01-15 | 30030 | CTH OUTPATIENT CLINIC | 2008-05-29 | USD | 4410 | Active | UNIVERSITY NEW MEXICO HOSPITAL
0000067139 | 1003505 | GE Healthcare USA | Pro 400 V2 | Pro 400 V2 | MONITORING SYSTEMS/ PHYSIOLOGIC/ ACUTE CARE |  | 469483 | AAX08190022SA | 2017-01-01 | 2018-01-15 | 30030 | CTH OUTPATIENT CLINIC | 2008-05-29 | USD | 4410 | Active | UNIVERSITY NEW MEXICO HOSPITAL
0000067138 | 1003504 | GE Healthcare USA | Pro 400 V2 | Pro 400 V2 | MONITORING SYSTEMS/ PHYSIOLOGIC/ ACUTE CARE |  | 469483 | AAX08190073SA | 2017-01-31 | 2018-01-15 | 30030 | CTH OUTPATIENT CLINIC | 2008-05-29 | USD | 4410 | Active | UNIVERSITY NEW MEXICO HOSPITAL
0000067153 | 1003355 | HEALTHCARE SERVICE AND SUPPLY | ALP 501 | 501 | COMPRESSION UNITS/ INTERMITTENT |  | 468890 | 7036 | 2013-05-01 | 2014-05-15 | 12330 | FAMILY PRACTICE (3-N) | 2008-05-28 | USD | 0.01 | Active | UNIVERSITY NEW MEXICO HOSPITAL
0000067152 | 1003354 | HEALTHCARE SERVICE AND SUPPLY | ALP 501 | 501 | COMPRESSION UNITS/ INTERMITTENT |  | 468890 | 7876 | 2013-05-09 | 2014-05-15 | 12110 | NEUROSCIENCE ICU | 2008-05-28 | USD | 0.01 | Active | UNIVERSITY NEW MEXICO HOSPITAL
0000067151 | 1003351 | HEALTHCARE SERVICE AND SUPPLY | ALP 501 | 501 | COMPRESSION UNITS/ INTERMITTENT |  | 468890 | 14171 | 2012-08-02 | 2013-08-15 | 12340 | SURGICAL SPECIALITY UNIT (4-S) | 2008-05-28 | USD | 0.01 | Active | UNIVERSITY NEW MEXICO HOSPITAL
0000067150 | 1003352 | HEALTHCARE SERVICE AND SUPPLY | ALP 501 | 501 | COMPRESSION UNITS/ INTERMITTENT |  | 468890 | 7659 | 2014-09-17 | 2014-09-15 | 12510 | WOMEN'S SPECIAL CARE | 2008-05-28 | USD | 0.01 | Reactivated | UNIVERSITY NEW MEXICO HOSPITAL
0000067149 | 1003353 | HEALTHCARE SERVICE AND SUPPLY | ALP 501 | 501 | COMPRESSION UNITS/ INTERMITTENT |  | 468890 | 12856 | 2013-08-21 | 2013-06-15 | 15040 | PACU (RECOVERY ROOM 1) | 2008-05-28 | USD | 0.01 | Active | UNIVERSITY NEW MEXICO HOSPITAL
0000067148 | 1003347 | HEALTHCARE SERVICE AND SUPPLY | ALP 501 | 501 | COMPRESSION UNITS/ INTERMITTENT |  | 468890 | 7289 | 2013-06-17 | 2014-06-15 | 15040 | PACU (RECOVERY ROOM 1) | 2008-05-28 | USD | 0.01 | Active | UNIVERSITY NEW MEXICO HOSPITAL
0000067147 | 1003348 | HEALTHCARE SERVICE AND SUPPLY | ALP 501 | 501 | COMPRESSION UNITS/ INTERMITTENT |  | 468890 | 7495 | 2013-05-07 | 2014-05-15 | 12480 | CTH REHAB-ORTHO UNIT | 2008-05-28 | USD | 0.01 | Active | UNIVERSITY NEW MEXICO HOSPITAL
0000067146 | 1003349 | HEALTHCARE SERVICE AND SUPPLY | ALP 501 | 501 | COMPRESSION UNITS/ INTERMITTENT |  | 468890 | 14552 | 2013-06-10 | 2014-06-15 | 15000 | OPERATING ROOM | 2008-05-28 | USD | 0.01 | Active | UNIVERSITY NEW MEXICO HOSPITAL
0000067145 | 1003350 | HEALTHCARE SERVICE AND SUPPLY | ALP 501 | 501 | COMPRESSION UNITS/ INTERMITTENT |  | 468890 | 6972 | 2013-06-07 | 2014-06-15 | 15040 | PACU (RECOVERY ROOM 1) | 2008-05-28 | USD | 0.01 | Active | UNIVERSITY NEW MEXICO HOSPITAL
0000067303 | 1004542 | DRAEGER MEDICAL INC | FABIUS GS PREMIUM | FABIUS GS PREMIUM | ANESTHESIA UNITS |  | 466798 | ARZD-0035 | 2017-04-30 | 2017-10-15 | 15515 | OSIS ANESTHESIA | 2008-05-28 | USD | 49367 | Active | UNIVERSITY NEW MEXICO HOSPITAL
0000067128 | 1003340 | NATUS MEDICAL INC | Neoblue Mini | Neoblue Mini | PHOTOTHERAPY UNIT/VISIBLE LIGHT/HYPERBILIRUBINEMIA |  | 469075 | 62487 | 2017-04-25 | 2017-10-15 | 12520 | MOTHER & BABY UNIT (3-E) BBRP | 2008-05-22 | USD | 2395 | Active | UNIVERSITY NEW MEXICO HOSPITAL
0000067118 | 1003329 | OLYMPUS AMERICA INC | OTV-SI | OTV-SI | DIGITAL IMAGING SYSTEMS/ PORTAL |  | 469511 | 7842142 | 2017-06-08 | 2018-06-15 | 15055 | ANESTHESIA | 2008-05-22 | USD | 6474 | Active | UNIVERSITY NEW MEXICO HOSPITAL
0000067127 | 1003339 | NATUS MEDICAL INC | Neoblue Mini | Neoblue Mini | PHOTOTHERAPY UNIT/VISIBLE LIGHT/HYPERBILIRUBINEMIA |  | 469075 | 62486 | 2017-04-25 | 2017-10-15 | 12520 | MOTHER & BABY UNIT (3-E) BBRP | 2008-05-22 | USD | 2395 | Active | UNIVERSITY NEW MEXICO HOSPITAL
0000067117 | 1003328 | OLYMPUS AMERICA INC | OTV-SI | OTV-SI | DIGITAL IMAGING SYSTEMS/ PORTAL |  | 469511 | 7842222 | 2017-06-08 | 2018-06-15 | 15055 | ANESTHESIA | 2008-05-22 | USD | 6474 | Active | UNIVERSITY NEW MEXICO HOSPITAL
0000067126 | 1003338 | NATUS MEDICAL INC | Neoblue Mini | Neoblue Mini | PHOTOTHERAPY UNIT/VISIBLE LIGHT/HYPERBILIRUBINEMIA |  | 469075 | 62488 | 2017-04-25 | 2017-10-15 | 12520 | MOTHER & BABY UNIT (3-E) BBRP | 2008-05-22 | USD | 2395 | Reactivated | UNIVERSITY NEW MEXICO HOSPITAL
0000067116 | 1003327 | SONY CORP OF AMERICA | LMD-1420MD | LMD-1420MD | MONITORS/ VIDEO |  | 469511 | 3300387 |  | 2017-06-15 | 15515 | OSIS ANESTHESIA | 2008-05-22 | USD | 1961 | Active | UNIVERSITY NEW MEXICO HOSPITAL
0000067125 | 1003337 | NATUS MEDICAL INC | Neoblue Mini | Neoblue Mini | PHOTOTHERAPY UNIT/VISIBLE LIGHT/HYPERBILIRUBINEMIA |  | 469075 | 62485 | 2017-04-01 | 2017-10-15 | 12520 | MOTHER & BABY UNIT (3-E) BBRP | 2008-05-22 | USD | 2395 | Active | UNIVERSITY NEW MEXICO HOSPITAL
0000067115 | 1003326 | SONY CORP OF AMERICA | LMD-1420MD | LMD-1420MD | MONITORS/ VIDEO |  | 469511 | 3300941 |  | 2017-06-15 | 15055 | ANESTHESIA | 2008-05-22 | USD | 1961 | Active | UNIVERSITY NEW MEXICO HOSPITAL
0000067124 | 1003336 | NATUS MEDICAL INC | Neoblue Mini | Neoblue Mini | PHOTOTHERAPY UNIT/VISIBLE LIGHT/HYPERBILIRUBINEMIA |  | 469075 | 62489 | 2017-04-25 | 2017-10-15 | 12520 | MOTHER & BABY UNIT (3-E) BBRP | 2008-05-22 | USD | 2395 | Active | UNIVERSITY NEW MEXICO HOSPITAL
0000064922 | 1003311 | VERATHON INC | BLADDERSCAN (BVI-9400) | BVI-9400 | SCANNING SYSTEMS/ULTRASONIC/DIAGNOSTIC (BIOMED) |  | 468861 | 00001437 | 2017-05-15 | 2018-05-15 | 12410 | PEDIATRIC SPECIALTY CARE | 2008-05-22 | USD | 16008.95 | Active | UNIVERSITY NEW MEXICO HOSPITAL
0000064921 | 1003220 | AMERICAN ORTHOPAEDIC | 0295-200 | 0295-200 | CAST CUTTERS |  | 468932 | 22129 |  | 2017-06-15 | 21015 | ED-NORTH | 2008-05-19 | USD | 1244 | Active | UNIVERSITY NEW MEXICO HOSPITAL
0000067078 | 1003286 | HILL-ROM INC | SURETEMP PLUS | 692 | THERMOMETERS/ ELECTRONIC |  | 465601 | 08137508 |  | 2017-06-15 | 12455 | NEWBORN ICU | 2008-05-16 | USD | 166.89 | Active | UNIVERSITY NEW MEXICO HOSPITAL
0000067100 | 1003309 | WELCH ALLYN INC | SURETEMP PLUS (690) | SURETEMP PLUS (690) | THERMOMETERS/ ELECTRONIC |  | 465601 | 08137567 |  | 2017-06-15 | 12455 | NEWBORN ICU | 2008-05-16 | USD | 166.89 | Active | UNIVERSITY NEW MEXICO HOSPITAL
0000067099 | 1003308 | WELCH ALLYN INC | SURETEMP PLUS (690) | SURETEMP PLUS (690) | THERMOMETERS/ ELECTRONIC |  | 465601 | 08137522 |  | 2017-06-15 | 12455 | NEWBORN ICU | 2008-05-16 | USD | 166.89 | Active | UNIVERSITY NEW MEXICO HOSPITAL
0000067098 | 1003307 | WELCH ALLYN INC | SURETEMP PLUS (690) | SURETEMP PLUS (690) | THERMOMETERS/ ELECTRONIC |  | 465601 | 08137563 |  | 2017-06-15 | 12455 | NEWBORN ICU | 2008-05-16 | USD | 166.89 | Active | UNIVERSITY NEW MEXICO HOSPITAL
0000067097 | 1003306 | WELCH ALLYN INC | SURETEMP PLUS (690) | SURETEMP PLUS (690) | THERMOMETERS/ ELECTRONIC |  | 465601 | 08137515 |  | 2017-06-15 | 12455 | NEWBORN ICU | 2008-05-16 | USD | 166.89 | Active | UNIVERSITY NEW MEXICO HOSPITAL
0000067096 | 1003305 | WELCH ALLYN INC | SURETEMP PLUS (690) | SURETEMP PLUS (690) | THERMOMETERS/ ELECTRONIC |  | 465601 | 08137495 |  | 2017-06-15 | 12415 | INTERMEDIATE CARE NURSERY | 2008-05-16 | USD | 166.89 | Active | UNIVERSITY NEW MEXICO HOSPITAL
0000067095 | 1003304 | WELCH ALLYN INC | SURETEMP PLUS (690) | SURETEMP PLUS (690) | THERMOMETERS/ ELECTRONIC |  | 465601 | 08137524 |  | 2017-06-15 | 12455 | NEWBORN ICU | 2008-05-16 | USD | 166.89 | Active | UNIVERSITY NEW MEXICO HOSPITAL
0000067094 | 1003303 | WELCH ALLYN INC | SURETEMP PLUS (690) | SURETEMP PLUS (690) | THERMOMETERS/ ELECTRONIC |  | 465601 | 08137496 |  | 2017-06-15 | 12455 | NEWBORN ICU | 2008-05-16 | USD | 166.89 | Active | UNIVERSITY NEW MEXICO HOSPITAL
0000067093 | 1003302 | WELCH ALLYN INC | SURETEMP PLUS (690) | SURETEMP PLUS (690) | THERMOMETERS/ ELECTRONIC |  | 465601 | 08137514 |  | 2017-06-15 | 12455 | NEWBORN ICU | 2008-05-16 | USD | 166.89 | Active | UNIVERSITY NEW MEXICO HOSPITAL
0000067092 | 1003301 | WELCH ALLYN INC | SURETEMP PLUS (690) | SURETEMP PLUS (690) | THERMOMETERS/ ELECTRONIC |  | 465601 | 08137521 |  | 2017-06-15 | 12455 | NEWBORN ICU | 2008-05-16 | USD | 166.89 | Active | UNIVERSITY NEW MEXICO HOSPITAL
0000067091 | 1003300 | WELCH ALLYN INC | SURETEMP PLUS (690) | SURETEMP PLUS (690) | THERMOMETERS/ ELECTRONIC |  | 465601 | 08137500 |  | 2017-06-15 | 12455 | NEWBORN ICU | 2008-05-16 | USD | 166.89 | Active | UNIVERSITY NEW MEXICO HOSPITAL
0000067090 | 1003299 | WELCH ALLYN INC | SURETEMP PLUS (690) | SURETEMP PLUS (690) | THERMOMETERS/ ELECTRONIC |  | 465601 | 08137564 |  | 2017-06-15 | 12455 | NEWBORN ICU | 2008-05-16 | USD | 166.89 | Active | UNIVERSITY NEW MEXICO HOSPITAL
0000067089 | 1003298 | WELCH ALLYN INC | SURETEMP PLUS (690) | SURETEMP PLUS (690) | THERMOMETERS/ ELECTRONIC |  | 465601 | 08137494 |  | 2017-06-15 | 12455 | NEWBORN ICU | 2008-05-16 | USD | 166.89 | Active | UNIVERSITY NEW MEXICO HOSPITAL
0000067088 | 1003297 | WELCH ALLYN INC | SURETEMP PLUS (690) | SURETEMP PLUS (690) | THERMOMETERS/ ELECTRONIC |  | 465601 | 08137569 |  | 2017-06-15 | 12415 | INTERMEDIATE CARE NURSERY | 2008-05-16 | USD | 166.89 | Active | UNIVERSITY NEW MEXICO HOSPITAL
0000067087 | 1003296 | WELCH ALLYN INC | SURETEMP PLUS (690) | SURETEMP PLUS (690) | THERMOMETERS/ ELECTRONIC |  | 465601 | 08137520 |  | 2017-06-15 | 12455 | NEWBORN ICU | 2008-05-16 | USD | 166.89 | Active | UNIVERSITY NEW MEXICO HOSPITAL
0000067086 | 1003295 | WELCH ALLYN INC | SURETEMP PLUS (690) | SURETEMP PLUS (690) | THERMOMETERS/ ELECTRONIC |  | 465601 | 08137502 |  | 2017-06-15 | 12455 | NEWBORN ICU | 2008-05-16 | USD | 166.89 | Active | UNIVERSITY NEW MEXICO HOSPITAL
0000067114 | 1003325 | WELCH ALLYN INC | SURETEMP PLUS (690) | SURETEMP PLUS (690) | THERMOMETERS/ ELECTRONIC |  | 465601 | 08137498 |  | 2017-06-15 | 12455 | NEWBORN ICU | 2008-05-16 | USD | 166.89 | Active | UNIVERSITY NEW MEXICO HOSPITAL
0000067113 | 1003324 | WELCH ALLYN INC | SURETEMP PLUS (690) | SURETEMP PLUS (690) | THERMOMETERS/ ELECTRONIC |  | 465601 | 08137501 |  | 2017-06-15 | 12455 | NEWBORN ICU | 2008-05-16 | USD | 166.89 | Active | UNIVERSITY NEW MEXICO HOSPITAL
0000067112 | 1003323 | WELCH ALLYN INC | SURETEMP PLUS (690) | SURETEMP PLUS (690) | THERMOMETERS/ ELECTRONIC |  | 465601 | 08137559 |  | 2017-06-15 | 12455 | NEWBORN ICU | 2008-05-16 | USD | 166.89 | Active | UNIVERSITY NEW MEXICO HOSPITAL
0000067085 | 1003294 | WELCH ALLYN INC | SURETEMP PLUS (690) | SURETEMP PLUS (690) | THERMOMETERS/ ELECTRONIC |  | 465601 | 08137510 |  | 2017-06-15 | 12455 | NEWBORN ICU | 2008-05-16 | USD | 166.89 | Active | UNIVERSITY NEW MEXICO HOSPITAL
0000067084 | 1003292 | WELCH ALLYN INC | SURETEMP PLUS (690) | SURETEMP PLUS (690) | THERMOMETERS/ ELECTRONIC |  | 465601 | 08137492 |  | 2017-06-15 | 12455 | NEWBORN ICU | 2008-05-16 | USD | 166.89 | Active | UNIVERSITY NEW MEXICO HOSPITAL
0000067083 | 1003291 | WELCH ALLYN INC | SURETEMP PLUS (690) | SURETEMP PLUS (690) | THERMOMETERS/ ELECTRONIC |  | 465601 | 08137497 |  | 2017-06-15 | 12455 | NEWBORN ICU | 2008-05-16 | USD | 166.89 | Active | UNIVERSITY NEW MEXICO HOSPITAL
0000067111 | 1003322 | WELCH ALLYN INC | SURETEMP PLUS (690) | SURETEMP PLUS (690) | THERMOMETERS/ ELECTRONIC |  | 465601 | 08137507 |  | 2017-06-15 | 12455 | NEWBORN ICU | 2008-05-16 | USD | 166.89 | Active | UNIVERSITY NEW MEXICO HOSPITAL
0000067110 | 1003321 | WELCH ALLYN INC | SURETEMP PLUS (690) | SURETEMP PLUS (690) | THERMOMETERS/ ELECTRONIC |  | 465601 | 08137512 |  | 2017-06-15 | 12455 | NEWBORN ICU | 2008-05-16 | USD | 166.89 | Active | UNIVERSITY NEW MEXICO HOSPITAL
0000067109 | 1003320 | WELCH ALLYN INC | SURETEMP PLUS (690) | SURETEMP PLUS (690) | THERMOMETERS/ ELECTRONIC |  | 465601 | 08137562 |  | 2017-06-15 | 12455 | NEWBORN ICU | 2008-05-16 | USD | 166.89 | Active | UNIVERSITY NEW MEXICO HOSPITAL
0000067082 | 1003290 | WELCH ALLYN INC | SURETEMP PLUS (690) | SURETEMP PLUS (690) | THERMOMETERS/ ELECTRONIC |  | 465601 | 0813716 |  | 2017-06-15 | 12455 | NEWBORN ICU | 2008-05-16 | USD | 166.89 | Active | UNIVERSITY NEW MEXICO HOSPITAL
0000067081 | 1003289 | WELCH ALLYN INC | SURETEMP PLUS (690) | SURETEMP PLUS (690) | THERMOMETERS/ ELECTRONIC |  | 465601 | 08137503 |  | 2017-06-15 | 12455 | NEWBORN ICU | 2008-05-16 | USD | 166.89 | Active | UNIVERSITY NEW MEXICO HOSPITAL
0000067080 | 1003288 | WELCH ALLYN INC | SURETEMP PLUS (690) | SURETEMP PLUS (690) | THERMOMETERS/ ELECTRONIC |  | 465601 | 08134525 |  | 2017-06-15 | 12455 | NEWBORN ICU | 2008-05-16 | USD | 166.89 | Active | UNIVERSITY NEW MEXICO HOSPITAL
0000067108 | 1003319 | WELCH ALLYN INC | SURETEMP PLUS (690) | SURETEMP PLUS (690) | THERMOMETERS/ ELECTRONIC |  | 465601 | 08137517 |  | 2017-06-15 | 12455 | NEWBORN ICU | 2008-05-16 | USD | 166.89 | Active | UNIVERSITY NEW MEXICO HOSPITAL
0000067107 | 1003318 | WELCH ALLYN INC | SURETEMP PLUS (690) | SURETEMP PLUS (690) | THERMOMETERS/ ELECTRONIC |  | 465601 | 08137499 |  | 2017-06-15 | 12455 | NEWBORN ICU | 2008-05-16 | USD | 166.89 | Active | UNIVERSITY NEW MEXICO HOSPITAL
0000067106 | 1003317 | WELCH ALLYN INC | SURETEMP PLUS (690) | SURETEMP PLUS (690) | THERMOMETERS/ ELECTRONIC |  | 465601 | 08137580 |  | 2017-06-15 | 12455 | NEWBORN ICU | 2008-05-16 | USD | 166.89 | Active | UNIVERSITY NEW MEXICO HOSPITAL
0000067079 | 1003287 | WELCH ALLYN INC | SURETEMP PLUS (690) | SURETEMP PLUS (690) | THERMOMETERS/ ELECTRONIC |  | 465601 | 08137518 |  | 2017-06-15 | 12455 | NEWBORN ICU | 2008-05-16 | USD | 166.89 | Active | UNIVERSITY NEW MEXICO HOSPITAL
0000067077 | 1003285 | WELCH ALLYN INC | SURETEMP PLUS (690) | SURETEMP PLUS (690) | THERMOMETERS/ ELECTRONIC |  | 465601 | 08137509 |  | 2017-06-15 | 12455 | NEWBORN ICU | 2008-05-16 | USD | 166.89 | Active | UNIVERSITY NEW MEXICO HOSPITAL
0000067104 | 1003315 | WELCH ALLYN INC | SURETEMP PLUS (690) | SURETEMP PLUS (690) | THERMOMETERS/ ELECTRONIC |  | 465601 | 08137511 |  | 2017-06-15 | 12455 | NEWBORN ICU | 2008-05-16 | USD | 166.89 | Active | UNIVERSITY NEW MEXICO HOSPITAL
0000067103 | 1003310 | WELCH ALLYN INC | SURETEMP PLUS (690) | SURETEMP PLUS (690) | THERMOMETERS/ ELECTRONIC |  | 465601 | 08137519 |  | 2017-06-15 | 12455 | NEWBORN ICU | 2008-05-16 | USD | 166.89 | Active | UNIVERSITY NEW MEXICO HOSPITAL
0000067076 | 1003293 | WELCH ALLYN INC | SURETEMP PLUS (690) | SURETEMP PLUS (690) | THERMOMETERS/ ELECTRONIC |  | 465601 | 08137505 |  | 2017-06-15 | 12455 | NEWBORN ICU | 2008-05-16 | USD | 166.89 | Active | UNIVERSITY NEW MEXICO HOSPITAL
0000067056 | 1219742 | EXERGEN CORP | TAT-5000 | TAT-5000 | THERMOMETERS/ ELECTRONIC/ INFRARED |  | found | 102680 |  | 2017-06-15 | 12220 | MED/SURG SUBACUTE (4-E) | 2008-05-15 | USD | 0.01 | Active | UNIVERSITY NEW MEXICO HOSPITAL
0000067045 | 1219741 | EXERGEN CORP | TAT-5000 | TAT-5000 | THERMOMETERS/ ELECTRONIC/ INFRARED |  | found62562 | 89504 |  | 2017-06-15 | 12220 | MED/SURG SUBACUTE (4-E) | 2008-05-15 | USD | 0.01 | Active | UNIVERSITY NEW MEXICO HOSPITAL
0000067001 | 1219740 | THE KENDALL CO | FIRSTEMP GENIUS 3000A | FIRSTEMP GENIUS 3000A | THERMOMETERS/ ELECTRONIC/ INFRARED/ EAR |  | REPL55009 | J0719855 |  | 2017-06-15 | 34315 | CLINICAL NEUROSCIENCE CENTER | 2008-05-15 | USD | 0.01 | Active | UNIVERSITY NEW MEXICO HOSPITAL
0000064812 | 1143262 | THE KENDALL CO | FIRSTEMP GENIUS 3000A | FIRSTEMP GENIUS 3000A | THERMOMETERS/ ELECTRONIC/ INFRARED/ EAR |  | REPL55605 | J0354762 |  | 2017-06-15 | 12130 | TRAUMA/SURGICAL ICU | 2008-05-15 | USD | 0.01 | Active | UNIVERSITY NEW MEXICO HOSPITAL
0000064810 | 1140859 | SHERWOOD MEDICAL | FIRSTTEMP GENIUS | 3000A | THERMOMETERS/ ELECTRONIC/ INFRARED/ EAR |  | REPL55009 | J0649455 |  | 2017-06-15 | 12110 | NEUROSCIENCE ICU | 2008-05-15 | USD | 0.01 | Active | UNIVERSITY NEW MEXICO HOSPITAL
0000064919 | 1440313 | ZOLL MEDICAL CORP | M SERIES | M SERIES | DEFIBRILLATOR/ MONITOR/ PACEMAKERS |  | 466613 | T08D101167 | 2017-02-13 | 2017-08-15 | 12455 | NEWBORN ICU | 2008-05-12 | USD | 11008.41 | Active | UNIVERSITY NEW MEXICO HOSPITAL
0000064918 | 1141821 | ZOLL MEDICAL CORP | M SERIES | M SERIES | DEFIBRILLATOR/ MONITOR/ PACEMAKERS |  | 466613 | T08D101166 | 2017-04-24 | 2017-10-15 | 12310 | ADULT ONCOLOGY MED/SURG | 2008-05-12 | USD | 11008.4 | Active | UNIVERSITY NEW MEXICO HOSPITAL
0000067039 | 1003255 | PRECISION MEDICAL INC | PM5300 | PM5300 | OXYGEN-AIR PROPORTIONERS |  | 464295 | BL004742 | 2017-02-01 | 2018-02-15 | 12455 | NEWBORN ICU | 2008-05-12 | USD | 863.5 | Active | UNIVERSITY NEW MEXICO HOSPITAL
0000067038 | 1003254 | PRECISION MEDICAL INC | PM5300 | PM5300 | OXYGEN-AIR PROPORTIONERS |  | 464295 | BL004758 | 2017-02-23 | 2018-02-15 | 12415 | INTERMEDIATE CARE NURSERY | 2008-05-12 | USD | 863.5 | Active | UNIVERSITY NEW MEXICO HOSPITAL
0000067037 | 1003253 | PRECISION MEDICAL INC | PM5300 | PM5300 | OXYGEN-AIR PROPORTIONERS |  | 464295 | BL004761 | 2017-02-13 | 2018-02-15 | 12455 | NEWBORN ICU | 2008-05-12 | USD | 863.5 | Active | UNIVERSITY NEW MEXICO HOSPITAL
0000067036 | 1003252 | PRECISION MEDICAL INC | PM5300 | PM5300 | OXYGEN-AIR PROPORTIONERS |  | 464295 | BL004744 | 2017-02-28 | 2018-02-15 | 12455 | NEWBORN ICU | 2008-05-12 | USD | 863.5 | Active | UNIVERSITY NEW MEXICO HOSPITAL
0000067035 | 1003251 | PRECISION MEDICAL INC | PM5300 | PM5300 | OXYGEN-AIR PROPORTIONERS |  | 464295 | BL004748 | 2017-02-15 | 2018-02-15 | 12455 | NEWBORN ICU | 2008-05-12 | USD | 863.5 | Active | UNIVERSITY NEW MEXICO HOSPITAL
0000067034 | 1003250 | PRECISION MEDICAL INC | PM5300 | PM5300 | OXYGEN-AIR PROPORTIONERS |  | 464295 | BL004743 | 2017-02-27 | 2018-02-15 | 12455 | NEWBORN ICU | 2008-05-12 | USD | 863.5 | Active | UNIVERSITY NEW MEXICO HOSPITAL
0000067033 | 1003249 | PRECISION MEDICAL INC | PM5300 | PM5300 | OXYGEN-AIR PROPORTIONERS |  | 464295 | BL004746 | 2017-02-27 | 2018-02-15 | 12455 | NEWBORN ICU | 2008-05-12 | USD | 863.5 | Active | UNIVERSITY NEW MEXICO HOSPITAL
0000067032 | 1003248 | PRECISION MEDICAL INC | PM5300 | PM5300 | OXYGEN-AIR PROPORTIONERS |  | 464295 | BL004759 | 2017-03-10 | 2018-02-15 | 12455 | NEWBORN ICU | 2008-05-12 | USD | 863.5 | Active | UNIVERSITY NEW MEXICO HOSPITAL
0000067031 | 1003247 | PRECISION MEDICAL INC | PM5300 | PM5300 | OXYGEN-AIR PROPORTIONERS |  | 464295 | BL004762 | 2017-02-23 | 2018-02-15 | 12455 | NEWBORN ICU | 2008-05-12 | USD | 863.5 | Active | UNIVERSITY NEW MEXICO HOSPITAL
0000067030 | 1003246 | PRECISION MEDICAL INC | PM5300 | PM5300 | OXYGEN-AIR PROPORTIONERS |  | 464295 | BL004741 | 2017-02-14 | 2018-02-15 | 12455 | NEWBORN ICU | 2008-05-12 | USD | 863.5 | Active | UNIVERSITY NEW MEXICO HOSPITAL
0000067029 | 1003245 | PRECISION MEDICAL INC | PM5300 | PM5300 | OXYGEN-AIR PROPORTIONERS |  | 464295 | BL004740 | 2017-02-15 | 2018-02-15 | 12455 | NEWBORN ICU | 2008-05-12 | USD | 863.5 | Active | UNIVERSITY NEW MEXICO HOSPITAL
0000067028 | 1003244 | PRECISION MEDICAL INC | PM5300 | PM5300 | OXYGEN-AIR PROPORTIONERS |  | 464295 | BL004756 | 2017-02-28 | 2018-02-15 | 12455 | NEWBORN ICU | 2008-05-12 | USD | 863.5 | Active | UNIVERSITY NEW MEXICO HOSPITAL
0000067027 | 1003243 | PRECISION MEDICAL INC | PM5300 | PM5300 | OXYGEN-AIR PROPORTIONERS |  | 464295 | BL004755 | 2017-02-17 | 2018-02-15 | 12455 | NEWBORN ICU | 2008-05-12 | USD | 863.5 | Active | UNIVERSITY NEW MEXICO HOSPITAL
0000067026 | 1003242 | PRECISION MEDICAL INC | PM5300 | PM5300 | OXYGEN-AIR PROPORTIONERS |  | 464295 | BL004754 | 2017-03-14 | 2018-02-15 | 12455 | NEWBORN ICU | 2008-05-12 | USD | 863.5 | Active | UNIVERSITY NEW MEXICO HOSPITAL
0000067025 | 1003241 | PRECISION MEDICAL INC | PM5300 | PM5300 | OXYGEN-AIR PROPORTIONERS |  | 464295 | BL004751 | 2017-02-24 | 2018-02-15 | 12455 | NEWBORN ICU | 2008-05-12 | USD | 863.5 | Active | UNIVERSITY NEW MEXICO HOSPITAL
0000067024 | 1003240 | PRECISION MEDICAL INC | PM5300 | PM5300 | OXYGEN-AIR PROPORTIONERS |  | 464295 | BL004753 | 2017-02-14 | 2018-02-15 | 12455 | NEWBORN ICU | 2008-05-12 | USD | 863.5 | Reactivated | UNIVERSITY NEW MEXICO HOSPITAL
0000067023 | 1003239 | PRECISION MEDICAL INC | PM5300 | PM5300 | OXYGEN-AIR PROPORTIONERS |  | 464295 | BL004749 | 2017-02-13 | 2018-02-15 | 12455 | NEWBORN ICU | 2008-05-12 | USD | 863.5 | Active | UNIVERSITY NEW MEXICO HOSPITAL
0000067022 | 1003238 | PRECISION MEDICAL INC | PM5300 | PM5300 | OXYGEN-AIR PROPORTIONERS |  | 464295 | BL004765 | 2017-02-09 | 2018-02-15 | 12455 | NEWBORN ICU | 2008-05-12 | USD | 863.5 | Active | UNIVERSITY NEW MEXICO HOSPITAL
0000067021 | 1003237 | PRECISION MEDICAL INC | PM5300 | PM5300 | OXYGEN-AIR PROPORTIONERS |  | 464295 | BL004764 | 2017-02-22 | 2018-02-15 | 12455 | NEWBORN ICU | 2008-05-12 | USD | 863.5 | Active | UNIVERSITY NEW MEXICO HOSPITAL
0000067020 | 1003236 | PRECISION MEDICAL INC | PM5300 | PM5300 | OXYGEN-AIR PROPORTIONERS |  | 464295 | BL004752 | 2017-02-27 | 2018-02-15 | 12455 | NEWBORN ICU | 2008-05-12 | USD | 863.5 | Active | UNIVERSITY NEW MEXICO HOSPITAL
0000067019 | 1003235 | PRECISION MEDICAL INC | PM5300 | PM5300 | OXYGEN-AIR PROPORTIONERS |  | 464295 | BL004750 | 2017-02-15 | 2018-02-15 | 12455 | NEWBORN ICU | 2008-05-12 | USD | 863.5 | Active | UNIVERSITY NEW MEXICO HOSPITAL
0000067018 | 1003234 | PRECISION MEDICAL INC | PM5300 | PM5300 | OXYGEN-AIR PROPORTIONERS |  | 464295 | BL004745 | 2017-03-10 | 2018-02-15 | 12455 | NEWBORN ICU | 2008-05-12 | USD | 863.5 | Reactivated | UNIVERSITY NEW MEXICO HOSPITAL
0000067017 | 1003233 | PRECISION MEDICAL INC | PM5300 | PM5300 | OXYGEN-AIR PROPORTIONERS |  | 464295 | BL004739 | 2017-02-13 | 2018-02-15 | 12455 | NEWBORN ICU | 2008-05-12 | USD | 863.5 | Active | UNIVERSITY NEW MEXICO HOSPITAL
0000067044 | 1003260 | PRECISION MEDICAL INC | PM5300 | PM5300 | OXYGEN-AIR PROPORTIONERS |  | 464295 | BL004766 | 2017-02-01 | 2018-02-15 | 12455 | NEWBORN ICU | 2008-05-12 | USD | 863.5 | Active | UNIVERSITY NEW MEXICO HOSPITAL
0000067043 | 1003259 | PRECISION MEDICAL INC | PM5300 | PM5300 | OXYGEN-AIR PROPORTIONERS |  | 464295 | BL004763 | 2017-02-14 | 2018-02-15 | 12455 | NEWBORN ICU | 2008-05-12 | USD | 863.5 | Active | UNIVERSITY NEW MEXICO HOSPITAL
0000067042 | 1003258 | PRECISION MEDICAL INC | PM5300 | PM5300 | OXYGEN-AIR PROPORTIONERS |  | 464295 | BL004760 | 2017-02-28 | 2018-02-15 | 12455 | NEWBORN ICU | 2008-05-12 | USD | 863.5 | Active | UNIVERSITY NEW MEXICO HOSPITAL
0000067041 | 1003257 | PRECISION MEDICAL INC | PM5300 | PM5300 | OXYGEN-AIR PROPORTIONERS |  | 464295 | BL004757 | 2017-02-23 | 2018-02-15 | 12415 | INTERMEDIATE CARE NURSERY | 2008-05-12 | USD | 863.5 | Active | UNIVERSITY NEW MEXICO HOSPITAL
0000067040 | 1003256 | PRECISION MEDICAL INC | PM5300 | PM5300 | OXYGEN-AIR PROPORTIONERS |  | 464295 | BL004747 | 2017-02-27 | 2018-02-15 | 12455 | NEWBORN ICU | 2008-05-12 | USD | 863.5 | Active | UNIVERSITY NEW MEXICO HOSPITAL
0000067012 | 1003225 | NATIONAL DISPLAY SYSTEMS | WIDEVIEW | SC-WU23-A1511 | MONITORS/ VIDEO |  | 466644 | 08-117875 |  | 2017-06-15 | 15000 | OPERATING ROOM | 2008-05-12 | USD | 10626 | Active | UNIVERSITY NEW MEXICO HOSPITAL
0000067010 | 1003223 | NATIONAL DISPLAY SYSTEMS | WIDEVIEW | SC-WU23-A1511 | MONITORS/ VIDEO |  | 466644 | 08-119804 |  | 2017-06-15 | 15000 | OPERATING ROOM | 2008-05-12 | USD | 7088.5 | Active | UNIVERSITY NEW MEXICO HOSPITAL
0000064933 | 1003222 | NATIONAL DISPLAY SYSTEMS | WIDEVIEW | SC-WU23-A1511 | MONITORS/ VIDEO |  | 466644 | 08-119758 |  | 2017-06-15 | 15000 | OPERATING ROOM | 2008-05-12 | USD | 7088.5 | Active | UNIVERSITY NEW MEXICO HOSPITAL
0000067003 | 1003214 | PRO-TECH SERVICES INC | PTAF2 | PTAF2 | POLYSOMNOGRAPHS |  | 468960 | 5063904 | 2013-02-07 | 2013-02-15 | 34015 | SLEEP DISORDERS CENTER 1101-2 | 2008-05-09 | USD | 495 | Active | UNIVERSITY NEW MEXICO HOSPITAL
0000067007 | 1003218 | PRO-TECH SERVICES INC | PTAF2 | PTAF2 | POLYSOMNOGRAPHS |  | 468960 | 5100023 | 2013-02-07 | 2013-02-15 | 34015 | SLEEP DISORDERS CENTER 1101-2 | 2008-05-09 | USD | 495 | Active | UNIVERSITY NEW MEXICO HOSPITAL
0000067006 | 1003217 | PRO-TECH SERVICES INC | PTAF2 | PTAF2 | POLYSOMNOGRAPHS |  | 468960 | 5100022 | 2013-02-08 | 2013-02-15 | 34015 | SLEEP DISORDERS CENTER 1101-2 | 2008-05-09 | USD | 495 | Active | UNIVERSITY NEW MEXICO HOSPITAL
0000067005 | 1003216 | PRO-TECH SERVICES INC | PTAF2 | PTAF2 | POLYSOMNOGRAPHS |  | 468960 | 5100024 | 2013-02-07 | 2013-02-15 | 34015 | SLEEP DISORDERS CENTER 1101-2 | 2008-05-09 | USD | 495 | Active | UNIVERSITY NEW MEXICO HOSPITAL
0000064925 | 1003209 | PHILIPS HEALTHCARE | OMNILAB ADVANCED | OMNILAB ADVANCED | CONTINUOUS POSITIVE AIRWAY PRESSURE UNITS |  | 102448 | 4757798 | 2017-02-01 | 2017-02-15 | 34015 | SLEEP DISORDERS CENTER 1101-2 | 2008-05-09 | USD | 0.01 | Active | UNIVERSITY NEW MEXICO HOSPITAL
0000064924 | 1003208 | PHILIPS HEALTHCARE | OMNILAB ADVANCED | OMNILAB ADVANCED | CONTINUOUS POSITIVE AIRWAY PRESSURE UNITS |  | 102448 | 4757770 | 2017-02-01 | 2017-02-15 | 34015 | SLEEP DISORDERS CENTER 1101-2 | 2008-05-09 | USD | 0.01 | Active | UNIVERSITY NEW MEXICO HOSPITAL
0000064926 | 1003210 | PHILIPS HEALTHCARE | OMNILAB ADVANCED | OMNILAB ADVANCED | CONTINUOUS POSITIVE AIRWAY PRESSURE UNITS |  | 102448 | 4754858 | 2017-02-08 | 2017-02-15 | 34015 | SLEEP DISORDERS CENTER 1101-2 | 2008-05-09 | USD | 0.01 | Reactivated | UNIVERSITY NEW MEXICO HOSPITAL
0000064913 | 1219725 | EXERGEN CORP | TAT-5000 | TAT-5000 | THERMOMETERS/ ELECTRONIC/ INFRARED |  | REPLACN55113 | A54702 |  | 2017-06-15 | 15510 | OSIS PACU | 2008-05-08 | USD | 0.01 | Active | UNIVERSITY NEW MEXICO HOSPITAL
0000064904 | 1003120 | AIR-SHIELDS INC | PM78-1 | PM78-1 | WARMING UNITS/ PATIENT/ RADIANT/ INFANT |  | 467839 | CE11292 | 2017-04-19 | 2017-10-15 | 12460 | PEDIATRIC ICU | 2008-05-08 | USD | 1450 | Active | UNIVERSITY NEW MEXICO HOSPITAL
0000064943 | 1003158 | HEALTHCARE SERVICE AND SUPPLY | ALP 501 | 501 | COMPRESSION UNITS/ INTERMITTENT |  | 468890 | 10571 | 2013-05-06 | 2014-05-15 | 12130 | TRAUMA/SURGICAL ICU | 2008-05-07 | USD | 0.01 | Active | UNIVERSITY NEW MEXICO HOSPITAL
0000064941 | 1219733 | HEALTHCARE SERVICE AND SUPPLY | ALP 501 | 501 | COMPRESSION UNITS/ INTERMITTENT |  | 468890 | 7054 | 2012-08-31 | 2013-08-15 | 12350 | CRC/CTC (5-E) | 2008-05-07 | USD | 0.01 | Active | UNIVERSITY NEW MEXICO HOSPITAL
0000064940 | 1003155 | HEALTHCARE SERVICE AND SUPPLY | ALP 501 | 501 | COMPRESSION UNITS/ INTERMITTENT |  | 468890 | 14254 | 2012-08-23 | 2013-08-15 | 12360 | NEUROSCIENCE | 2008-05-07 | USD | 0.01 | Active | UNIVERSITY NEW MEXICO HOSPITAL
0000064939 | 1219731 | HEALTHCARE SERVICE AND SUPPLY | ALP 501 | 501 | COMPRESSION UNITS/ INTERMITTENT |  | 468890 | 7129 | 2013-05-06 | 2014-05-15 | 21015 | ED-NORTH | 2008-05-07 | USD | 0.01 | Active | UNIVERSITY NEW MEXICO HOSPITAL
0000064937 | 1003152 | HEALTHCARE SERVICE AND SUPPLY | ALP 501 | 501 | COMPRESSION UNITS/ INTERMITTENT |  | 468890 | 7365 | 2012-10-26 | 2012-10-15 | 12410 | PEDIATRIC SPECIALTY CARE | 2008-05-07 | USD | 0.01 | Active | UNIVERSITY NEW MEXICO HOSPITAL
0000064936 | 1003151 | HEALTHCARE SERVICE AND SUPPLY | ALP 501 | 501 | COMPRESSION UNITS/ INTERMITTENT |  | 468890 | 2047 | 2012-08-13 | 2013-08-15 | 12340 | SURGICAL SPECIALITY UNIT (4-S) | 2008-05-07 | USD | 0.01 | Active | UNIVERSITY NEW MEXICO HOSPITAL
0000064935 | 1219727 | HEALTHCARE SERVICE AND SUPPLY | ALP 501 | 501 | COMPRESSION UNITS/ INTERMITTENT |  | 468890 | 9107 | 2013-05-17 | 2014-05-15 | 12120 | MEDICAL/CARDIAC ICU | 2008-05-07 | USD | 0.01 | Active | UNIVERSITY NEW MEXICO HOSPITAL
0000064934 | 1219726 | HEALTHCARE SERVICE AND SUPPLY | ALP 501 | 501 | COMPRESSION UNITS/ INTERMITTENT |  | 468890 | 11047 | 2012-08-13 | 2013-08-15 | 12340 | SURGICAL SPECIALITY UNIT (4-S) | 2008-05-07 | USD | 0.01 | Active | UNIVERSITY NEW MEXICO HOSPITAL
0000064902 | 1003118 | SCALE-TRONIX INC | 5002 | 5002 | SCALES/ PATIENT/ PLATFORM/ ELECTRONIC |  | 463928 | 5002-21161 | 2017-04-27 | 2018-04-15 | 12310 | ADULT ONCOLOGY MED/SURG | 2008-05-06 | USD | 2610.25 | Active | UNIVERSITY NEW MEXICO HOSPITAL
0000064901 | 1003117 | AMVEX CORP | VR-PIUD-CMA | VR-PIUD-CMA | REGULATORS/ SUCTION |  | 464623 | VRA08952CH |  | 2017-06-15 | 12310 | ADULT ONCOLOGY MED/SURG | 2008-05-06 | USD | 325 | Active | UNIVERSITY NEW MEXICO HOSPITAL
0000064900 | 1003116 | AMVEX CORP | VR-PIUD-CMA | VR-PIUD-CMA | REGULATORS/ SUCTION |  | 464623 | VRA0851CH |  | 2017-06-15 | 12310 | ADULT ONCOLOGY MED/SURG | 2008-05-06 | USD | 325 | Active | UNIVERSITY NEW MEXICO HOSPITAL
0000064899 | 1003115 | AMVEX CORP | VR-PIUD-CMA | VR-PIUD-CMA | REGULATORS/ SUCTION |  | 464623 | VRA08959CH |  | 2017-06-15 | 12310 | ADULT ONCOLOGY MED/SURG | 2008-05-06 | USD | 325 | Active | UNIVERSITY NEW MEXICO HOSPITAL
0000064898 | 1003114 | AMVEX CORP | VR-PIUD-CMA | VR-PIUD-CMA | REGULATORS/ SUCTION |  | 464623 | VRA08958CH |  | 2017-06-15 | 12310 | ADULT ONCOLOGY MED/SURG | 2008-05-06 | USD | 325 | Active | UNIVERSITY NEW MEXICO HOSPITAL
0000064897 | 1003113 | AMVEX CORP | VR-PIUD-CMA | VR-PIUD-CMA | REGULATORS/ SUCTION |  | 464623 | VRA08953CH |  | 2017-06-15 | 12310 | ADULT ONCOLOGY MED/SURG | 2008-05-06 | USD | 325 | Active | UNIVERSITY NEW MEXICO HOSPITAL
0000064896 | 1003112 | AMVEX CORP | VR-PIUD-CMA | VR-PIUD-CMA | REGULATORS/ SUCTION |  | 464623 | VRA08950CH |  | 2017-06-15 | 12310 | ADULT ONCOLOGY MED/SURG | 2008-05-06 | USD | 325 | Active | UNIVERSITY NEW MEXICO HOSPITAL
0000064895 | 1003111 | AMVEX CORP | VR-PIUD-CMA | VR-PIUD-CMA | REGULATORS/ SUCTION |  | 464623 | VRA08955CH |  | 2017-06-15 | 12310 | ADULT ONCOLOGY MED/SURG | 2008-05-06 | USD | 325 | Active | UNIVERSITY NEW MEXICO HOSPITAL
0000064894 | 1003110 | AMVEX CORP | VR-PIUD-CMA | VR-PIUD-CMA | REGULATORS/ SUCTION |  | 464623 | VRA08957CH |  | 2017-06-15 | 12340 | SURGICAL SPECIALITY UNIT (4-S) | 2008-05-06 | USD | 325 | Active | UNIVERSITY NEW MEXICO HOSPITAL
0000064893 | 1003109 | AMVEX CORP | VR-PIUD-CMA | VR-PIUD-CMA | REGULATORS/ SUCTION |  | 464623 | VRA08954CH |  | 2017-06-15 | 12310 | ADULT ONCOLOGY MED/SURG | 2008-05-06 | USD | 325 | Active | UNIVERSITY NEW MEXICO HOSPITAL
0000064892 | 1003108 | AMVEX CORP | VR-PIUD-CMA | VR-PIUD-CMA | REGULATORS/ SUCTION |  | 464623 | VRA08956CH |  | 2017-06-15 | 12310 | ADULT ONCOLOGY MED/SURG | 2008-05-06 | USD | 325 | Active | UNIVERSITY NEW MEXICO HOSPITAL
0000064951 | 1219736 | SCALE-TRONIX INC | 6002 | 6002 | SCALES/ PATIENT/ PLATFORM/ ELECTRONIC |  | 45093 | 6702-4783 | 2017-01-10 | 2018-01-15 | 34150 | PEDIATRICS CLINIC | 2008-05-06 | USD | 2707.5 | Active | UNIVERSITY NEW MEXICO HOSPITAL
0000032380 | 1215015 | VACUTRON | 22050512 | 22050512 | REGULATORS/ SUCTION |  | FOUND | NONE |  | 2017-06-15 | 12350 | CRC/CTC (5-E) | 2008-05-06 | USD | 0.01 | Active | UNIVERSITY NEW MEXICO HOSPITAL
0000067073 | 1003272 | SONY CORP OF AMERICA | IPELA | IPELA | CAMERAS/ VIDEO |  | 467644 | 128448 |  | 2017-06-15 | 34015 | SLEEP DISORDERS CENTER 1101-2 | 2008-05-05 | USD | 1002.33 | Active | UNIVERSITY NEW MEXICO HOSPITAL
0000067072 | 1003271 | SONY CORP OF AMERICA | IPELA | IPELA | CAMERAS/ VIDEO |  | 467644 | 128447 |  | 2017-06-15 | 34015 | SLEEP DISORDERS CENTER 1101-2 | 2008-05-05 | USD | 1002.33 | Active | UNIVERSITY NEW MEXICO HOSPITAL
0000067071 | 1003270 | SONY CORP OF AMERICA | IPELA | IPELA | CAMERAS/ VIDEO |  | 467644 | 128473 |  | 2017-06-15 | 34015 | SLEEP DISORDERS CENTER 1101-2 | 2008-05-05 | USD | 1002.33 | Active | UNIVERSITY NEW MEXICO HOSPITAL
0000067070 | 1003269 | SONY CORP OF AMERICA | IPELA | IPELA | CAMERAS/ VIDEO |  | 467644 | 128446 |  | 2017-06-15 | 34015 | SLEEP DISORDERS CENTER 1101-2 | 2008-05-05 | USD | 1002.33 | Active | UNIVERSITY NEW MEXICO HOSPITAL
0000067069 | 1003268 | SONY CORP OF AMERICA | IPELA | IPELA | CAMERAS/ VIDEO |  | 467644 | 130410 |  | 2017-06-15 | 34015 | SLEEP DISORDERS CENTER 1101-2 | 2008-05-05 | USD | 1002.33 | Active | UNIVERSITY NEW MEXICO HOSPITAL
0000067068 | 1003267 | SONY CORP OF AMERICA | IPELA | IPELA | CAMERAS/ VIDEO |  | 467644 | 130410 |  | 2017-06-15 | 34015 | SLEEP DISORDERS CENTER 1101-2 | 2008-05-05 | USD | 1002.33 | Active | UNIVERSITY NEW MEXICO HOSPITAL
0000067075 | 1003274 | SONY CORP OF AMERICA | IPELA | IPELA | CAMERAS/ VIDEO |  | 467644 | 128422 |  | 2017-06-15 | 34015 | SLEEP DISORDERS CENTER 1101-2 | 2008-05-05 | USD | 1002.33 | Active | UNIVERSITY NEW MEXICO HOSPITAL
0000067074 | 1003273 | SONY CORP OF AMERICA | IPELA | IPELA | CAMERAS/ VIDEO |  | 467644 | 128424 |  | 2017-06-15 | 78010 | NEURODIAGNOSTICS LAB | 2008-05-05 | USD | 1002.33 | Active | UNIVERSITY NEW MEXICO HOSPITAL
0000064237 | 1219641 | DETECTO SCALE COMPANY | DETECTO | DETECTO | SCALES/ PATIENT/ PLATFORM/ MECHANICAL |  | 459812 | 4706 |  | 2017-06-15 | 60400 | CPC ACUTE SERVICES | 2008-04-30 | USD | 106 | Active | UNIVERSITY NEW MEXICO HOSPITAL
0000064236 | 1163201 | DETECTO SCALE COMPANY | DETECTO | DETECTO | SCALES/ PATIENT/ PLATFORM/ MECHANICAL |  | 459812 | 0103 |  | 2017-06-15 | 60400 | CPC ACUTE SERVICES | 2008-04-30 | USD | 106 | Active | UNIVERSITY NEW MEXICO HOSPITAL
0000064235 | 1219639 | DETECTO SCALE COMPANY | DETECTO | DETECTO | SCALES/ PATIENT/ PLATFORM/ MECHANICAL |  | 459812 | 0102 |  | 2017-06-15 | 60400 | CPC ACUTE SERVICES | 2008-04-30 | USD | 106 | Active | UNIVERSITY NEW MEXICO HOSPITAL
0000064234 | 1219638 | DETECTO SCALE COMPANY | DETECTO | DETECTO | SCALES/ PATIENT/ PLATFORM/ MECHANICAL |  | 459812 | 0096 |  | 2017-06-15 | 60400 | CPC ACUTE SERVICES | 2008-04-30 | USD | 106 | Active | UNIVERSITY NEW MEXICO HOSPITAL
0000064231 | 1219637 | DETECTO SCALE COMPANY | DETECTO | DETECTO | SCALES/ PATIENT/ PLATFORM/ MECHANICAL |  | 459812 | 0097 |  | 2017-06-15 | 60400 | CPC ACUTE SERVICES | 2008-04-30 | USD | 106 | Active | UNIVERSITY NEW MEXICO HOSPITAL
0000064230 | 1219636 | DETECTO SCALE COMPANY | DETECTO | DETECTO | SCALES/ PATIENT/ PLATFORM/ MECHANICAL |  | 459812 | 0100 |  | 2017-06-15 | 60400 | CPC ACUTE SERVICES | 2008-04-30 | USD | 106 | Active | UNIVERSITY NEW MEXICO HOSPITAL
0000064229 | 1219635 | DETECTO SCALE COMPANY | DETECTO | DETECTO | SCALES/ PATIENT/ PLATFORM/ MECHANICAL |  | 459812 | E00908-0088 |  | 2017-06-15 | 60400 | CPC ACUTE SERVICES | 2008-04-30 | USD | 106 | Active | UNIVERSITY NEW MEXICO HOSPITAL
0000064808 | 1003028 | DETECTO SCALE COMPANY | DETECTO | DETECTO | SCALES/ PATIENT/ PLATFORM/ MECHANICAL |  | 459812 | 0236 |  | 2017-06-15 | 30030 | CTH OUTPATIENT CLINIC | 2008-04-30 | USD | 106 | Active | UNIVERSITY NEW MEXICO HOSPITAL
0000064807 | 1003027 | DETECTO SCALE COMPANY | DETECTO | DETECTO | SCALES/ PATIENT/ PLATFORM/ MECHANICAL |  | 459812 | 0316 |  | 2017-06-15 | 30030 | CTH OUTPATIENT CLINIC | 2008-04-30 | USD | 106 | Active | UNIVERSITY NEW MEXICO HOSPITAL
0000064806 | 1003026 | DETECTO SCALE COMPANY | DETECTO | DETECTO | SCALES/ PATIENT/ PLATFORM/ MECHANICAL |  | 459812 | 0311 |  | 2017-06-15 | 30030 | CTH OUTPATIENT CLINIC | 2008-04-30 | USD | 106 | Active | UNIVERSITY NEW MEXICO HOSPITAL
0000064805 | 1003025 | DETECTO SCALE COMPANY | DETECTO | DETECTO | SCALES/ PATIENT/ PLATFORM/ MECHANICAL |  | 459812 | 0307 |  | 2017-06-15 | 30030 | CTH OUTPATIENT CLINIC | 2008-04-30 | USD | 106 | Active | UNIVERSITY NEW MEXICO HOSPITAL
0000064877 | 1219724 | DETECTO SCALE COMPANY | DETECTO | DETECTO | SCALES/ PATIENT/ PLATFORM/ MECHANICAL |  | 459812 | 0089 |  | 2017-06-15 | 32055 | 1209 CLINIC | 2008-04-30 | USD | 106 | Active | UNIVERSITY NEW MEXICO HOSPITAL
0000064876 | 1219723 | DETECTO SCALE COMPANY | DETECTO | DETECTO | SCALES/ PATIENT/ PLATFORM/ MECHANICAL |  | 459812 | 0088 |  | 2017-06-15 | 12480 | CTH REHAB-ORTHO UNIT | 2008-04-30 | USD | 106 | Active | UNIVERSITY NEW MEXICO HOSPITAL
0000064804 | 1219709 | DETECTO SCALE COMPANY | DETECTO | DETECTO | SCALES/ PATIENT/ PLATFORM/ MECHANICAL |  | 459812 | 0323 |  | 2017-06-15 | 12480 | CTH REHAB-ORTHO UNIT | 2008-04-30 | USD | 106 | Active | UNIVERSITY NEW MEXICO HOSPITAL
0000064803 | 1219708 | DETECTO SCALE COMPANY | DETECTO | DETECTO | SCALES/ PATIENT/ PLATFORM/ MECHANICAL |  | 459812 | 0308 |  | 2017-06-15 | 12480 | CTH REHAB-ORTHO UNIT | 2008-04-30 | USD | 106 | Active | UNIVERSITY NEW MEXICO HOSPITAL
0000064875 | 1219722 | DETECTO SCALE COMPANY | DETECTO | DETECTO | SCALES/ PATIENT/ PLATFORM/ MECHANICAL |  | 459812 | 0082 |  | 2017-06-15 | 32055 | 1209 CLINIC | 2008-04-30 | USD | 106 | Active | UNIVERSITY NEW MEXICO HOSPITAL
0000064874 | 1219721 | DETECTO SCALE COMPANY | DETECTO | DETECTO | SCALES/ PATIENT/ PLATFORM/ MECHANICAL |  | 459812 | 0078 |  | 2017-06-15 | 12480 | CTH REHAB-ORTHO UNIT | 2008-04-30 | USD | 106 | Active | UNIVERSITY NEW MEXICO HOSPITAL
0000064873 | 1219720 | DETECTO SCALE COMPANY | DETECTO | DETECTO | SCALES/ PATIENT/ PLATFORM/ MECHANICAL |  | 459812 | 0090 |  | 2017-06-15 | 12480 | CTH REHAB-ORTHO UNIT | 2008-04-30 | USD | 106 | Active | UNIVERSITY NEW MEXICO HOSPITAL
0000064872 | 1219719 | DETECTO SCALE COMPANY | DETECTO | DETECTO | SCALES/ PATIENT/ PLATFORM/ MECHANICAL |  | 459812 | E05008-0091 |  | 2017-06-15 | 32065 | M & FP-NW VALLEY-1231 CAN | 2008-04-30 | USD | 106 | Active | UNIVERSITY NEW MEXICO HOSPITAL
0000064870 | 1219718 | DETECTO SCALE COMPANY | DETECTO | DETECTO | SCALES/ PATIENT/ PLATFORM/ MECHANICAL |  | 459812 | 0092 |  | 2017-06-15 | 32050 | WESTSIDE FAMILY & SENIOR HLTH | 2008-04-30 | USD | 106 | Active | UNIVERSITY NEW MEXICO HOSPITAL
0000064869 | 1219717 | DETECTO SCALE COMPANY | DETECTO | DETECTO | SCALES/ PATIENT/ PLATFORM/ MECHANICAL |  | 459812 | 0079 |  | 2017-06-15 | 32065 | M & FP-NW VALLEY-1231 CAN | 2008-04-30 | USD | 106 | Active | UNIVERSITY NEW MEXICO HOSPITAL
83880 | 1163356 | DETECTO SCALE COMPANY | DETECTO MECHANICAL SCALE | DETECTO MECHANICAL SCALE | SCALES/ PATIENT/ PLATFORM/ MECHANICAL | 459812 | 459812 | NONE | 2014-01-17 | 2014-01-15 | 30030 | CTH OUTPATIENT CLINIC | 2008-04-30 | USD | 106 | Active | UNIVERSITY NEW MEXICO HOSPITAL
0000064864 | 1003085 | CLAY-ADAMS | COMPACT II | COMPACT II | CENTRIFUGES/ TABLETOP |  | 434453 | 4310055 | 2017-01-26 | 2017-07-15 | 34150 | PEDIATRICS CLINIC | 2008-04-25 | USD | 673.34 | Active | UNIVERSITY NEW MEXICO HOSPITAL
0000064809 | 1003029 | MIDMARK CORP | 640-001 | 640-001 | TABLES/ EXAMINATION/TREATMENT |  |  | V576691 | 2017-01-31 | 2018-01-15 | 71010 | PEDIATRIC CARDIOLOGY | 2008-04-25 | USD | 1801.32 | Active | UNIVERSITY NEW MEXICO HOSPITAL
0000064700 | 1026417 | NIHON KOHDEN (AMERICA) INC | JE-912AK | JE-912AK | ELECTROENCEPHALOGRAPHS |  | 466248 | 01064 | 2017-02-09 | 2018-02-15 | 34015 | SLEEP DISORDERS CENTER 1101-2 | 2008-04-24 | USD | 0.01 | Active | UNIVERSITY NEW MEXICO HOSPITAL
0000064698 | 1026415 | NIHON KOHDEN (AMERICA) INC | JE-912AK | JE-912AK | ELECTROENCEPHALOGRAPHS |  | 466248 | 00984 | 2017-02-09 | 2018-02-15 | 34015 | SLEEP DISORDERS CENTER 1101-2 | 2008-04-24 | USD | 0.01 | Active | UNIVERSITY NEW MEXICO HOSPITAL
0000064688 | 1026402 | NIHON KOHDEN (AMERICA) INC | NEUROFAX | JE-922A | MODULES/ DATA/ TRANSFER |  | 466248 | 00933 | 2017-02-23 | 2018-02-15 | 34015 | SLEEP DISORDERS CENTER 1101-2 | 2008-04-24 | USD | 0.01 | Active | UNIVERSITY NEW MEXICO HOSPITAL
0000064690 | 1026404 | NIHON KOHDEN (AMERICA) INC | NEUROFAX | JE-922A | MODULES/ DATA/ TRANSFER |  | 466248 | 00938 | 2017-02-23 | 2018-02-15 | 34015 | SLEEP DISORDERS CENTER 1101-2 | 2008-04-24 | USD | 0.01 | Active | UNIVERSITY NEW MEXICO HOSPITAL
0000064696 | 1026413 | NIHON KOHDEN (AMERICA) INC | JE-921A | JE-921A | ELECTROENCEPHALOGRAPHS |  | 466248 | 02196 | 2017-02-24 | 2018-02-15 | 34015 | SLEEP DISORDERS CENTER 1101-2 | 2008-04-24 | USD | 0.01 | Active | UNIVERSITY NEW MEXICO HOSPITAL
0000064695 | 1026412 | NIHON KOHDEN (AMERICA) INC | JE-921A | JE-921A | ELECTROENCEPHALOGRAPHS |  | 466248 | 02194 | 2017-02-21 | 2017-09-15 | 78010 | NEURODIAGNOSTICS LAB | 2008-04-24 | USD | 0.01 | Active | UNIVERSITY NEW MEXICO HOSPITAL
0000064694 | 1026411 | NIHON KOHDEN (AMERICA) INC | JE-921A | JE-921A | ELECTROENCEPHALOGRAPHS |  | 466248 | 02193 | 2015-02-01 | 2016-02-15 | 34015 | SLEEP DISORDERS CENTER 1101-2 | 2008-04-24 | USD | 0.01 | Active | UNIVERSITY NEW MEXICO HOSPITAL
0000064693 | 1026410 | NIHON KOHDEN (AMERICA) INC | JE-921A | JE-921A | ELECTROENCEPHALOGRAPHS |  | 466248 | 02189 | 2017-02-24 | 2018-02-15 | 34015 | SLEEP DISORDERS CENTER 1101-2 | 2008-04-24 | USD | 0.01 | Active | UNIVERSITY NEW MEXICO HOSPITAL
0000064692 | 1026409 | NIHON KOHDEN (AMERICA) INC | JE-921A | JE-921A | ELECTROENCEPHALOGRAPHS |  | 466248 | 02192 | 2017-02-24 | 2018-02-15 | 34015 | SLEEP DISORDERS CENTER 1101-2 | 2008-04-24 | USD | 0.01 | Active | UNIVERSITY NEW MEXICO HOSPITAL
0000064691 | 1026408 | NIHON KOHDEN (AMERICA) INC | JE-921A | JE-921A | ELECTROENCEPHALOGRAPHS |  | 466248 | 02208 | 2017-02-24 | 2018-02-15 | 34015 | SLEEP DISORDERS CENTER 1101-2 | 2008-04-24 | USD | 0.01 | Active | UNIVERSITY NEW MEXICO HOSPITAL
0000064708 | 1219703 | POWERVAR INC | 93050-13 | ABC300-11MED | POWER SYSTEMS/ UNINTERRUPTIBLE |  | 466248 | 9305013R-0740043 | 2017-02-08 | 2018-02-15 | 34015 | SLEEP DISORDERS CENTER 1101-2 | 2008-04-23 | USD | 0.01 | Active | UNIVERSITY NEW MEXICO HOSPITAL
0000064707 | 1026424 | POWERVAR INC | 93050-13 | ABC300-11MED | POWER SYSTEMS/ UNINTERRUPTIBLE |  | 466248 | 9305013R-0740053 | 2017-02-08 | 2018-02-15 | 34015 | SLEEP DISORDERS CENTER 1101-2 | 2008-04-23 | USD | 0.01 | Active | UNIVERSITY NEW MEXICO HOSPITAL
0000064706 | 1219702 | POWERVAR INC | 93050-13 | ABC300-11MED | POWER SYSTEMS/ UNINTERRUPTIBLE |  | 466248 | 9305013R-0740042 | 2017-02-08 | 2018-02-15 | 34015 | SLEEP DISORDERS CENTER 1101-2 | 2008-04-23 | USD | 0.01 | Active | UNIVERSITY NEW MEXICO HOSPITAL
0000064705 | 1219701 | POWERVAR INC | 93050-13 | ABC300-11MED | POWER SYSTEMS/ UNINTERRUPTIBLE |  | 466248 | 9305013R-0740047 | 2017-02-08 | 2018-02-15 | 34015 | SLEEP DISORDERS CENTER 1101-2 | 2008-04-23 | USD | 0.01 | Active | UNIVERSITY NEW MEXICO HOSPITAL
0000064704 | 1219700 | POWERVAR INC | 93050-13 | ABC300-11MED | POWER SYSTEMS/ UNINTERRUPTIBLE |  | 466248 | 9305013R-0740054 | 2017-02-08 | 2018-02-15 | 34015 | SLEEP DISORDERS CENTER 1101-2 | 2008-04-23 | USD | 0.01 | Active | UNIVERSITY NEW MEXICO HOSPITAL
0000064703 | 1219699 | POWERVAR INC | 93050-13 | ABC300-11MED | POWER SYSTEMS/ UNINTERRUPTIBLE |  | 466248 | 9305013R-0740040 | 2017-02-08 | 2018-02-15 | 34015 | SLEEP DISORDERS CENTER 1101-2 | 2008-04-23 | USD | 0.01 | Active | UNIVERSITY NEW MEXICO HOSPITAL
0000064702 | 1219698 | POWERVAR INC | 93050-13 | ABC300-11MED | POWER SYSTEMS/ UNINTERRUPTIBLE |  | 466248 | 9305013R-0740048 | 2017-02-08 | 2018-02-15 | 34015 | SLEEP DISORDERS CENTER 1101-2 | 2008-04-23 | USD | 0.01 | Active | UNIVERSITY NEW MEXICO HOSPITAL
0000064701 | 1219697 | POWERVAR INC | 93050-13 | ABC300-11MED | POWER SYSTEMS/ UNINTERRUPTIBLE |  | 466248 | 9305013R-0740041 | 2017-02-21 | 2018-02-15 | 34015 | SLEEP DISORDERS CENTER 1101-2 | 2008-04-23 | USD | 0.01 | Active | UNIVERSITY NEW MEXICO HOSPITAL
0000064855 | 1003079 | GETINGE USA INC | WMX 770-D | WMX 770-D | WARMING UNITS/ BLANKET |  | 463112 | 559844-000 | 2016-10-01 | 2017-10-15 | 12520 | MOTHER & BABY UNIT (3-E) BBRP | 2008-04-22 | USD | 4971.4 | Active | UNIVERSITY NEW MEXICO HOSPITAL
0000064859 | 1003081 | DELL INC | LATITUDE D630 | LATITUDE D630 | COMPUTERS |  | 466958 | 66LKYF1 |  | 2017-06-15 | 71520 | PULMONARY DIAGNOSTICS | 2008-04-22 | USD | 1 | Active | UNIVERSITY NEW MEXICO HOSPITAL
0000064856 | 1003080 | DELL INC | LATITUDE D630 | LATITUDE D630 | COMPUTERS |  | 466958 | 27LKYF1 |  | 2017-06-15 | 71520 | PULMONARY DIAGNOSTICS | 2008-04-22 | USD | 1 | Active | UNIVERSITY NEW MEXICO HOSPITAL
0000064857 | 1219716 | SCALE-TRONIX INC | 5002 | 5002 | SCALES/ PATIENT/ PLATFORM/ ELECTRONIC |  | 464319 | 21214 | 2016-10-19 | 2017-10-15 | 34025 | CARDIOLOGY CLINIC | 2008-04-22 | USD | 2305 | Active | UNIVERSITY NEW MEXICO HOSPITAL
0000064801 | 1003035 | PHILIPS HEALTHCARE | WALLABY 3 | WALLABY 3 | PHOTOTHERAPY UNITS |  | 467312 | 13761 | 2017-05-30 | 2017-10-15 | 12460 | PEDIATRIC ICU | 2008-04-18 | USD | 1679 | Reactivated | UNIVERSITY NEW MEXICO HOSPITAL
0000064790 | 1003010 | SSCOR INC | REF 2314 | REF 2314 | ASPIRATORS/ EMERGENCY |  | 464619 | M12662 | 2017-04-11 | 2018-04-15 | 12310 | ADULT ONCOLOGY MED/SURG | 2008-04-17 | USD | 837 | Active | UNIVERSITY NEW MEXICO HOSPITAL
0000064799 | 1003033 | SHERWOOD MEDICAL | FIRSTTEMP GENIUS | 3000A | THERMOMETERS/ ELECTRONIC/ INFRARED/ EAR |  | REPLACN55693 | J0554984 |  | 2017-06-15 | 21015 | ED-NORTH | 2008-04-17 | USD | 0.01 | Active | UNIVERSITY NEW MEXICO HOSPITAL
0000064798 | 1003032 | SHERWOOD MEDICAL | FIRSTTEMP GENIUS | 3000A | THERMOMETERS/ ELECTRONIC/ INFRARED/ EAR |  | REPLACN52850 | J0431656 |  | 2017-06-15 | 34350 | MEDICINE CLINIC | 2008-04-17 | USD | 0.01 | Active | UNIVERSITY NEW MEXICO HOSPITAL
0000064854 | 1003077 | PHILIPS HEALTHCARE | BILICHEK | BILICHEK | BILIRUBINOMETERS |  | FOUND | B1698 |  | 2017-06-15 | 12520 | MOTHER & BABY UNIT (3-E) BBRP | 2008-04-15 | USD | 0.01 | Active | UNIVERSITY NEW MEXICO HOSPITAL
0000064713 | 1026469 | HUNTLEIGH HEALTHCARE LTD | FLEXI DOPPLEX | D930 | FETAL HEART DETECTORS/ ULTRASONIC |  | 458049 | 930lx0a01595-07 |  | 2017-06-15 | 34110 | WOMEN'S HEALTH CENTER | 2008-04-15 | USD | 1 | Active | UNIVERSITY NEW MEXICO HOSPITAL
0000064712 | 1219704 | SCHUCO INC | 5711-2020 | 5711-2020 | REFRACTOMETERS |  | FOUND | 64712 |  | 2017-06-15 | 12410 | PEDIATRIC SPECIALTY CARE | 2008-04-15 | USD | 1 | Active | UNIVERSITY NEW MEXICO HOSPITAL
0000064780 | 1026470 | B BRAUN MEDICAL INC | STIMUPLEX | STIMUPLEX | STIMULATORS/ELECTRICAL/PERIPHERAL NERVE/ANALGESIC |  | 465699 | 06.0042MD0708 | 2015-05-29 | 2016-05-15 | 15515 | OSIS ANESTHESIA | 2008-04-15 | USD | 875 | Active | UNIVERSITY NEW MEXICO HOSPITAL
0000064779 | 1003005 | VERATHON INC | BLADDERSCAN (BVI-3000) | BLADDERSCAN (BVI-3000) | SCANNING SYSTEMS/ULTRASONIC/DIAGNOSTIC (BIOMED) |  | 454341 | 07428594 | 2016-10-28 | 2017-10-15 | 34110 | WOMEN'S HEALTH CENTER | 2008-04-14 | USD | 15994.95 | Active | UNIVERSITY NEW MEXICO HOSPITAL
0000064778 | 1096362 | NOT ASSIGNED | NASOMETER II 6400 | NASOMETER II 6400 | AUDIOMETERS |  | 454429 | 27909-16 | 2011-11-21 | 2011-11-15 | 76020 | SPEECH/LANGUAGE PATHOLOGY | 2008-04-14 | USD | 7925.02 | Active | UNIVERSITY NEW MEXICO HOSPITAL
0000064761 | 1140335 | GE HEALTHCARE | 4400 | 4400 | WARMING UNITS/ PATIENT/ RADIANT/ INFANT |  | 464755 | HCCM00275 | 2017-06-30 | 2017-08-15 | 15000 | OPERATING ROOM | 2008-04-09 | USD | 12511.86 | Reactivated | UNIVERSITY NEW MEXICO HOSPITAL
0000064760 | 1140067 | GE HEALTHCARE | 4400 | 4400 | WARMING UNITS/ PATIENT/ RADIANT/ INFANT |  | 464755 | HCCM00271 | 2017-02-14 | 2017-08-15 | 12455 | NEWBORN ICU | 2008-04-09 | USD | 12511.86 | Active | UNIVERSITY NEW MEXICO HOSPITAL
0000064759 | 1140336 | GE HEALTHCARE | 4400 | 4400 | WARMING UNITS/ PATIENT/ RADIANT/ INFANT |  | 464755 | HCCM00266 | 2016-08-12 | 2017-02-15 | 12455 | NEWBORN ICU | 2008-04-09 | USD | 12511.86 | Active | UNIVERSITY NEW MEXICO HOSPITAL
0000064758 | 1140388 | GE HEALTHCARE | 4400 | 4400 | WARMING UNITS/ PATIENT/ RADIANT/ INFANT |  | 464755 | HCCM00270 | 2017-02-28 | 2017-08-15 | 12455 | NEWBORN ICU | 2008-04-09 | USD | 12511.86 | Active | UNIVERSITY NEW MEXICO HOSPITAL
0000064757 | 1026454 | GE HEALTHCARE | 4400 | 4400 | WARMING UNITS/ PATIENT/ RADIANT/ INFANT |  | 464755 | HCCM00269 | 2017-02-15 | 2017-08-15 | 12455 | NEWBORN ICU | 2008-04-09 | USD | 12511.86 | Active | UNIVERSITY NEW MEXICO HOSPITAL
0000064756 | 1140555 | GE HEALTHCARE | 4400 | 4400 | WARMING UNITS/ PATIENT/ RADIANT/ INFANT |  | 464755 | HCCM00268 | 2017-02-15 | 2017-08-15 | 12455 | NEWBORN ICU | 2008-04-09 | USD | 12511.86 | Active | UNIVERSITY NEW MEXICO HOSPITAL
0000064771 | 1026468 | SCALE-TRONIX INC | 4002 | 4002 | SCALES/ INFANT |  | 464755 | 4002-6714 | 2017-02-28 | 2018-02-15 | 12455 | NEWBORN ICU | 2008-04-09 | USD | 1684.69 | Active | UNIVERSITY NEW MEXICO HOSPITAL
0000064770 | 1026467 | SCALE-TRONIX INC | 4002 | 4002 | SCALES/ INFANT |  | 464755 | 4002-6719 | 2017-02-13 | 2018-02-15 | 12455 | NEWBORN ICU | 2008-04-09 | USD | 1684.69 | Active | UNIVERSITY NEW MEXICO HOSPITAL
0000064769 | 1026466 | SCALE-TRONIX INC | 4002 | 4002 | SCALES/ INFANT |  | 464755 | 4002-6704 | 2017-02-13 | 2018-02-15 | 12455 | NEWBORN ICU | 2008-04-09 | USD | 1684.69 | Active | UNIVERSITY NEW MEXICO HOSPITAL
0000064768 | 1084334 | SCALE-TRONIX INC | 4002 | 4002 | SCALES/ INFANT |  | 464755 | 4002-6715 | 2017-02-28 | 2018-02-15 | 12455 | NEWBORN ICU | 2008-04-09 | USD | 1684.69 | Active | UNIVERSITY NEW MEXICO HOSPITAL
0000064767 | 1026464 | SCALE-TRONIX INC | 4002 | 4002 | SCALES/ INFANT |  | 464755 | 4002-6720 | 2017-02-15 | 2018-02-15 | 12455 | NEWBORN ICU | 2008-04-09 | USD | 1684.69 | Reactivated | UNIVERSITY NEW MEXICO HOSPITAL
0000064766 | 1026463 | SCALE-TRONIX INC | 4002 | 4002 | SCALES/ INFANT |  | 464755 | 4002-6611 | 2017-02-15 | 2018-02-15 | 12455 | NEWBORN ICU | 2008-04-09 | USD | 1684.69 | Active | UNIVERSITY NEW MEXICO HOSPITAL
0000064755 | 1140901 | GE HEALTHCARE | 4400 | 4400 | WARMING UNITS/ PATIENT/ RADIANT/ INFANT |  | 464753 | HCCM00267 | 2017-02-13 | 2017-08-15 | 12455 | NEWBORN ICU | 2008-04-08 | USD | 12511.86 | Active | UNIVERSITY NEW MEXICO HOSPITAL
0000064754 | 1140338 | GE HEALTHCARE | 4400 | 4400 | WARMING UNITS/ PATIENT/ RADIANT/ INFANT |  | 464753 | HCCM00272 | 2017-02-15 | 2017-08-15 | 12415 | INTERMEDIATE CARE NURSERY | 2008-04-08 | USD | 12511.86 | Active | UNIVERSITY NEW MEXICO HOSPITAL
0000064753 | 1140904 | GE HEALTHCARE | 4400 | 4400 | WARMING UNITS/ PATIENT/ RADIANT/ INFANT |  | 464753 | HCCM00276 | 2017-02-15 | 2017-08-15 | 12455 | NEWBORN ICU | 2008-04-08 | USD | 12511.86 | Active | UNIVERSITY NEW MEXICO HOSPITAL
0000064752 | 1085635 | GE HEALTHCARE | 4400 | 4400 | WARMING UNITS/ PATIENT/ RADIANT/ INFANT |  | 464753 | HCCM00273 | 2017-02-01 | 2017-08-15 | 89025 | CLINICAL EDUCATION | 2008-04-08 | USD | 12511.86 | Active | UNIVERSITY NEW MEXICO HOSPITAL
0000064765 | 1026462 | SCALE-TRONIX INC | 4002 | 4002 | SCALES/ INFANT |  | 464753 | 4002-6718 | 2017-02-03 | 2018-02-15 | 12455 | NEWBORN ICU | 2008-04-08 | USD | 1684.69 | Reactivated | UNIVERSITY NEW MEXICO HOSPITAL
0000064764 | 1026461 | SCALE-TRONIX INC | 4002 | 4002 | SCALES/ INFANT |  | 464753 | 4002-6717 | 2017-02-15 | 2018-02-15 | 12455 | NEWBORN ICU | 2008-04-08 | USD | 1684.69 | Active | UNIVERSITY NEW MEXICO HOSPITAL
0000064763 | 1026460 | SCALE-TRONIX INC | 4002 | 4002 | SCALES/ INFANT |  | 464753 | 4002-6705 | 2017-06-30 | 2018-02-15 | 15000 | OPERATING ROOM | 2008-04-08 | USD | 1684.69 | Reactivated | UNIVERSITY NEW MEXICO HOSPITAL
0000064762 | 1199127 - VERIFY | SCALE-TRONIX INC | 4002 | 4002 | SCALES/ INFANT |  | 464753 | 4002-6703 | 2016-02-11 | 2017-02-15 | 12455 | NEWBORN ICU | 2008-04-08 | USD | 1684.69 | Active | UNIVERSITY NEW MEXICO HOSPITAL
0000064747 | 1026444 | SHERWOOD MEDICAL | FIRSTTEMP GENIUS | 3000A | THERMOMETERS/ ELECTRONIC/ INFRARED/ EAR |  | 466707 | J0815366 |  | 2017-06-15 | 12210 | CORONARY CARE SUBACUTE | 2008-04-07 | USD | 323 | Active | UNIVERSITY NEW MEXICO HOSPITAL
0000064720 | 1026428 | SHERWOOD MEDICAL | FIRSTTEMP GENIUS | 3000A | THERMOMETERS/ ELECTRONIC/ INFRARED/ EAR |  | REPL 50830 | J0526852 |  | 2017-06-15 | 12240 | GENERAL SURGERY (6-S) | 2008-04-04 | USD | 75 | Active | UNIVERSITY NEW MEXICO HOSPITAL
0000064723 | 1026434 | SCALE-TRONIX INC | 4802 | 4802 | SCALES/ INFANT |  | 453826 | 4802-15634 | 2016-10-07 | 2017-10-15 | 12520 | MOTHER & BABY UNIT (3-E) BBRP | 2008-04-04 | USD | 0.01 | Active | UNIVERSITY NEW MEXICO HOSPITAL
0000064741 | 1026313 | NELLCOR INC | OXIMAX N-560 | OXIMAX N-560 | OXIMETERS/ PULSE |  | 456794 | N-560003578 | 2016-11-21 | 2017-11-15 | 12000 | LABOR AND DELIVERY | 2008-04-04 | USD | 1250 | Active | UNIVERSITY NEW MEXICO HOSPITAL
0000064740 | 1026312 | NELLCOR INC | OXIMAX N-560 | OXIMAX N-560 | OXIMETERS/ PULSE |  | 456794 | N-560003374 | 2016-11-22 | 2017-11-15 | 12000 | LABOR AND DELIVERY | 2008-04-04 | USD | 1250 | Active | UNIVERSITY NEW MEXICO HOSPITAL
0000064739 | 1026311 | NELLCOR INC | OXIMAX N-560 | OXIMAX N-560 | OXIMETERS/ PULSE |  | 456794 | N-560003661 | 2016-11-29 | 2017-11-15 | 12000 | LABOR AND DELIVERY | 2008-04-04 | USD | 1250 | Active | UNIVERSITY NEW MEXICO HOSPITAL
0000064738 | 1026310 | NELLCOR INC | OXIMAX N-560 | OXIMAX N-560 | OXIMETERS/ PULSE |  | 456794 | N-560003597 | 2016-11-22 | 2017-11-15 | 12000 | LABOR AND DELIVERY | 2008-04-04 | USD | 1250 | Active | UNIVERSITY NEW MEXICO HOSPITAL
0000064737 | 1026309 | NELLCOR INC | OXIMAX N-560 | OXIMAX N-560 | OXIMETERS/ PULSE |  | 456794 | N-560003670 | 2016-11-11 | 2017-11-15 | 12000 | LABOR AND DELIVERY | 2008-04-04 | USD | 1250 | Active | UNIVERSITY NEW MEXICO HOSPITAL
0000064736 | 1026308 | NELLCOR INC | OXIMAX N-560 | OXIMAX N-560 | OXIMETERS/ PULSE |  | 456794 | N-560003698 | 2016-11-22 | 2017-11-15 | 12000 | LABOR AND DELIVERY | 2008-04-04 | USD | 1250 | Active | UNIVERSITY NEW MEXICO HOSPITAL
0000064730 | 1026439 | NELLCOR INC | OXIMAX N-560 | OXIMAX N-560 | OXIMETERS/ PULSE |  | 456794 | 56000365 | 2016-11-28 | 2017-11-15 | 12000 | LABOR AND DELIVERY | 2008-04-04 | USD | 1250 | Active | UNIVERSITY NEW MEXICO HOSPITAL
0000064729 | 1026438 | NELLCOR INC | OXIMAX N-560 | OXIMAX N-560 | OXIMETERS/ PULSE |  | 456794 | 560003717 | 2016-11-22 | 2017-11-15 | 12000 | LABOR AND DELIVERY | 2008-04-04 | USD | 1250 | Active | UNIVERSITY NEW MEXICO HOSPITAL
0000064728 | 1026437 | NELLCOR INC | OXIMAX N-560 | OXIMAX N-560 | OXIMETERS/ PULSE |  | 456794 | 560003512 | 2016-11-11 | 2017-11-15 | 12000 | LABOR AND DELIVERY | 2008-04-04 | USD | 1250 | Active | UNIVERSITY NEW MEXICO HOSPITAL
0000064727 | 1026436 | NELLCOR INC | OXIMAX N-560 | OXIMAX N-560 | OXIMETERS/ PULSE |  | 456794 | 560003682 | 2016-11-29 | 2017-11-15 | 12000 | LABOR AND DELIVERY | 2008-04-04 | USD | 1250 | Active | UNIVERSITY NEW MEXICO HOSPITAL
0000064726 | 1026435 | NELLCOR INC | OXIMAX N-560 | OXIMAX N-560 | OXIMETERS/ PULSE |  | 456794 | 560009662 | 2016-11-29 | 2017-11-15 | 12000 | LABOR AND DELIVERY | 2008-04-04 | USD | 1250 | Reactivated | UNIVERSITY NEW MEXICO HOSPITAL
0000064721 | 1026432 | RITTER-TYCOS DIV SYBRON CORP (MIDMARK) | 152-001 | 152-001 | LIGHTS/ EXAMINATION |  | 455562 | V508168 |  | 2017-06-15 | 32050 | WESTSIDE FAMILY & SENIOR HLTH | 2008-04-04 | USD | 122.74 | Active | UNIVERSITY NEW MEXICO HOSPITAL
0000064725 | 1026307 | HILL-ROM INC | 767 | 767 | OPHTHALMOSCOPE/OTOSCOPES |  | 458724 | 06276 |  | 2017-06-15 | 32060 | M & FP-WEST MESA | 2008-04-04 | USD | 450 | Active | UNIVERSITY NEW MEXICO HOSPITAL
0000064626 | 1026328 | GE HEALTHCARE | PRO 300 V2 | PRO 300 V2 | MONITORING SYSTEMS/ PHYSIOLOGIC |  | 465128 | AAX08120031SA | 2017-01-31 | 2018-01-15 | 71010 | PEDIATRIC CARDIOLOGY | 2008-04-02 | USD | 4059.01 | Active | UNIVERSITY NEW MEXICO HOSPITAL
0000064625 | 1026330 | GE HEALTHCARE | PRO 300 V2 | PRO 300 V2 | MONITORING SYSTEMS/ PHYSIOLOGIC |  | 463926 | AAX08120020SA | 2017-04-27 | 2018-04-15 | 12310 | ADULT ONCOLOGY MED/SURG | 2008-04-02 | USD | 4509.01 | Active | UNIVERSITY NEW MEXICO HOSPITAL
0000064623 | 1026350 | GE HEALTHCARE | PRO 300 V2 | PRO 300 V2 | MONITORING SYSTEMS/ PHYSIOLOGIC |  | 464173 | AAX08080013SA | 2017-02-27 | 2017-09-15 | 95700 | CLINICAL ENGINEERING | 2008-04-02 | USD | 9153.58 | Active | UNIVERSITY NEW MEXICO HOSPITAL
0000064622 | 1026349 | GE HEALTHCARE | PRO 300 V2 | PRO 300 V2 | MONITORING SYSTEMS/ PHYSIOLOGIC |  | 464173 | AAX08080007SA | 2016-09-01 | 2017-09-15 | 34355 | DOIM-OUTPATIENT TREATMENT CTR | 2008-04-02 | USD | 9153.58 | Active | UNIVERSITY NEW MEXICO HOSPITAL
0000064621 | 1026348 | GE HEALTHCARE | PRO 300 V2 | PRO 300 V2 | MONITORING SYSTEMS/ PHYSIOLOGIC |  | 464173 | AAX08080015SA | 2016-09-22 | 2017-09-15 | 34355 | DOIM-OUTPATIENT TREATMENT CTR | 2008-04-02 | USD | 9153.58 | Active | UNIVERSITY NEW MEXICO HOSPITAL
0000064630 | 1026334 | GE HEALTHCARE | DASH 4000 | DASH 4000 | MONITORING SYSTEMS/ PHYSIOLOGIC |  | 464203 | SD008025255GA | 2016-08-04 | 2017-08-15 | 12230 | GEN MED/SAC (4-W) | 2008-04-02 | USD | 10850 | Active | UNIVERSITY NEW MEXICO HOSPITAL
0000064629 | 1140538 | GE HEALTHCARE | DASH 4000 | DASH 4000 | MONITORING SYSTEMS/ PHYSIOLOGIC |  | 464203 | SD008077040GA | 2016-08-04 | 2017-08-15 | 12230 | GEN MED/SAC (4-W) | 2008-04-02 | USD | 10850 | Active | UNIVERSITY NEW MEXICO HOSPITAL
0000064628 | 1026332 | GE HEALTHCARE | DASH 4000 | DASH 4000 | MONITORING SYSTEMS/ PHYSIOLOGIC |  | 464203 | SD008035533GA | 2016-08-04 | 2017-08-15 | 12230 | GEN MED/SAC (4-W) | 2008-04-02 | USD | 10850 | Active | UNIVERSITY NEW MEXICO HOSPITAL
0000064627 | 1026331 | GE HEALTHCARE | DASH 4000 | DASH 4000 | MONITORING SYSTEMS/ PHYSIOLOGIC |  | 464203 | SD008087487GA | 2016-08-04 | 2017-08-15 | 12230 | GEN MED/SAC (4-W) | 2008-04-02 | USD | 10850 | Active | UNIVERSITY NEW MEXICO HOSPITAL
0000064648 | 1140729 | GE HEALTHCARE | DASH 4000 | DASH 4000 | MONITORING SYSTEMS/ PHYSIOLOGIC |  | 464203 | SD008045933GA | 2016-08-04 | 2017-08-15 | 12230 | GEN MED/SAC (4-W) | 2008-04-02 | USD | 10850 | Active | UNIVERSITY NEW MEXICO HOSPITAL
0000064638 | 1026351 | GE HEALTHCARE | DASH 4000 | DASH 4000 | MONITORING SYSTEMS/ PHYSIOLOGIC |  | 464203 | SD008077039GA | 2016-08-04 | 2017-08-15 | 12230 | GEN MED/SAC (4-W) | 2008-04-02 | USD | 10850 | Active | UNIVERSITY NEW MEXICO HOSPITAL
0000064636 | 1140731 | GE HEALTHCARE | DASH 4000 | DASH 4000 | MONITORING SYSTEMS/ PHYSIOLOGIC |  | 464203 | SD008077046GA | 2016-08-04 | 2017-08-15 | 12230 | GEN MED/SAC (4-W) | 2008-04-02 | USD | 10850 | Active | UNIVERSITY NEW MEXICO HOSPITAL
0000064635 | 1140730 | GE HEALTHCARE | DASH 4000 | DASH 4000 | MONITORING SYSTEMS/ PHYSIOLOGIC |  | 464203 | SD008077051GA | 2016-08-04 | 2017-08-15 | 12230 | GEN MED/SAC (4-W) | 2008-04-02 | USD | 10850 | Active | UNIVERSITY NEW MEXICO HOSPITAL
0000064634 | 1026338 | GE HEALTHCARE | DASH 4000 | DASH 4000 | MONITORING SYSTEMS/ PHYSIOLOGIC |  | 464203 | SD008077034GA | 2016-08-04 | 2017-08-15 | 12230 | GEN MED/SAC (4-W) | 2008-04-02 | USD | 10850 | Active | UNIVERSITY NEW MEXICO HOSPITAL
0000064633 | 1140732 | GE HEALTHCARE | DASH 4000 | DASH 4000 | MONITORING SYSTEMS/ PHYSIOLOGIC |  | 464203 | SD008077042GA | 2016-08-04 | 2017-08-15 | 12230 | GEN MED/SAC (4-W) | 2008-04-02 | USD | 10850 | Active | UNIVERSITY NEW MEXICO HOSPITAL
0000064632 | 1026336 | GE HEALTHCARE | DASH 4000 | DASH 4000 | MONITORING SYSTEMS/ PHYSIOLOGIC |  | 464203 | SD008077030GA | 2016-08-04 | 2017-08-15 | 12230 | GEN MED/SAC (4-W) | 2008-04-02 | USD | 10850 | Active | UNIVERSITY NEW MEXICO HOSPITAL
0000064631 | 1140559 | GE HEALTHCARE | DASH 4000 | DASH 4000 | MONITORING SYSTEMS/ PHYSIOLOGIC |  | 464203 | SD007418936GA | 2016-08-04 | 2017-08-15 | 12230 | GEN MED/SAC (4-W) | 2008-04-02 | USD | 10850 | Active | UNIVERSITY NEW MEXICO HOSPITAL
0000064620 | 1026347 | OLYMPIC MEDICAL CORP | WARM-LAMP 31 | WARM-LAMP 31 | LIGHTS/ PERINEAL HEAT |  | 457849 | 11218 | 2017-02-14 | 2018-02-15 | 12455 | NEWBORN ICU | 2008-04-02 | USD | 1803.57 | Active | UNIVERSITY NEW MEXICO HOSPITAL
0000064619 | 1026345 | OLYMPIC MEDICAL CORP | WARM-LAMP 31 | WARM-LAMP 31 | LIGHTS/ PERINEAL HEAT |  | 457849 | 11214 | 2017-02-08 | 2018-02-15 | 12455 | NEWBORN ICU | 2008-04-02 | USD | 1803.57 | Active | UNIVERSITY NEW MEXICO HOSPITAL
0000064618 | 1026346 | OLYMPIC MEDICAL CORP | WARM-LAMP 31 | WARM-LAMP 31 | LIGHTS/ PERINEAL HEAT |  | 457849 | 11219 | 2017-02-01 | 2018-02-15 | 12415 | INTERMEDIATE CARE NURSERY | 2008-04-02 | USD | 1803.57 | Active | UNIVERSITY NEW MEXICO HOSPITAL
0000064617 | 1026344 | OLYMPIC MEDICAL CORP | WARM-LAMP 31 | WARM-LAMP 31 | LIGHTS/ PERINEAL HEAT |  | 457849 | 11220 | 2017-02-01 | 2018-02-15 | 12415 | INTERMEDIATE CARE NURSERY | 2008-04-02 | USD | 1803.57 | Active | UNIVERSITY NEW MEXICO HOSPITAL
0000064616 | 1026343 | OLYMPIC MEDICAL CORP | WARM-LAMP 31 | WARM-LAMP 31 | LIGHTS/ PERINEAL HEAT |  | 457849 | 11215 | 2017-02-02 | 2018-02-15 | 12415 | INTERMEDIATE CARE NURSERY | 2008-04-02 | USD | 1803.57 | Active | UNIVERSITY NEW MEXICO HOSPITAL
0000064615 | 1026342 | OLYMPIC MEDICAL CORP | WARM-LAMP 31 | WARM-LAMP 31 | LIGHTS/ PERINEAL HEAT |  | 457849 | 11217 | 2017-02-02 | 2018-02-15 | 12415 | INTERMEDIATE CARE NURSERY | 2008-04-02 | USD | 1803 | Active | UNIVERSITY NEW MEXICO HOSPITAL
0000064174 | 1026133 | MEDFUSION INC | 3500 | 3500 | INFUSION PUMPS |  | 455422 | M51749 | 2017-04-04 | 2018-04-15 | 12410 | PEDIATRIC SPECIALTY CARE | 2008-04-02 | USD | 2343 | Active | UNIVERSITY NEW MEXICO HOSPITAL
0000064173 | 1026134 | MEDFUSION INC | 3500 | 3500 | INFUSION PUMPS |  | 455422 | M53385 | 2017-04-18 | 2018-04-15 | 12410 | PEDIATRIC SPECIALTY CARE | 2008-04-02 | USD | 2343 | Active | UNIVERSITY NEW MEXICO HOSPITAL
0000064172 | 1026132 | MEDFUSION INC | 3500 | 3500 | INFUSION PUMPS |  | 455422 | M53383 | 2017-04-19 | 2018-04-15 | 15000 | OPERATING ROOM | 2008-04-02 | USD | 2343 | Active | UNIVERSITY NEW MEXICO HOSPITAL
0000064171 | 1026131 | MEDFUSION INC | 3500 | 3500 | INFUSION PUMPS |  | 455422 | M53384 | 2015-07-30 | 2016-07-15 | 21015 | ED-NORTH | 2008-04-02 | USD | 2343 | Active | UNIVERSITY NEW MEXICO HOSPITAL
0000064170 | 1026130 | MEDFUSION INC | 3500 | 3500 | INFUSION PUMPS |  | 455422 | M53386 | 2017-04-06 | 2018-04-15 | 12460 | PEDIATRIC ICU | 2008-04-02 | USD | 2343 | Reactivated | UNIVERSITY NEW MEXICO HOSPITAL
0000064169 | 1026127 | MEDFUSION INC | 3500 | 3500 | INFUSION PUMPS |  | 455422 | M53368 | 2017-04-05 | 2018-04-15 | 12455 | NEWBORN ICU | 2008-04-02 | USD | 2343 | Active | UNIVERSITY NEW MEXICO HOSPITAL
0000064168 | 1026128 | MEDFUSION INC | 3500 | 3500 | INFUSION PUMPS |  | 455422 | M53381 | 2017-04-03 | 2018-04-15 | 12410 | PEDIATRIC SPECIALTY CARE | 2008-04-02 | USD | 2343 | Active | UNIVERSITY NEW MEXICO HOSPITAL
0000064167 | 1026129 | MEDFUSION INC | 3500 | 3500 | INFUSION PUMPS |  | 455422 | M53382 | 2016-04-11 | 2017-04-15 | 12410 | PEDIATRIC SPECIALTY CARE | 2008-04-02 | USD | 2343 | Reactivated | UNIVERSITY NEW MEXICO HOSPITAL
0000064166 | 1026126 | MEDFUSION INC | 3500 | 3500 | INFUSION PUMPS |  | 455422 | M53365 | 2017-04-05 | 2018-04-15 | 12410 | PEDIATRIC SPECIALTY CARE | 2008-04-02 | USD | 2343 | Active | UNIVERSITY NEW MEXICO HOSPITAL
0000064164 | 1026124 | MEDFUSION INC | 3500 | 3500 | INFUSION PUMPS |  | 455422 | M53367 | 2017-04-04 | 2018-04-15 | 12430 | GENERAL PEDIATRICS UNIT | 2008-04-02 | USD | 2343 | Active | UNIVERSITY NEW MEXICO HOSPITAL
0000064163 | 1026121 | MEDFUSION INC | 3500 | 3500 | INFUSION PUMPS |  | 455422 | M53350 | 2016-04-01 | 2017-04-15 | 15500 | OSIS OPERATING ROOM | 2008-04-02 | USD | 2343 | Active | UNIVERSITY NEW MEXICO HOSPITAL
0000064162 | 1026122 | MEDFUSION INC | 3500 | 3500 | INFUSION PUMPS |  | 455422 | M53363 | 2017-04-04 | 2018-04-15 | 12410 | PEDIATRIC SPECIALTY CARE | 2008-04-02 | USD | 2343 | Active | UNIVERSITY NEW MEXICO HOSPITAL
0000064161 | 1026123 | MEDFUSION INC | 3500 | 3500 | INFUSION PUMPS |  | 455422 | M53364 | 2017-03-23 | 2018-04-15 | 12410 | PEDIATRIC SPECIALTY CARE | 2008-04-02 | USD | 2343 | Active | UNIVERSITY NEW MEXICO HOSPITAL
0000064160 | 1026120 | MEDFUSION INC | 3500 | 3500 | INFUSION PUMPS |  | 455422 | M53348 | 2017-04-14 | 2018-04-15 | 12410 | PEDIATRIC SPECIALTY CARE | 2008-04-02 | USD | 2343 | Active | UNIVERSITY NEW MEXICO HOSPITAL
0000064159 | 1026119 | MEDFUSION INC | 3500 | 3500 | INFUSION PUMPS |  | 455422 | M53347 | 2017-04-06 | 2018-04-15 | 12460 | PEDIATRIC ICU | 2008-04-02 | USD | 2343 | Reactivated | UNIVERSITY NEW MEXICO HOSPITAL
0000064158 | 1026118 | MEDFUSION INC | 3500 | 3500 | INFUSION PUMPS |  | 455422 | M53349 | 2017-04-06 | 2018-04-15 | 12410 | PEDIATRIC SPECIALTY CARE | 2008-04-02 | USD | 2343 | Active | UNIVERSITY NEW MEXICO HOSPITAL
0000064157 | 1026115 | MEDFUSION INC | 3500 | 3500 | INFUSION PUMPS |  | 455422 | M53380 | 2017-04-05 | 2018-04-15 | 12410 | PEDIATRIC SPECIALTY CARE | 2008-04-02 | USD | 2343 | Reactivated | UNIVERSITY NEW MEXICO HOSPITAL
0000064262 | 1142352 | SCALE-TRONIX INC | 5122 | 5122 | SCALES/ PATIENT/ PLATFORM/ ELECTRONIC |  | found | 5122-674 | 2016-09-26 | 2017-09-15 | 34350 | MEDICINE CLINIC | 2008-04-01 | USD | 1 | Active | UNIVERSITY NEW MEXICO HOSPITAL
| 1084652 | COROMETRICS MEDICAL SYSTEMS INC | 325 | 325 | SIMULATORS |  | Philips | RUF04300213PA |  | 2017-06-15 | 95700 | CLINICAL ENGINEERING | 2008-04-01 | USD | 0.01 | Active | UNIVERSITY NEW MEXICO HOSPITAL
| 1084651 | SEABROOK MEDICAL SYSTEMS INC | SMS-0122 | SMS-0122 | TESTERS |  | Philips | NSN | 2016-05-31 | 2017-05-15 | 95700 | CLINICAL ENGINEERING | 2008-04-01 | USD | 0.01 | Active | UNIVERSITY NEW MEXICO HOSPITAL
0000064460 | 1026192 | MEDFUSION INC | 3500 | 3500 | INFUSION PUMPS |  | 455422 | M51730 | 2017-04-21 | 2018-04-15 | 12430 | GENERAL PEDIATRICS UNIT | 2008-04-01 | USD | 2343 | Active | UNIVERSITY NEW MEXICO HOSPITAL
0000064459 | 1026193 | MEDFUSION INC | 3500 | 3500 | INFUSION PUMPS |  | 455422 | M51712 | 2017-04-03 | 2018-04-15 | 12430 | GENERAL PEDIATRICS UNIT | 2008-04-01 | USD | 2343 | Active | UNIVERSITY NEW MEXICO HOSPITAL
0000064458 | 1026190 | MEDFUSION INC | 3500 | 3500 | INFUSION PUMPS |  | 455422 | M51736 | 2017-04-07 | 2018-04-15 | 12430 | GENERAL PEDIATRICS UNIT | 2008-04-01 | USD | 2343 | Active | UNIVERSITY NEW MEXICO HOSPITAL
0000064457 | 1026189 | MEDFUSION INC | 3500 | 3500 | INFUSION PUMPS |  | 455422 | M | 2017-04-01 | 2018-04-15 | 12410 | PEDIATRIC SPECIALTY CARE | 2008-04-01 | USD | 2343 | Active | UNIVERSITY NEW MEXICO HOSPITAL
0000064456 | 1026188 | MEDFUSION INC | 3500 | 3500 | INFUSION PUMPS |  | 455422 | M53291 | 2017-04-04 | 2018-04-15 | 12430 | GENERAL PEDIATRICS UNIT | 2008-04-01 | USD | 2343 | Active | UNIVERSITY NEW MEXICO HOSPITAL
0000064455 | 1026185 | MEDFUSION INC | 3500 | 3500 | INFUSION PUMPS |  | 455422 | M51748 | 2017-04-07 | 2018-04-15 | 12430 | GENERAL PEDIATRICS UNIT | 2008-04-01 | USD | 2343 | Active | UNIVERSITY NEW MEXICO HOSPITAL
0000064454 | 1026186 | MEDFUSION INC | 3500 | 3500 | INFUSION PUMPS |  | 455422 | M53310 | 2017-05-05 | 2018-04-15 | 12430 | GENERAL PEDIATRICS UNIT | 2008-04-01 | USD | 2343 | Active | UNIVERSITY NEW MEXICO HOSPITAL
0000064453 | 1026187 | MEDFUSION INC | 3500 | 3500 | INFUSION PUMPS |  | 455422 | M53297 | 2017-04-01 | 2018-04-15 | 15045 | PACU - BBRP | 2008-04-01 | USD | 2343 | Active | UNIVERSITY NEW MEXICO HOSPITAL
0000064452 | 1026184 | MEDFUSION INC | 3500 | 3500 | INFUSION PUMPS |  | 455422 | M51705 | 2017-04-14 | 2018-04-15 | 12430 | GENERAL PEDIATRICS UNIT | 2008-04-01 | USD | 2343 | Active | UNIVERSITY NEW MEXICO HOSPITAL
0000064478 | 1026210 | MEDFUSION INC | 3500 | 3500 | INFUSION PUMPS |  | 455422 | M53232 | 2017-04-19 | 2018-04-15 | 12460 | PEDIATRIC ICU | 2008-04-01 | USD | 2343 | Active | UNIVERSITY NEW MEXICO HOSPITAL
0000064477 | 1026211 | MEDFUSION INC | 3500 | 3500 | INFUSION PUMPS |  | 455422 | M53238 | 2017-04-01 | 2018-04-15 | 12460 | PEDIATRIC ICU | 2008-04-01 | USD | 2343 | Active | UNIVERSITY NEW MEXICO HOSPITAL
0000064476 | 1026208 | MEDFUSION INC | 3500 | 3500 | INFUSION PUMPS |  | 455422 | M51719 | 2017-04-05 | 2018-04-15 | 12430 | GENERAL PEDIATRICS UNIT | 2008-04-01 | USD | 2343 | Active | UNIVERSITY NEW MEXICO HOSPITAL
0000064451 | 1026183 | MEDFUSION INC | 3500 | 3500 | INFUSION PUMPS |  | 455422 | M53314 | 2017-04-14 | 2018-04-15 | 12460 | PEDIATRIC ICU | 2008-04-01 | USD | 2343 | Active | UNIVERSITY NEW MEXICO HOSPITAL
0000064450 | 1026182 | MEDFUSION INC | 3500 | 3500 | INFUSION PUMPS |  | 455422 | M53228 | 2017-04-01 | 2018-04-15 | 12430 | GENERAL PEDIATRICS UNIT | 2008-04-01 | USD | 2343 | Active | UNIVERSITY NEW MEXICO HOSPITAL
0000064449 | 1026179 | MEDFUSION INC | 3500 | 3500 | INFUSION PUMPS |  | 455422 | M51717 | 2017-04-21 | 2018-04-15 | 12430 | GENERAL PEDIATRICS UNIT | 2008-04-01 | USD | 2343 | Active | UNIVERSITY NEW MEXICO HOSPITAL
0000064475 | 1026207 | MEDFUSION INC | 3500 | 3500 | INFUSION PUMPS |  | 455422 | M51701 | 2016-04-19 | 2017-04-15 | 12430 | GENERAL PEDIATRICS UNIT | 2008-04-01 | USD | 2343 | Active | UNIVERSITY NEW MEXICO HOSPITAL
0000064474 | 1026206 | MEDFUSION INC | 3500 | 3500 | INFUSION PUMPS |  | 455422 | M51707 | 2017-04-05 | 2018-04-15 | 12460 | PEDIATRIC ICU | 2008-04-01 | USD | 2343 | Active | UNIVERSITY NEW MEXICO HOSPITAL
0000064473 | 1026203 | MEDFUSION INC | 3500 | 3500 | INFUSION PUMPS |  | 455422 | M51725 | 2017-04-06 | 2018-04-15 | 12460 | PEDIATRIC ICU | 2008-04-01 | USD | 2343 | Active | UNIVERSITY NEW MEXICO HOSPITAL
0000064448 | 1026180 | MEDFUSION INC | 3500 | 3500 | INFUSION PUMPS |  | 455422 | M51723 | 2017-04-04 | 2018-04-15 | 12430 | GENERAL PEDIATRICS UNIT | 2008-04-01 | USD | 2343 | Active | UNIVERSITY NEW MEXICO HOSPITAL
0000064447 | 1026181 | MEDFUSION INC | 3500 | 3500 | INFUSION PUMPS |  | 455422 | M51699 | 2017-04-14 | 2018-04-15 | 12460 | PEDIATRIC ICU | 2008-04-01 | USD | 2343 | Active | UNIVERSITY NEW MEXICO HOSPITAL
0000064446 | 1026178 | MEDFUSION INC | 3500 | 3500 | INFUSION PUMPS |  | 455422 | M51741 | 2017-04-06 | 2018-04-15 | 12430 | GENERAL PEDIATRICS UNIT | 2008-04-01 | USD | 2343 | Active | UNIVERSITY NEW MEXICO HOSPITAL
0000064472 | 1026204 | MEDFUSION INC | 3500 | 3500 | INFUSION PUMPS |  | 455422 | M51731 | 2016-04-19 | 2017-04-15 | 12460 | PEDIATRIC ICU | 2008-04-01 | USD | 2343 | Active | UNIVERSITY NEW MEXICO HOSPITAL
0000064471 | 1026205 | MEDFUSION INC | 3500 | 3500 | INFUSION PUMPS |  | 455422 | M51713 | 2017-04-06 | 2018-04-15 | 12460 | PEDIATRIC ICU | 2008-04-01 | USD | 2343 | Active | UNIVERSITY NEW MEXICO HOSPITAL
0000064470 | 1026202 | MEDFUSION INC | 3500 | 3500 | INFUSION PUMPS |  | 455422 | M53309 | 2016-04-01 | 2017-04-15 | 75025 | RADIOLOGY - INTERVENTIONAL RAD | 2008-04-01 | USD | 2343 | Active | UNIVERSITY NEW MEXICO HOSPITAL
0000064469 | 1026201 | MEDFUSION INC | 3500 | 3500 | INFUSION PUMPS |  | 455422 | M51737 | 2017-04-05 | 2018-04-15 | 12410 | PEDIATRIC SPECIALTY CARE | 2008-04-01 | USD | 2343 | Active | UNIVERSITY NEW MEXICO HOSPITAL
0000064468 | 1026200 | MEDFUSION INC | 3500 | 3500 | INFUSION PUMPS |  | 455422 | M51743 | 2017-04-04 | 2018-04-15 | 12430 | GENERAL PEDIATRICS UNIT | 2008-04-01 | USD | 2343 | Active | UNIVERSITY NEW MEXICO HOSPITAL
0000064467 | 1026197 | MEDFUSION INC | 3500 | 3500 | INFUSION PUMPS |  | 455422 | M53313 | 2017-04-04 | 2018-04-15 | 12430 | GENERAL PEDIATRICS UNIT | 2008-04-01 | USD | 2343 | Active | UNIVERSITY NEW MEXICO HOSPITAL
0000064466 | 1026198 | MEDFUSION INC | 3500 | 3500 | INFUSION PUMPS |  | 455422 | M53302 | 2017-04-19 | 2018-04-15 | 12430 | GENERAL PEDIATRICS UNIT | 2008-04-01 | USD | 2343 | Active | UNIVERSITY NEW MEXICO HOSPITAL
0000064465 | 1026199 | MEDFUSION INC | 3500 | 3500 | INFUSION PUMPS |  | 455422 | M53267 | 2017-04-03 | 2018-04-15 | 12430 | GENERAL PEDIATRICS UNIT | 2008-04-01 | USD | 2343 | Active | UNIVERSITY NEW MEXICO HOSPITAL
0000064464 | 1026196 | MEDFUSION INC | 3500 | 3500 | INFUSION PUMPS |  | 455422 | M51718 | 2017-04-21 | 2018-04-15 | 12430 | GENERAL PEDIATRICS UNIT | 2008-04-01 | USD | 2343 | Active | UNIVERSITY NEW MEXICO HOSPITAL
0000064541 | 1026082 | MEDFUSION INC | 3500 | 3500 | INFUSION PUMPS |  | 455422 | M53250 | 2016-10-19 | 2017-10-15 | 15005 | OPERATING ROOM - BBRP | 2008-04-01 | USD | 2343 | Reactivated | UNIVERSITY NEW MEXICO HOSPITAL
0000064540 | 1026083 | MEDFUSION INC | 3500 | 3500 | INFUSION PUMPS |  | 455422 | M53274 | 2016-10-01 | 2017-10-15 | 15045 | PACU - BBRP | 2008-04-01 | USD | 2343 | Active | UNIVERSITY NEW MEXICO HOSPITAL
0000064545 | 1026086 | MEDFUSION INC | 3500 | 3500 | INFUSION PUMPS |  | 455422 | M53290 | 2017-01-25 | 2018-01-15 | 12480 | CTH REHAB-ORTHO UNIT | 2008-04-01 | USD | 2343 | Reactivated | UNIVERSITY NEW MEXICO HOSPITAL
0000064544 | 1026085 | MEDFUSION INC | 3500 | 3500 | INFUSION PUMPS |  | 455422 | M53280 | 2017-01-31 | 2018-01-15 | 12480 | CTH REHAB-ORTHO UNIT | 2008-04-01 | USD | 2343 | Active | UNIVERSITY NEW MEXICO HOSPITAL
0000064543 | 1026084 | MEDFUSION INC | 3500 | 3500 | INFUSION PUMPS |  | 455422 | M53262 | 2017-07-11 | 2018-07-15 | 21020 | PEDIATRIC EMERGENCY DEPARTMENT | 2008-04-01 | USD | 2343 | Active | UNIVERSITY NEW MEXICO HOSPITAL
0000064542 | 1026081 | MEDFUSION INC | 3500 | 3500 | INFUSION PUMPS |  | 455422 | M53256 | 2016-11-08 | 2017-10-15 | 12480 | CTH REHAB-ORTHO UNIT | 2008-04-01 | USD | 2343 | Reactivated | UNIVERSITY NEW MEXICO HOSPITAL
0000064463 | 1026195 | MEDFUSION INC | 3500 | 3500 | INFUSION PUMPS |  | 455422 | M51700 | 2017-04-06 | 2018-04-15 | 12430 | GENERAL PEDIATRICS UNIT | 2008-04-01 | USD | 2343 | Active | UNIVERSITY NEW MEXICO HOSPITAL
0000064462 | 1026194 | MEDFUSION INC | 3500 | 3500 | INFUSION PUMPS |  | 455422 | M51706 | 2017-04-19 | 2018-04-15 | 12430 | GENERAL PEDIATRICS UNIT | 2008-04-01 | USD | 2343 | Active | UNIVERSITY NEW MEXICO HOSPITAL
0000064461 | 1026191 | MEDFUSION INC | 3500 | 3500 | INFUSION PUMPS |  | 455422 | M51724 | 2017-04-06 | 2018-04-15 | 12430 | GENERAL PEDIATRICS UNIT | 2008-04-01 | USD | 2343 | Active | UNIVERSITY NEW MEXICO HOSPITAL
0000064128 | 1440308 | MEDFUSION INC | 3500 | 3500 | INFUSION PUMPS |  | 455422 | M53341 | 2017-02-17 | 2018-02-15 | 12455 | NEWBORN ICU | 2008-04-01 | USD | 2343 | Active | UNIVERSITY NEW MEXICO HOSPITAL
0000064127 | 1026087 | MEDFUSION INC | 3500 | 3500 | INFUSION PUMPS |  | 455422 | M53342 | 2017-02-09 | 2018-02-15 | 12455 | NEWBORN ICU | 2008-04-01 | USD | 2343 | Active | UNIVERSITY NEW MEXICO HOSPITAL
0000064126 | 1026033 | MEDFUSION INC | 3500 | 3500 | INFUSION PUMPS |  | 455422 | M53388 | 2017-02-13 | 2018-02-15 | 12460 | PEDIATRIC ICU | 2008-04-01 | USD | 2343 | Active | UNIVERSITY NEW MEXICO HOSPITAL
0000064101 | 1026011 | MEDFUSION INC | 3500 | 3500 | INFUSION PUMPS |  | 455422 | M53323 | 2017-02-14 | 2018-02-15 | 12415 | INTERMEDIATE CARE NURSERY | 2008-04-01 | USD | 2343 | Active | UNIVERSITY NEW MEXICO HOSPITAL
0000064100 | 1026007 | MEDFUSION INC | 3500 | 3500 | INFUSION PUMPS |  | 455422 | M53397 | 2017-02-13 | 2018-02-15 | 12455 | NEWBORN ICU | 2008-04-01 | USD | 2343 | Active | UNIVERSITY NEW MEXICO HOSPITAL
0000064099 | 1026006 | MEDFUSION INC | 3500 | 3500 | INFUSION PUMPS |  | 455422 | M53324 | 2017-03-07 | 2018-02-15 | 12455 | NEWBORN ICU | 2008-04-01 | USD | 2343 | Active | UNIVERSITY NEW MEXICO HOSPITAL
0000064153 | 1026113 | MEDFUSION INC | 3500 | 3500 | INFUSION PUMPS |  | 455422 | M53395 | 2017-04-19 | 2018-04-15 | 12430 | GENERAL PEDIATRICS UNIT | 2008-04-01 | USD | 2343 | Active | UNIVERSITY NEW MEXICO HOSPITAL
0000064152 | 1026112 | MEDFUSION INC | 3500 | 3500 | INFUSION PUMPS |  | 455422 | M53379 | 2017-04-01 | 2018-04-15 | 12410 | PEDIATRIC SPECIALTY CARE | 2008-04-01 | USD | 2343 | Reactivated | UNIVERSITY NEW MEXICO HOSPITAL
0000064151 | 1026110 | MEDFUSION INC | 3500 | 3500 | INFUSION PUMPS |  | 455422 | M53394 | 2017-04-05 | 2018-04-15 | 12410 | PEDIATRIC SPECIALTY CARE | 2008-04-01 | USD | 2343 | Active | UNIVERSITY NEW MEXICO HOSPITAL
0000064125 | 1026032 | MEDFUSION INC | 3500 | 3500 | INFUSION PUMPS |  | 455422 | M53389 | 2017-02-15 | 2018-02-15 | 12455 | NEWBORN ICU | 2008-04-01 | USD | 2343 | Active | UNIVERSITY NEW MEXICO HOSPITAL
0000064124 | 1026030 | MEDFUSION INC | 3500 | 3500 | INFUSION PUMPS |  | 455422 | M53390 | 2017-02-14 | 2018-02-15 | 12455 | NEWBORN ICU | 2008-04-01 | USD | 2343 | Active | UNIVERSITY NEW MEXICO HOSPITAL
0000064123 | 1026029 | MEDFUSION INC | 3500 | 3500 | INFUSION PUMPS |  | 455422 | M53391 | 2017-02-27 | 2018-02-15 | 12410 | PEDIATRIC SPECIALTY CARE | 2008-04-01 | USD | 2343 | Active | UNIVERSITY NEW MEXICO HOSPITAL
0000064098 | 1026005 | MEDFUSION INC | 3500 | 3500 | INFUSION PUMPS |  | 455422 | M53318 | 2017-02-28 | 2018-02-15 | 12455 | NEWBORN ICU | 2008-04-01 | USD | 2343 | Active | UNIVERSITY NEW MEXICO HOSPITAL
0000064097 | 1026004 | MEDFUSION INC | 3500 | 3500 | INFUSION PUMPS |  | 455422 | M53355 | 2017-02-15 | 2018-02-15 | 12415 | INTERMEDIATE CARE NURSERY | 2008-04-01 | USD | 2343 | Active | UNIVERSITY NEW MEXICO HOSPITAL
0000064096 | 1026002 | MEDFUSION INC | 3500 | 3500 | INFUSION PUMPS |  | 455422 | M53353 | 2017-02-22 | 2018-02-15 | 12455 | NEWBORN ICU | 2008-04-01 | USD | 2343 | Active | UNIVERSITY NEW MEXICO HOSPITAL
0000064150 | 1026111 | MEDFUSION INC | 3500 | 3500 | INFUSION PUMPS |  | 455422 | M53393 | 2017-04-14 | 2018-04-15 | 12410 | PEDIATRIC SPECIALTY CARE | 2008-04-01 | USD | 2343 | Active | UNIVERSITY NEW MEXICO HOSPITAL
0000064149 | 1026109 | MEDFUSION INC | 3500 | 3500 | INFUSION PUMPS |  | 455422 | M53361 | 2017-04-27 | 2018-04-15 | 12410 | PEDIATRIC SPECIALTY CARE | 2008-04-01 | USD | 2343 | Active | UNIVERSITY NEW MEXICO HOSPITAL
0000064148 | 1026108 | MEDFUSION INC | 3500 | 3500 | INFUSION PUMPS |  | 455422 | M53362 | 2017-04-21 | 2018-04-15 | 12410 | PEDIATRIC SPECIALTY CARE | 2008-04-01 | USD | 2343 | Active | UNIVERSITY NEW MEXICO HOSPITAL
0000064122 | 1026031 | MEDFUSION INC | 3500 | 3500 | INFUSION PUMPS |  | 455422 | M53372 | 2017-02-09 | 2018-02-15 | 12455 | NEWBORN ICU | 2008-04-01 | USD | 2343 | Active | UNIVERSITY NEW MEXICO HOSPITAL
0000064121 | 1026028 | MEDFUSION INC | 3500 | 3500 | INFUSION PUMPS |  | 455422 | M53373 | 2017-02-28 | 2018-02-15 | 12455 | NEWBORN ICU | 2008-04-01 | USD | 2343 | Active | UNIVERSITY NEW MEXICO HOSPITAL
0000064095 | 1026003 | MEDFUSION INC | 3500 | 3500 | INFUSION PUMPS |  | 455422 | M53354 | 2017-02-27 | 2018-02-15 | 12455 | NEWBORN ICU | 2008-04-01 | USD | 2343 | Active | UNIVERSITY NEW MEXICO HOSPITAL
0000064094 | 1026000 | MEDFUSION INC | 3500 | 3500 | INFUSION PUMPS |  | 455422 | M53351 | 2017-02-13 | 2018-02-15 | 12455 | NEWBORN ICU | 2008-04-01 | USD | 2343 | Active | UNIVERSITY NEW MEXICO HOSPITAL
0000064093 | 1026001 | MEDFUSION INC | 3500 | 3500 | INFUSION PUMPS |  | 455422 | M53352 | 2017-02-21 | 2018-02-15 | 12455 | NEWBORN ICU | 2008-04-01 | USD | 2343 | Active | UNIVERSITY NEW MEXICO HOSPITAL
0000064147 | 1026105 | MEDFUSION INC | 3500 | 3500 | INFUSION PUMPS |  | 455422 | M53376 | 2017-04-05 | 2018-04-15 | 12410 | PEDIATRIC SPECIALTY CARE | 2008-04-01 | USD | 2343 | Active | UNIVERSITY NEW MEXICO HOSPITAL
0000064146 | 1026106 | MEDFUSION INC | 3500 | 3500 | INFUSION PUMPS |  | 455422 | M53377 | 2017-02-14 | 2018-02-15 | 12455 | NEWBORN ICU | 2008-04-01 | USD | 2343 | Active | UNIVERSITY NEW MEXICO HOSPITAL
0000064145 | 1026107 | MEDFUSION INC | 3500 | 3500 | INFUSION PUMPS |  | 455422 | M53378 | 2017-02-15 | 2018-02-15 | 12455 | NEWBORN ICU | 2008-04-01 | USD | 2343 | Active | UNIVERSITY NEW MEXICO HOSPITAL
0000064119 | 1026027 | MEDFUSION INC | 3500 | 3500 | INFUSION PUMPS |  | 455422 | M53387 | 2017-02-17 | 2018-02-15 | 12455 | NEWBORN ICU | 2008-04-01 | USD | 2343 | Active | UNIVERSITY NEW MEXICO HOSPITAL
0000064118 | 1026025 | MEDFUSION INC | 3500 | 3500 | INFUSION PUMPS |  | 455422 | M53356 | 2017-02-01 | 2018-02-15 | 12455 | NEWBORN ICU | 2008-04-01 | USD | 2343 | Active | UNIVERSITY NEW MEXICO HOSPITAL
0000064117 | 1026024 | MEDFUSION INC | 3500 | 3500 | INFUSION PUMPS |  | 455422 | M53369 | 2017-02-09 | 2018-02-15 | 12455 | NEWBORN ICU | 2008-04-01 | USD | 2343 | Active | UNIVERSITY NEW MEXICO HOSPITAL
0000064092 | 1026275 | MEDFUSION INC | 3500 | 3500 | INFUSION PUMPS |  | 455422 | M48724 | 2016-12-01 | 2017-12-15 | 70060 | FIXED WING TRANSPORT | 2008-04-01 | USD | 2343 | Active | UNIVERSITY NEW MEXICO HOSPITAL
0000064091 | 1026277 | MEDFUSION INC | 3500 | 3500 | INFUSION PUMPS |  | 455422 | M48725 | 2016-12-01 | 2017-12-15 | 70060 | FIXED WING TRANSPORT | 2008-04-01 | USD | 2343 | Active | UNIVERSITY NEW MEXICO HOSPITAL
0000064090 | 1026276 | MEDFUSION INC | 3500 | 3500 | INFUSION PUMPS |  | 455422 | M48726 | 2016-12-01 | 2017-12-15 | 70060 | FIXED WING TRANSPORT | 2008-04-01 | USD | 2343 | Active | UNIVERSITY NEW MEXICO HOSPITAL
0000064144 | 1026104 | MEDFUSION INC | 3500 | 3500 | INFUSION PUMPS |  | 455422 | M53344 | 2017-02-14 | 2018-02-15 | 12415 | INTERMEDIATE CARE NURSERY | 2008-04-01 | USD | 2343 | Active | UNIVERSITY NEW MEXICO HOSPITAL
0000064143 | 1026103 | MEDFUSION INC | 3500 | 3500 | INFUSION PUMPS |  | 455422 | M53343 | 2017-03-10 | 2018-02-15 | 12455 | NEWBORN ICU | 2008-04-01 | USD | 2343 | Active | UNIVERSITY NEW MEXICO HOSPITAL
0000064142 | 1026102 | MEDFUSION INC | 3500 | 3500 | INFUSION PUMPS |  | 455422 | M53375 | 2017-02-17 | 2018-02-15 | 12455 | NEWBORN ICU | 2008-04-01 | USD | 2343 | Active | UNIVERSITY NEW MEXICO HOSPITAL
0000064116 | 1026023 | MEDFUSION INC | 3500 | 3500 | INFUSION PUMPS |  | 455422 | M53370 | 2017-02-02 | 2018-02-15 | 12455 | NEWBORN ICU | 2008-04-01 | USD | 2343 | Active | UNIVERSITY NEW MEXICO HOSPITAL
0000064115 | 1026022 | MEDFUSION INC | 3500 | 3500 | INFUSION PUMPS |  | 455422 | M53371 | 2017-02-17 | 2018-02-15 | 12455 | NEWBORN ICU | 2008-04-01 | USD | 2343 | Active | UNIVERSITY NEW MEXICO HOSPITAL
0000064114 | 1026021 | MEDFUSION INC | 3500 | 3500 | INFUSION PUMPS |  | 455422 | M53392 | 2017-02-15 | 2018-02-15 | 12455 | NEWBORN ICU | 2008-04-01 | USD | 2343 | Active | UNIVERSITY NEW MEXICO HOSPITAL
0000064141 | 1026101 | MEDFUSION INC | 3500 | 3500 | INFUSION PUMPS |  | 455422 | M53358 | 2017-02-09 | 2018-02-15 | 12455 | NEWBORN ICU | 2008-04-01 | USD | 2343 | Active | UNIVERSITY NEW MEXICO HOSPITAL
0000064140 | 1026100 | MEDFUSION INC | 3500 | 3500 | INFUSION PUMPS |  | 455422 | M53359 | 2017-02-15 | 2018-02-15 | 12415 | INTERMEDIATE CARE NURSERY | 2008-04-01 | USD | 2343 | Active | UNIVERSITY NEW MEXICO HOSPITAL
0000064139 | 1026099 | MEDFUSION INC | 3500 | 3500 | INFUSION PUMPS |  | 455422 | M53360 | 2017-02-14 | 2018-02-15 | 12455 | NEWBORN ICU | 2008-04-01 | USD | 2343 | Active | UNIVERSITY NEW MEXICO HOSPITAL
0000064113 | 1026020 | MEDFUSION INC | 3500 | 3500 | INFUSION PUMPS |  | 455422 | M53339 | 2017-02-08 | 2018-02-15 | 12455 | NEWBORN ICU | 2008-04-01 | USD | 2343 | Active | UNIVERSITY NEW MEXICO HOSPITAL
0000064112 | 1026016 | MEDFUSION INC | 3500 | 3500 | INFUSION PUMPS |  | 455422 | M53337 | 2017-02-09 | 2018-02-15 | 12455 | NEWBORN ICU | 2008-04-01 | USD | 2343 | Active | UNIVERSITY NEW MEXICO HOSPITAL
0000064111 | 1026017 | MEDFUSION INC | 3500 | 3500 | INFUSION PUMPS |  | 455422 | M53338 | 2017-02-17 | 2018-02-15 | 12455 | NEWBORN ICU | 2008-04-01 | USD | 2343 | Active | UNIVERSITY NEW MEXICO HOSPITAL
0000064137 | 1026097 | MEDFUSION INC | 3500 | 3500 | INFUSION PUMPS |  | 455422 | M53327 | 2017-02-09 | 2018-02-15 | 12455 | NEWBORN ICU | 2008-04-01 | USD | 2343 | Active | UNIVERSITY NEW MEXICO HOSPITAL
0000064136 | 1026098 | MEDFUSION INC | 3500 | 3500 | INFUSION PUMPS |  | 455422 | M53357 | 2017-02-13 | 2018-02-15 | 12415 | INTERMEDIATE CARE NURSERY | 2008-04-01 | USD | 2343 | Active | UNIVERSITY NEW MEXICO HOSPITAL
0000064135 | 1026095 | MEDFUSION INC | 3500 | 3500 | INFUSION PUMPS |  | 455422 | M53331 | 2017-02-13 | 2018-02-15 | 15045 | PACU - BBRP | 2008-04-01 | USD | 2343 | Active | UNIVERSITY NEW MEXICO HOSPITAL
0000064110 | 1026018 | MEDFUSION INC | 3500 | 3500 | INFUSION PUMPS |  | 455422 | M53317 | 2017-02-10 | 2018-02-15 | 12415 | INTERMEDIATE CARE NURSERY | 2008-04-01 | USD | 2343 | Active | UNIVERSITY NEW MEXICO HOSPITAL
0000064109 | 1026019 | MEDFUSION INC | 3500 | 3500 | INFUSION PUMPS |  | 455422 | M53321 | 2017-02-10 | 2018-02-15 | 12455 | NEWBORN ICU | 2008-04-01 | USD | 2343 | Active | UNIVERSITY NEW MEXICO HOSPITAL
0000064108 | 1026015 | MEDFUSION INC | 3500 | 3500 | INFUSION PUMPS |  | 455422 | M53334 | 2017-02-01 | 2018-02-15 | 12455 | NEWBORN ICU | 2008-04-01 | USD | 2343 | Active | UNIVERSITY NEW MEXICO HOSPITAL
0000064134 | 1026094 | MEDFUSION INC | 3500 | 3500 | INFUSION PUMPS |  | 455422 | M53330 | 2017-02-17 | 2018-02-15 | 12455 | NEWBORN ICU | 2008-04-01 | USD | 2343 | Active | UNIVERSITY NEW MEXICO HOSPITAL
0000064133 | 1026093 | MEDFUSION INC | 3500 | 3500 | INFUSION PUMPS |  | 455422 | M53329 | 2017-02-27 | 2018-02-15 | 12455 | NEWBORN ICU | 2008-04-01 | USD | 2343 | Active | UNIVERSITY NEW MEXICO HOSPITAL
0000064132 | 31026090 | MEDFUSION INC | 3500 | 3500 | INFUSION PUMPS |  | 455422 | M53325 | 2017-02-09 | 2018-02-15 | 12455 | NEWBORN ICU | 2008-04-01 | USD | 2343 | Active | UNIVERSITY NEW MEXICO HOSPITAL
0000064107 | 1026014 | MEDFUSION INC | 3500 | 3500 | INFUSION PUMPS |  | 455422 | M53335 | 2017-02-10 | 2018-02-15 | 12455 | NEWBORN ICU | 2008-04-01 | USD | 2343 | Active | UNIVERSITY NEW MEXICO HOSPITAL
0000064106 | 1026013 | MEDFUSION INC | 3500 | 3500 | INFUSION PUMPS |  | 455422 | M53336 | 2017-02-09 | 2018-02-15 | 12455 | NEWBORN ICU | 2008-04-01 | USD | 2343 | Active | UNIVERSITY NEW MEXICO HOSPITAL
0000064105 | 1026012 | MEDFUSION INC | 3500 | 3500 | INFUSION PUMPS |  | 455422 | M53322 | 2017-03-09 | 2018-02-15 | 12455 | NEWBORN ICU | 2008-04-01 | USD | 2343 | Active | UNIVERSITY NEW MEXICO HOSPITAL
0000064217 | 1026177 | MEDFUSION INC | 3500 | 3500 | INFUSION PUMPS |  | 455422 | M51729 | 2017-04-04 | 2018-04-15 | 12430 | GENERAL PEDIATRICS UNIT | 2008-04-01 | USD | 2343 | Active | UNIVERSITY NEW MEXICO HOSPITAL
0000064201 | 1026163 | MEDFUSION INC | 3500 | 3500 | INFUSION PUMPS |  | 455422 | M53284 | 2017-04-19 | 2018-04-15 | 12430 | GENERAL PEDIATRICS UNIT | 2008-04-01 | USD | 2343 | Active | UNIVERSITY NEW MEXICO HOSPITAL
0000064200 | 1026160 | MEDFUSION INC | 3500 | 3500 | INFUSION PUMPS |  | 455422 | M53312 | 2017-04-03 | 2018-04-15 | 12430 | GENERAL PEDIATRICS UNIT | 2008-04-01 | USD | 2343 | Active | UNIVERSITY NEW MEXICO HOSPITAL
0000064199 | 1026159 | MEDFUSION INC | 3500 | 3500 | INFUSION PUMPS |  | 455422 | M53308 | 2017-04-06 | 2018-04-15 | 12430 | GENERAL PEDIATRICS UNIT | 2008-04-01 | USD | 2343 | Active | UNIVERSITY NEW MEXICO HOSPITAL
0000064216 | 1026176 | MEDFUSION INC | 3500 | 3500 | INFUSION PUMPS |  | 455422 | M51711 | 2017-04-05 | 2018-04-15 | 12410 | PEDIATRIC SPECIALTY CARE | 2008-04-01 | USD | 2343 | Active | UNIVERSITY NEW MEXICO HOSPITAL
0000064215 | 1026173 | MEDFUSION INC | 3500 | 3500 | INFUSION PUMPS |  | 455422 | M51747 | 2017-04-03 | 2018-04-15 | 12430 | GENERAL PEDIATRICS UNIT | 2008-04-01 | USD | 2343 | Active | UNIVERSITY NEW MEXICO HOSPITAL
0000064214 | 1026174 | MEDFUSION INC | 3500 | 3500 | INFUSION PUMPS |  | 455422 | M53307 | 2017-04-05 | 2018-04-15 | 12455 | NEWBORN ICU | 2008-04-01 | USD | 2343 | Active | UNIVERSITY NEW MEXICO HOSPITAL
0000064198 | 1026158 | MEDFUSION INC | 3500 | 3500 | INFUSION PUMPS |  | 455422 | M53285 | 2017-04-03 | 2018-04-15 | 12430 | GENERAL PEDIATRICS UNIT | 2008-04-01 | USD | 2343 | Active | UNIVERSITY NEW MEXICO HOSPITAL
0000064197 | 1026155 | MEDFUSION INC | 3500 | 3500 | INFUSION PUMPS |  | 455422 | M51703 | 2017-02-14 | 2018-02-15 | 12455 | NEWBORN ICU | 2008-04-01 | USD | 2343 | Reactivated | UNIVERSITY NEW MEXICO HOSPITAL
0000064196 | 1026156 | MEDFUSION INC | 3500 | 3500 | INFUSION PUMPS |  | 455422 | M51697 | 2017-04-04 | 2018-04-15 | 12430 | GENERAL PEDIATRICS UNIT | 2008-04-01 | USD | 2343 | Active | UNIVERSITY NEW MEXICO HOSPITAL
0000064213 | 1026175 | MEDFUSION INC | 3500 | 3500 | INFUSION PUMPS |  | 455422 | M51735 | 2017-04-04 | 2018-04-15 | 12430 | GENERAL PEDIATRICS UNIT | 2008-04-01 | USD | 2343 | Active | UNIVERSITY NEW MEXICO HOSPITAL
0000064212 | 1026172 | MEDFUSION INC | 3500 | 3500 | INFUSION PUMPS |  | 455422 | M51698 | 2017-04-04 | 2018-04-15 | 12430 | GENERAL PEDIATRICS UNIT | 2008-04-01 | USD | 2343 | Reactivated | UNIVERSITY NEW MEXICO HOSPITAL
0000064211 | 1026171 | MEDFUSION INC | 3500 | 3500 | INFUSION PUMPS |  | 455422 | M53229 | 2017-04-12 | 2018-04-15 | 12430 | GENERAL PEDIATRICS UNIT | 2008-04-01 | USD | 2343 | Active | UNIVERSITY NEW MEXICO HOSPITAL
0000064195 | 1026157 | MEDFUSION INC | 3500 | 3500 | INFUSION PUMPS |  | 455422 | M53230 | 2017-07-06 | 2018-04-15 | 12430 | GENERAL PEDIATRICS UNIT | 2008-04-01 | USD | 2343 | Active | UNIVERSITY NEW MEXICO HOSPITAL
0000064194 | 1026154 | MEDFUSION INC | 3500 | 3500 | INFUSION PUMPS |  | 455422 | M51721 | 2017-04-05 | 2018-04-15 | 12410 | PEDIATRIC SPECIALTY CARE | 2008-04-01 | USD | 2343 | Active | UNIVERSITY NEW MEXICO HOSPITAL
0000064193 | 1026153 | MEDFUSION INC | 3500 | 3500 | INFUSION PUMPS |  | 455422 | M51715 | 2017-04-01 | 2018-04-15 | 12460 | PEDIATRIC ICU | 2008-04-01 | USD | 2343 | Active | UNIVERSITY NEW MEXICO HOSPITAL
0000064210 | 1026170 | MEDFUSION INC | 3500 | 3500 | INFUSION PUMPS |  | 455422 | M53311 | 2017-04-04 | 2018-04-15 | 12430 | GENERAL PEDIATRICS UNIT | 2008-04-01 | USD | 2343 | Active | UNIVERSITY NEW MEXICO HOSPITAL
0000064209 | 1026167 | MEDFUSION INC | 3500 | 3500 | INFUSION PUMPS |  | 455422 | M51716 | 2017-04-04 | 2018-04-15 | 12430 | GENERAL PEDIATRICS UNIT | 2008-04-01 | USD | 2343 | Active | UNIVERSITY NEW MEXICO HOSPITAL
0000064208 | 1026168 | MEDFUSION INC | 3500 | 3500 | INFUSION PUMPS |  | 455422 | M51710 | 2017-04-05 | 2018-04-15 | 12410 | PEDIATRIC SPECIALTY CARE | 2008-04-01 | USD | 2343 | Active | UNIVERSITY NEW MEXICO HOSPITAL
0000064192 | 1026152 | MEDFUSION INC | 3500 | 3500 | INFUSION PUMPS |  | 455422 | M51709 | 2017-04-07 | 2018-04-15 | 12430 | GENERAL PEDIATRICS UNIT | 2008-04-01 | USD | 2343 | Active | UNIVERSITY NEW MEXICO HOSPITAL
0000064191 | 1026149 | MEDFUSION INC | 3500 | 3500 | INFUSION PUMPS |  | 455422 | M51739 | 2017-04-04 | 2018-04-15 | 12430 | GENERAL PEDIATRICS UNIT | 2008-04-01 | USD | 2343 | Active | UNIVERSITY NEW MEXICO HOSPITAL
0000064190 | 1026150 | MEDFUSION INC | 3500 | 3500 | INFUSION PUMPS |  | 455422 | M51733 | 2017-04-04 | 2018-04-15 | 12430 | GENERAL PEDIATRICS UNIT | 2008-04-01 | USD | 2343 | Active | UNIVERSITY NEW MEXICO HOSPITAL
0000064207 | 1026169 | MEDFUSION INC | 3500 | 3500 | INFUSION PUMPS |  | 455422 | M51704 | 2017-04-04 | 2018-04-15 | 12430 | GENERAL PEDIATRICS UNIT | 2008-04-01 | USD | 2343 | Active | UNIVERSITY NEW MEXICO HOSPITAL
0000064206 | 1026166 | MEDFUSION INC | 3500 | 3500 | INFUSION PUMPS |  | 455422 | M51734 | 2017-04-04 | 2018-04-15 | 12430 | GENERAL PEDIATRICS UNIT | 2008-04-01 | USD | 2343 | Active | UNIVERSITY NEW MEXICO HOSPITAL
0000064205 | 1026165 | MEDFUSION INC | 3500 | 3500 | INFUSION PUMPS |  | 455422 | M51728 | 2017-04-06 | 2018-04-15 | 12430 | GENERAL PEDIATRICS UNIT | 2008-04-01 | USD | 2343 | Active | UNIVERSITY NEW MEXICO HOSPITAL
0000064188 | 1026148 | MEDFUSION INC | 3500 | 3500 | INFUSION PUMPS |  | 455422 | M53315 | 2017-07-05 | 2018-04-15 | 12430 | GENERAL PEDIATRICS UNIT | 2008-04-01 | USD | 2343 | Active | UNIVERSITY NEW MEXICO HOSPITAL
0000064187 | 1026147 | MEDFUSION INC | 3500 | 3500 | INFUSION PUMPS |  | 455422 | M53305 | 2017-07-10 | 2018-04-15 | 12430 | GENERAL PEDIATRICS UNIT | 2008-04-01 | USD | 2343 | Active | UNIVERSITY NEW MEXICO HOSPITAL
0000064203 | 1026161 | MEDFUSION INC | 3500 | 3500 | INFUSION PUMPS |  | 455422 | M51746 | 2017-04-19 | 2018-04-15 | 12430 | GENERAL PEDIATRICS UNIT | 2008-04-01 | USD | 2343 | Active | UNIVERSITY NEW MEXICO HOSPITAL
0000064202 | 1026162 | MEDFUSION INC | 3500 | 3500 | INFUSION PUMPS |  | 455422 | M51740 | 2015-03-23 | 2016-04-15 | 12430 | GENERAL PEDIATRICS UNIT | 2008-04-01 | USD | 2343 | Active | UNIVERSITY NEW MEXICO HOSPITAL
0000064186 | 1026146 | MEDFUSION INC | 3500 | 3500 | INFUSION PUMPS |  | 455422 | M51745 | 2016-04-27 | 2017-04-15 | 12430 | GENERAL PEDIATRICS UNIT | 2008-04-01 | USD | 2343 | Active | UNIVERSITY NEW MEXICO HOSPITAL
0000064185 | 1026143 | MEDFUSION INC | 3500 | 3500 | INFUSION PUMPS |  | 455422 | M51708 | 2017-04-04 | 2018-04-15 | 12430 | GENERAL PEDIATRICS UNIT | 2008-04-01 | USD | 2343 | Active | UNIVERSITY NEW MEXICO HOSPITAL
0000064184 | 1026144 | MEDFUSION INC | 3500 | 3500 | INFUSION PUMPS |  | 455422 | M51696 | 2017-04-17 | 2018-04-15 | 12410 | PEDIATRIC SPECIALTY CARE | 2008-04-01 | USD | 2343 | Reactivated | UNIVERSITY NEW MEXICO HOSPITAL
0000064183 | 1026145 | MEDFUSION INC | 3500 | 3500 | INFUSION PUMPS |  | 455422 | M51702 | 2017-04-04 | 2018-04-15 | 12430 | GENERAL PEDIATRICS UNIT | 2008-04-01 | USD | 2343 | Active | UNIVERSITY NEW MEXICO HOSPITAL
0000064182 | 1026142 | MEDFUSION INC | 3500 | 3500 | INFUSION PUMPS |  | 455422 | M51720 | 2017-04-19 | 2018-04-15 | 12430 | GENERAL PEDIATRICS UNIT | 2008-04-01 | USD | 2343 | Active | UNIVERSITY NEW MEXICO HOSPITAL
0000064181 | 1026141 | MEDFUSION INC | 3500 | 3500 | INFUSION PUMPS |  | 455422 | M51714 | 2017-04-14 | 2018-04-15 | 12430 | GENERAL PEDIATRICS UNIT | 2008-04-01 | USD | 2343 | Active | UNIVERSITY NEW MEXICO HOSPITAL
0000064180 | 1026140 | MEDFUSION INC | 3500 | 3500 | INFUSION PUMPS |  | 455422 | M53231 | 2017-04-07 | 2018-04-15 | 12430 | GENERAL PEDIATRICS UNIT | 2008-04-01 | USD | 2343 | Active | UNIVERSITY NEW MEXICO HOSPITAL
0000064179 | 1026137 | MEDFUSION INC | 3500 | 3500 | INFUSION PUMPS |  | 455422 | M51732 | 2017-04-17 | 2018-04-15 | 12430 | GENERAL PEDIATRICS UNIT | 2008-04-01 | USD | 2343 | Active | UNIVERSITY NEW MEXICO HOSPITAL
0000064178 | 1026138 | MEDFUSION INC | 3500 | 3500 | INFUSION PUMPS |  | 455422 | M53316 | 2017-04-18 | 2018-04-15 | 12430 | GENERAL PEDIATRICS UNIT | 2008-04-01 | USD | 2343 | Active | UNIVERSITY NEW MEXICO HOSPITAL
0000064177 | 1026139 | MEDFUSION INC | 3500 | 3500 | INFUSION PUMPS |  | 455422 | M51738 | 2017-04-19 | 2018-04-15 | 12460 | PEDIATRIC ICU | 2008-04-01 | USD | 2343 | Active | UNIVERSITY NEW MEXICO HOSPITAL
0000064176 | 1026136 | MEDFUSION INC | 3500 | 3500 | INFUSION PUMPS |  | 455422 | M51726 | 2017-04-14 | 2018-04-15 | 12430 | GENERAL PEDIATRICS UNIT | 2008-04-01 | USD | 2343 | Active | UNIVERSITY NEW MEXICO HOSPITAL
0000064175 | 1026135 | MEDFUSION INC | 3500 | 3500 | INFUSION PUMPS |  | 455422 | M53306 | 2017-04-06 | 2018-04-15 | 15060 | ANESTHESIA - BBRP | 2008-04-01 | USD | 2343 | Active | UNIVERSITY NEW MEXICO HOSPITAL
0000064156 | 1026116 | MEDFUSION INC | 3500 | 3500 | INFUSION PUMPS |  | 455422 | M53345 | 2017-04-01 | 2018-04-15 | 12460 | PEDIATRIC ICU | 2008-04-01 | USD | 2343 | Active | UNIVERSITY NEW MEXICO HOSPITAL
0000064155 | 1026117 | MEDFUSION INC | 3500 | 3500 | INFUSION PUMPS |  | 455422 | M53346 | 2017-04-06 | 2018-04-15 | 12410 | PEDIATRIC SPECIALTY CARE | 2008-04-01 | USD | 2343 | Active | UNIVERSITY NEW MEXICO HOSPITAL
0000064154 | 1026114 | MEDFUSION INC | 3500 | 3500 | INFUSION PUMPS |  | 455422 | M53396 | 2017-04-14 | 2018-04-15 | 12410 | PEDIATRIC SPECIALTY CARE | 2008-04-01 | USD | 2343 | Active | UNIVERSITY NEW MEXICO HOSPITAL
0000064131 | 1026091 | MEDFUSION INC | 3500 | 3500 | INFUSION PUMPS |  | 455422 | M53326 | 2017-02-16 | 2018-02-15 | 12455 | NEWBORN ICU | 2008-04-01 | USD | 2343 | Reactivated | UNIVERSITY NEW MEXICO HOSPITAL
0000064130 | 1026092 | MEDFUSION INC | 3500 | 3500 | INFUSION PUMPS |  | 455422 | M53332 | 2017-01-10 | 2017-07-15 | 21015 | ED-NORTH | 2008-04-01 | USD | 2343 | Active | UNIVERSITY NEW MEXICO HOSPITAL
0000064129 | 1026089 | MEDFUSION INC | 3500 | 3500 | INFUSION PUMPS |  | 455422 | M53340 | 2017-02-21 | 2018-02-15 | 12455 | NEWBORN ICU | 2008-04-01 | USD | 2343 | Active | UNIVERSITY NEW MEXICO HOSPITAL
0000064104 | 1026008 | MEDFUSION INC | 3500 | 3500 | INFUSION PUMPS |  | 455422 | M53319 | 2017-02-17 | 2018-02-15 | 12455 | NEWBORN ICU | 2008-04-01 | USD | 2343 | Active | UNIVERSITY NEW MEXICO HOSPITAL
0000064103 | 1026009 | MEDFUSION INC | 3500 | 3500 | INFUSION PUMPS |  | 455422 | M53320 | 2017-02-10 | 2018-02-15 | 12455 | NEWBORN ICU | 2008-04-01 | USD | 2343 | Active | UNIVERSITY NEW MEXICO HOSPITAL
0000064102 | 1026010 | MEDFUSION INC | 3500 | 3500 | INFUSION PUMPS |  | 455422 | M53333 | 2017-02-01 | 2018-02-15 | 12455 | NEWBORN ICU | 2008-04-01 | USD | 2343 | Active | UNIVERSITY NEW MEXICO HOSPITAL
0000064604 | 1026361 | SSCOR INC | REF 2314 | REF 2314 | ASPIRATORS/ EMERGENCY |  | 462096 | M12206 | 2016-08-04 | 2017-08-15 | 12230 | GEN MED/SAC (4-W) | 2008-04-01 | USD | 837 | Active | UNIVERSITY NEW MEXICO HOSPITAL
0000064641 | 1026354 | GE HEALTHCARE | PRN 50-M | 418331-002 | RECORDERS |  | 464203 | RPV08054835GA |  | 2017-06-15 | 71030 | HEART STATION | 2008-04-01 | USD | 1505 | Active | UNIVERSITY NEW MEXICO HOSPITAL
0000064640 | 1026353 | GE HEALTHCARE | PRN 50-M | 418331-002 | RECORDERS |  | 464203 | RPV08064886GA |  | 2017-06-15 | 12310 | ADULT ONCOLOGY MED/SURG | 2008-04-01 | USD | 1505 | Active | UNIVERSITY NEW MEXICO HOSPITAL
0000064005 | 1219596 | HILL-ROM INC | 767 | 767 | OPHTHALMOSCOPE/OTOSCOPES |  | 451449 | none |  | 2017-06-15 | 30030 | CTH OUTPATIENT CLINIC | 2008-03-31 | USD | 813.99 | Active | UNIVERSITY NEW MEXICO HOSPITAL
0000064487 | 1026219 | MEDFUSION INC | 3500 | 3500 | INFUSION PUMPS |  | 455422 | M53240 | 2017-04-26 | 2018-04-15 | 12460 | PEDIATRIC ICU | 2008-03-31 | USD | 2343 | Active | UNIVERSITY NEW MEXICO HOSPITAL
0000064486 | 1026218 | MEDFUSION INC | 3500 | 3500 | INFUSION PUMPS |  | 455422 | M53246 | 2017-04-01 | 2018-04-15 | 15045 | PACU - BBRP | 2008-03-31 | USD | 2343 | Active | UNIVERSITY NEW MEXICO HOSPITAL
0000064485 | 1026215 | MEDFUSION INC | 3500 | 3500 | INFUSION PUMPS |  | 455422 | M53239 | 2017-05-02 | 2018-04-15 | 12410 | PEDIATRIC SPECIALTY CARE | 2008-03-31 | USD | 2343 | Active | UNIVERSITY NEW MEXICO HOSPITAL
0000064484 | 1026216 | MEDFUSION INC | 3500 | 3500 | INFUSION PUMPS |  | 455422 | M53233 | 2017-04-29 | 2018-04-15 | 12460 | PEDIATRIC ICU | 2008-03-31 | USD | 2343 | Active | UNIVERSITY NEW MEXICO HOSPITAL
0000064483 | 1026217 | MEDFUSION INC | 3500 | 3500 | INFUSION PUMPS |  | 455422 | M53296 | 2017-04-01 | 2018-04-15 | 12460 | PEDIATRIC ICU | 2008-03-31 | USD | 2343 | Active | UNIVERSITY NEW MEXICO HOSPITAL
0000064482 | 1026214 | MEDFUSION INC | 3500 | 3500 | INFUSION PUMPS |  | 455422 | M53245 | 2017-04-14 | 2018-04-15 | 12460 | PEDIATRIC ICU | 2008-03-31 | USD | 2343 | Active | UNIVERSITY NEW MEXICO HOSPITAL
0000064481 | 1026213 | MEDFUSION INC | 3500 | 3500 | INFUSION PUMPS |  | 455422 | M43244 | 2017-04-28 | 2018-04-15 | 12410 | PEDIATRIC SPECIALTY CARE | 2008-03-31 | USD | 2343 | Active | UNIVERSITY NEW MEXICO HOSPITAL
0000064480 | 1026212 | MEDFUSION INC | 3500 | 3500 | INFUSION PUMPS |  | 455422 | M53279 | 2017-04-06 | 2018-04-15 | 12410 | PEDIATRIC SPECIALTY CARE | 2008-03-31 | USD | 2343 | Active | UNIVERSITY NEW MEXICO HOSPITAL
0000064479 | 1026209 | MEDFUSION INC | 3500 | 3500 | INFUSION PUMPS |  | 455422 | M51695 | 2017-04-19 | 2018-04-15 | 12460 | PEDIATRIC ICU | 2008-03-31 | USD | 2343 | Active | UNIVERSITY NEW MEXICO HOSPITAL
0000064539 | 1026079 | MEDFUSION INC | 3500 | 3500 | INFUSION PUMPS |  | 455422 | M53268 | 2017-06-13 | 2018-04-15 | 12015 | PEDIATRIC INFUSION UNIT PIU | 2008-03-31 | USD | 2343 | Reactivated | UNIVERSITY NEW MEXICO HOSPITAL
0000064538 | 1026080 | MEDFUSION INC | 3500 | 3500 | INFUSION PUMPS |  | 455422 | M53298 | 2017-04-20 | 2018-04-15 | 12015 | PEDIATRIC INFUSION UNIT PIU | 2008-03-31 | USD | 2343 | Active | UNIVERSITY NEW MEXICO HOSPITAL
0000064537 | 1026057 | MEDFUSION INC | 3500 | 3500 | INFUSION PUMPS |  | 455422 | M53286 | 2017-01-25 | 2018-01-15 | 34150 | PEDIATRICS CLINIC | 2008-03-31 | USD | 2343 | Active | UNIVERSITY NEW MEXICO HOSPITAL
0000064536 | 1026078 | MEDFUSION INC | 3500 | 3500 | INFUSION PUMPS |  | 455422 | M53292 | 2017-04-19 | 2018-04-15 | 12015 | PEDIATRIC INFUSION UNIT PIU | 2008-03-31 | USD | 2343 | Active | UNIVERSITY NEW MEXICO HOSPITAL
0000064535 | 1026077 | MEDFUSION INC | 3500 | 3500 | INFUSION PUMPS |  | 455422 | M53263 | 2017-04-26 | 2018-04-15 | 12015 | PEDIATRIC INFUSION UNIT PIU | 2008-03-31 | USD | 2343 | Active | UNIVERSITY NEW MEXICO HOSPITAL
0000064534 | 1026076 | MEDFUSION INC | 3500 | 3500 | INFUSION PUMPS |  | 455422 | M53281 | 2016-04-01 | 2017-04-15 | 12410 | PEDIATRIC SPECIALTY CARE | 2008-03-31 | USD | 2343 | Active | UNIVERSITY NEW MEXICO HOSPITAL
0000064533 | 1026074 | MEDFUSION INC | 3500 | 3500 | INFUSION PUMPS |  | 455422 | M53257 | 2017-01-01 | 2018-01-15 | 12460 | PEDIATRIC ICU | 2008-03-31 | USD | 2343 | Active | UNIVERSITY NEW MEXICO HOSPITAL
0000064532 | 1026075 | MEDFUSION INC | 3500 | 3500 | INFUSION PUMPS |  | 455422 | M53299 | 2017-04-01 | 2018-04-15 | 12015 | PEDIATRIC INFUSION UNIT PIU | 2008-03-31 | USD | 2343 | Active | UNIVERSITY NEW MEXICO HOSPITAL
0000064531 | 1026073 | MEDFUSION INC | 3500 | 3500 | INFUSION PUMPS |  | 455422 | M53275 | 2017-04-26 | 2018-04-15 | 12460 | PEDIATRIC ICU | 2008-03-31 | USD | 2343 | Active | UNIVERSITY NEW MEXICO HOSPITAL
0000064530 | 1026072 | MEDFUSION INC | 3500 | 3500 | INFUSION PUMPS |  | 455422 | M53293 | 2017-04-25 | 2018-04-15 | 12430 | GENERAL PEDIATRICS UNIT | 2008-03-31 | USD | 2343 | Active | UNIVERSITY NEW MEXICO HOSPITAL
0000064529 | 1026069 | MEDFUSION INC | 3500 | 3500 | INFUSION PUMPS |  | 455422 | M53269 | 2017-04-26 | 2018-04-15 | 12460 | PEDIATRIC ICU | 2008-03-31 | USD | 2343 | Active | UNIVERSITY NEW MEXICO HOSPITAL
0000064528 | 1026070 | MEDFUSION INC | 3500 | 3500 | INFUSION PUMPS |  | 455422 | M53251 | 2017-04-07 | 2018-04-15 | 12460 | PEDIATRIC ICU | 2008-03-31 | USD | 2343 | Active | UNIVERSITY NEW MEXICO HOSPITAL
0000064527 | 1026071 | MEDFUSION INC | 3500 | 3500 | INFUSION PUMPS |  | 455422 | M53287 | 2017-04-26 | 2018-04-15 | 12460 | PEDIATRIC ICU | 2008-03-31 | USD | 2343 | Active | UNIVERSITY NEW MEXICO HOSPITAL
0000064526 | 1026068 | MEDFUSION INC | 3500 | 3500 | INFUSION PUMPS |  | 455422 | M53264 | 2017-04-06 | 2018-04-15 | 12410 | PEDIATRIC SPECIALTY CARE | 2008-03-31 | USD | 2343 | Active | UNIVERSITY NEW MEXICO HOSPITAL
0000064525 | 1026067 | MEDFUSION INC | 3500 | 3500 | INFUSION PUMPS |  | 455422 | M53282 | 2017-04-03 | 2018-04-15 | 12430 | GENERAL PEDIATRICS UNIT | 2008-03-31 | USD | 2343 | Active | UNIVERSITY NEW MEXICO HOSPITAL
0000064524 | 1026066 | MEDFUSION INC | 3500 | 3500 | INFUSION PUMPS |  | 455422 | M53265 | 2017-04-17 | 2018-04-15 | 12460 | PEDIATRIC ICU | 2008-03-31 | USD | 2343 | Reactivated | UNIVERSITY NEW MEXICO HOSPITAL
0000064523 | 1026063 | MEDFUSION INC | 3500 | 3500 | INFUSION PUMPS |  | 455422 | M53283 | 2017-03-29 | 2018-04-15 | 12460 | PEDIATRIC ICU | 2008-03-31 | USD | 2343 | Active | UNIVERSITY NEW MEXICO HOSPITAL
0000064522 | 1026064 | MEDFUSION INC | 3500 | 3500 | INFUSION PUMPS |  | 455422 | M53300 | 2017-04-06 | 2018-04-15 | 12430 | GENERAL PEDIATRICS UNIT | 2008-03-31 | USD | 2343 | Active | UNIVERSITY NEW MEXICO HOSPITAL
0000064521 | 1026065 | MEDFUSION INC | 3500 | 3500 | INFUSION PUMPS |  | 455422 | M53303 | 2017-04-06 | 2018-04-15 | 12460 | PEDIATRIC ICU | 2008-03-31 | USD | 2343 | Active | UNIVERSITY NEW MEXICO HOSPITAL
0000064520 | 1026062 | MEDFUSION INC | 3500 | 3500 | INFUSION PUMPS |  | 455422 | M53301 | 2017-04-29 | 2018-04-15 | 12460 | PEDIATRIC ICU | 2008-03-31 | USD | 2343 | Active | UNIVERSITY NEW MEXICO HOSPITAL
0000064519 | 1026061 | MEDFUSION INC | 3500 | 3500 | INFUSION PUMPS |  | 455422 | M53258 | 2017-04-20 | 2018-04-15 | 12460 | PEDIATRIC ICU | 2008-03-31 | USD | 2343 | Active | UNIVERSITY NEW MEXICO HOSPITAL
0000064518 | 1026060 | MEDFUSION INC | 3500 | 3500 | INFUSION PUMPS |  | 455422 | M53304 | 2017-04-04 | 2018-04-15 | 12460 | PEDIATRIC ICU | 2008-03-31 | USD | 2343 | Active | UNIVERSITY NEW MEXICO HOSPITAL
0000064517 | 1026059 | MEDFUSION INC | 3500 | 3500 | INFUSION PUMPS |  | 455422 | M53276 | 2017-04-18 | 2018-04-15 | 12460 | PEDIATRIC ICU | 2008-03-31 | USD | 2343 | Active | UNIVERSITY NEW MEXICO HOSPITAL
0000064516 | 1026058 | MEDFUSION INC | 3500 | 3500 | INFUSION PUMPS |  | 455422 | M53294 | 2017-04-19 | 2018-04-15 | 12460 | PEDIATRIC ICU | 2008-03-31 | USD | 2343 | Active | UNIVERSITY NEW MEXICO HOSPITAL
0000064515 | 1026056 | MEDFUSION INC | 3500 | 3500 | INFUSION PUMPS |  | 455422 | M53259 | 2016-04-21 | 2017-04-15 | 12460 | PEDIATRIC ICU | 2008-03-31 | USD | 2343 | Active | UNIVERSITY NEW MEXICO HOSPITAL
0000064514 | 1026055 | MEDFUSION INC | 3500 | 3500 | INFUSION PUMPS |  | 455422 | M53277 | 2017-03-15 | 2018-04-15 | 12430 | GENERAL PEDIATRICS UNIT | 2008-03-31 | USD | 2343 | Reactivated | UNIVERSITY NEW MEXICO HOSPITAL
0000064513 | 1026054 | MEDFUSION INC | 3500 | 3500 | INFUSION PUMPS |  | 455422 | M53289 | 2017-04-19 | 2018-04-15 | 12460 | PEDIATRIC ICU | 2008-03-31 | USD | 2343 | Active | UNIVERSITY NEW MEXICO HOSPITAL
0000064512 | 1026053 | MEDFUSION INC | 3500 | 3500 | INFUSION PUMPS |  | 455422 | M53295 | 2017-04-01 | 2018-04-15 | 12460 | PEDIATRIC ICU | 2008-03-31 | USD | 2343 | Active | UNIVERSITY NEW MEXICO HOSPITAL
0000064511 | 1026052 | MEDFUSION INC | 3500 | 3500 | INFUSION PUMPS |  | 455422 | M53252 | 2017-04-21 | 2018-04-15 | 12460 | PEDIATRIC ICU | 2008-03-31 | USD | 2343 | Active | UNIVERSITY NEW MEXICO HOSPITAL
0000064510 | 1026051 | MEDFUSION INC | 3500 | 3500 | INFUSION PUMPS |  | 455422 | M53270 | 2017-04-04 | 2018-04-15 | 12460 | PEDIATRIC ICU | 2008-03-31 | USD | 2343 | Active | UNIVERSITY NEW MEXICO HOSPITAL
0000064509 | 1026050 | MEDFUSION INC | 3500 | 3500 | INFUSION PUMPS |  | 455422 | M53288 | 2017-04-18 | 2018-04-15 | 12460 | PEDIATRIC ICU | 2008-03-31 | USD | 2343 | Active | UNIVERSITY NEW MEXICO HOSPITAL
0000064508 | 1026049 | MEDFUSION INC | 3500 | 3500 | INFUSION PUMPS |  | 455422 | M53253 | 2017-04-26 | 2018-04-15 | 12460 | PEDIATRIC ICU | 2008-03-31 | USD | 2343 | Active | UNIVERSITY NEW MEXICO HOSPITAL
0000064507 | 1026048 | MEDFUSION INC | 3500 | 3500 | INFUSION PUMPS |  | 455422 | M53271 | 2017-04-06 | 2018-04-15 | 12460 | PEDIATRIC ICU | 2008-03-31 | USD | 2343 | Active | UNIVERSITY NEW MEXICO HOSPITAL
0000064506 | 1026238 | MEDFUSION INC | 3500 | 3500 | INFUSION PUMPS |  | 455422 | M53273 | 2017-04-17 | 2018-04-15 | 12460 | PEDIATRIC ICU | 2008-03-31 | USD | 2343 | Active | UNIVERSITY NEW MEXICO HOSPITAL
0000064505 | 1026237 | MEDFUSION INC | 3500 | 3500 | INFUSION PUMPS |  | 455422 | M53272 | 2017-04-14 | 2018-04-15 | 15000 | OPERATING ROOM | 2008-03-31 | USD | 2343 | Active | UNIVERSITY NEW MEXICO HOSPITAL
0000064504 | 1026236 | MEDFUSION INC | 3500 | 3500 | INFUSION PUMPS |  | 455422 | M53278 | 2017-04-03 | 2018-04-15 | 12430 | GENERAL PEDIATRICS UNIT | 2008-03-31 | USD | 2343 | Active | UNIVERSITY NEW MEXICO HOSPITAL
0000064503 | 1026233 | MEDFUSION INC | 3500 | 3500 | INFUSION PUMPS |  | 455422 | M53254 | 2017-04-05 | 2018-04-15 | 12460 | PEDIATRIC ICU | 2008-03-31 | USD | 2343 | Active | UNIVERSITY NEW MEXICO HOSPITAL
0000064502 | 1026234 | MEDFUSION INC | 3500 | 3500 | INFUSION PUMPS |  | 455422 | M53260 | 2017-04-14 | 2018-04-15 | 12460 | PEDIATRIC ICU | 2008-03-31 | USD | 2343 | Active | UNIVERSITY NEW MEXICO HOSPITAL
0000064501 | 1026235 | MEDFUSION INC | 3500 | 3500 | INFUSION PUMPS |  | 455422 | M53266 | 2017-04-06 | 2018-04-15 | 12460 | PEDIATRIC ICU | 2008-03-31 | USD | 2343 | Active | UNIVERSITY NEW MEXICO HOSPITAL
0000064500 | 1026232 | MEDFUSION INC | 3500 | 3500 | INFUSION PUMPS |  | 455422 | M53261 | 2017-04-05 | 2018-04-15 | 12430 | GENERAL PEDIATRICS UNIT | 2008-03-31 | USD | 2343 | Active | UNIVERSITY NEW MEXICO HOSPITAL
0000064499 | 1026231 | MEDFUSION INC | 3500 | 3500 | INFUSION PUMPS |  | 455422 | M53255 | 2017-04-21 | 2018-04-15 | 34150 | PEDIATRICS CLINIC | 2008-03-31 | USD | 2343 | Active | UNIVERSITY NEW MEXICO HOSPITAL
0000064498 | 1026230 | MEDFUSION INC | 3500 | 3500 | INFUSION PUMPS |  | 455422 | M53249 | 2017-04-29 | 2018-04-15 | 12460 | PEDIATRIC ICU | 2008-03-31 | USD | 2343 | Active | UNIVERSITY NEW MEXICO HOSPITAL
0000064497 | 1026227 | MEDFUSION INC | 3500 | 3500 | INFUSION PUMPS |  | 455422 | M51744 | 2017-04-14 | 2018-04-15 | 12460 | PEDIATRIC ICU | 2008-03-31 | USD | 2343 | Active | UNIVERSITY NEW MEXICO HOSPITAL
0000064496 | 1026228 | MEDFUSION INC | 3500 | 3500 | INFUSION PUMPS |  | 455422 | M53247 | 2017-04-26 | 2018-04-15 | 12410 | PEDIATRIC SPECIALTY CARE | 2008-03-31 | USD | 2343 | Reactivated | UNIVERSITY NEW MEXICO HOSPITAL
0000064495 | 1026229 | MEDFUSION INC | 3500 | 3500 | INFUSION PUMPS |  | 455422 | M53248 | 2017-04-25 | 2018-04-15 | 12430 | GENERAL PEDIATRICS UNIT | 2008-03-31 | USD | 2343 | Active | UNIVERSITY NEW MEXICO HOSPITAL
0000064494 | 1026226 | MEDFUSION INC | 3500 | 3500 | INFUSION PUMPS |  | 455422 | M53242 | 2017-04-26 | 2018-04-15 | 12460 | PEDIATRIC ICU | 2008-03-31 | USD | 2343 | Active | UNIVERSITY NEW MEXICO HOSPITAL
0000064493 | 1026225 | MEDFUSION INC | 3500 | 3500 | INFUSION PUMPS |  | 455422 | M53237 | 2017-04-03 | 2018-04-15 | 12430 | GENERAL PEDIATRICS UNIT | 2008-03-31 | USD | 2343 | Reactivated | UNIVERSITY NEW MEXICO HOSPITAL
0000064492 | 1026224 | MEDFUSION INC | 3500 | 3500 | INFUSION PUMPS |  | 455422 | M53243 | 2017-05-30 | 2018-04-15 | 12460 | PEDIATRIC ICU | 2008-03-31 | USD | 2343 | Active | UNIVERSITY NEW MEXICO HOSPITAL
0000064491 | 1026221 | MEDFUSION INC | 3500 | 3500 | INFUSION PUMPS |  | 455422 | M53235 | 2017-04-01 | 2018-04-15 | 12460 | PEDIATRIC ICU | 2008-03-31 | USD | 2343 | Active | UNIVERSITY NEW MEXICO HOSPITAL
0000064490 | 1026222 | MEDFUSION INC | 3500 | 3500 | INFUSION PUMPS |  | 455422 | M53241 | 2017-04-04 | 2018-04-15 | 12430 | GENERAL PEDIATRICS UNIT | 2008-03-31 | USD | 2343 | Active | UNIVERSITY NEW MEXICO HOSPITAL
0000064489 | 1026223 | MEDFUSION INC | 3500 | 3500 | INFUSION PUMPS |  | 455422 | M53236 | 2017-04-29 | 2018-04-15 | 12460 | PEDIATRIC ICU | 2008-03-31 | USD | 2343 | Active | UNIVERSITY NEW MEXICO HOSPITAL
0000064488 | 1026220 | MEDFUSION INC | 3500 | 3500 | INFUSION PUMPS |  | 455422 | M53234 | 2017-04-06 | 2018-04-15 | 12410 | PEDIATRIC SPECIALTY CARE | 2008-03-31 | USD | 2343 | Active | UNIVERSITY NEW MEXICO HOSPITAL
0000064006 | 1219597 | WELCH ALLYN INC | SURETEMP PLUS (690) | SURETEMP PLUS (690) | THERMOMETERS/ ELECTRONIC |  | 451449 | 07310622 |  | 2017-06-15 | 30030 | CTH OUTPATIENT CLINIC | 2008-03-31 | USD | 813.99 | Active | UNIVERSITY NEW MEXICO HOSPITAL
0000064444 | 1219678 | MIDMARK CORP | 640-001 | 640-001 | TABLES/ EXAMINATION/TREATMENT |  | 460645 | V552886 | 2017-01-10 | 2018-01-15 | 34150 | PEDIATRICS CLINIC | 2008-03-27 | USD | 1801.32 | Active | UNIVERSITY NEW MEXICO HOSPITAL
0000064443 | 1219677 | MIDMARK CORP | 640-001 | 640-001 | TABLES/ EXAMINATION/TREATMENT |  | 460645 | V5553272 | 2017-01-25 | 2018-01-15 | 34150 | PEDIATRICS CLINIC | 2008-03-27 | USD | 1801.32 | Active | UNIVERSITY NEW MEXICO HOSPITAL
0000064593 | 1219689 | MIDMARK CORP | 491 OTOLARYNGOLOGY CHAIR | 491 OTOLARYNGOLOGY C | CHAIRS/ EXAMINATION/ TREATMENT |  | 464751 | V557697 |  | 2017-06-15 | 34230 | SURGICAL SPECIALTIES | 2008-03-26 | USD | 5425 | Active | UNIVERSITY NEW MEXICO HOSPITAL
64731 | 1026440 | BTE TECHNOLOGIES INC | PRIMUS | PRIMUS | EXERCISERS |  |  | P41ZH12C | 2011-06-29 | 2011-06-15 | 76010 | REHABILITATION SERVICES | 2008-03-25 | USD |  | Active | UNIVERSITY NEW MEXICO HOSPITAL
0000064584 | 1026317 | CHATTANOOGA GROUP INC | SS-2 | 2302 | HYDROCOLLATORS |  | 460567 | 18559 | 2017-01-26 | 2018-01-15 | 12480 | CTH REHAB-ORTHO UNIT | 2008-03-25 | USD | 1105.26 | Active | UNIVERSITY NEW MEXICO HOSPITAL
0000064583 | 1162764 | MEDELA INC | SYMPHONY | SYMPHONY | PUMPS/ BREAST |  | 465146 | 1174101 | 2015-07-07 | 2016-07-15 | 21020 | PEDIATRIC EMERGENCY DEPARTMENT | 2008-03-25 | USD | 1299 | Active | UNIVERSITY NEW MEXICO HOSPITAL
0000064574 | 1026315 | GE HEALTHCARE | AMX 4+ | 531668 | RADIOGRAPHIC UNITS/ MOBILE |  | 462369 | 195490017-075 | 2012-03-26 | 2012-09-15 | 75000 | RADIOLOGY - GENERAL | 2008-03-25 | USD | 38377 | Active | UNIVERSITY NEW MEXICO HOSPITAL
0000064573 | 1026316 | GE HEALTHCARE | AMX 4+ | 531668 | RADIOGRAPHIC UNITS/ MOBILE |  | 462369 | 195490017-019 | 2011-09-10 | 2012-03-15 | 75000 | RADIOLOGY - GENERAL | 2008-03-25 | USD | 38377 | Active | UNIVERSITY NEW MEXICO HOSPITAL
0000064582 | 1143498 | TRUE FITNESS | TRUE Z8 | TRUE Z8 | TREADMILLS |  | 462985 | 08-19493C | 2017-01-30 | 2018-01-15 | 71020 | CARDIAC REHAB | 2008-03-24 | USD | 4510.96 | Active | UNIVERSITY NEW MEXICO HOSPITAL
0000064564 | 1219685 | MEDRAD INC | VERIS | 8600 | PHYSIOLOGICAL/ MRI COMPATABLE |  | 464287 | 033008 | 2012-08-04 | 2017-06-15 | 75040 | RADIOLOGY - MRI | 2008-03-20 | USD | 73266.5 | Active | UNIVERSITY NEW MEXICO HOSPITAL
0000064561 | 1142425 | MEDRAD INC | VERIS | 530959 | MONITORING SYSTEMS/ PHYSIOLOGIC |  | 464287 | 034013 | 2012-10-22 | 2012-10-15 | 75040 | RADIOLOGY - MRI | 2008-03-20 | USD | 73266.5 | Active | UNIVERSITY NEW MEXICO HOSPITAL
0000064560 | 1219683 | MEDRAD INC | VERIS | 530959 | MONITORING SYSTEMS/ PHYSIOLOGIC |  | 464287 | 033910 | 2016-07-22 | 2017-07-15 | 75040 | RADIOLOGY - MRI | 2008-03-20 | USD | 73266.5 | Active | UNIVERSITY NEW MEXICO HOSPITAL
0000062517 | 1141180 | GE HEALTHCARE | MAC 5500 | MAC 5500 | ELECTROCARDIOGRAPHS/ MULTICHANNEL | 446034 | 446034 | SCD07107727PA | 2016-10-01 | 2017-10-15 | 71030 | HEART STATION | 2008-03-20 | USD | 12201 | Active | UNIVERSITY NEW MEXICO HOSPITAL
0000064547 | 1004543 | DRAEGER MEDICAL INC | D-VAPOR DESFLURANE | D-VAPOR DESFLURANE | ANESTHESIA UNIT VAPORIZERS |  | CONTRACT | ARZA-0273 | 2017-01-01 | 2018-01-15 | 15515 | OSIS ANESTHESIA | 2008-03-18 | USD | 1 | Active | UNIVERSITY NEW MEXICO HOSPITAL
0000064548 | 1219679 | GE HEALTHCARE | PRN 50-M | 418331-002 | RECORDERS |  | 463022 | RPV08044748GA |  | 2017-06-15 | 15005 | OPERATING ROOM - BBRP | 2008-03-18 | USD | 1505 | Active | UNIVERSITY NEW MEXICO HOSPITAL
0000064554 | 1219681 | SHERWOOD MEDICAL | FIRSTTEMP GENIUS | 3000A | THERMOMETERS/ ELECTRONIC/ INFRARED/ EAR |  | REPLACN50965 | J0618956 |  | 2017-06-15 | 12460 | PEDIATRIC ICU | 2008-03-17 | USD | 75 | Active | UNIVERSITY NEW MEXICO HOSPITAL
0000064553 | 1162884 | SHERWOOD MEDICAL | FIRSTTEMP GENIUS | 3000A | THERMOMETERS/ ELECTRONIC/ INFRARED/ EAR |  | REPLACN46164 | J0334447 |  | 2017-06-15 | 15510 | OSIS PACU | 2008-03-17 | USD | 75 | Active | UNIVERSITY NEW MEXICO HOSPITAL
0000064552 | 1077942 | EXERGEN CORP | TAT-5000 | TAT-5000 | THERMOMETERS/ ELECTRONIC/ INFRARED |  | REPLACN62464 | A76846 |  | 2017-06-15 | 15510 | OSIS PACU | 2008-03-17 | USD | 0.01 | Active | UNIVERSITY NEW MEXICO HOSPITAL
64062 | 1140991 | ARJO HOSPITAL EQUIPMENT INC | SARA 3000 | HEA0002-US | LIFTS/ PATIENT TRANSFER | FOUND |  | STLA0711U007 | 2016-09-23 | 2017-09-15 | 12240 | GENERAL SURGERY (6-S) | 2008-03-15 | USD |  | Active | UNIVERSITY NEW MEXICO HOSPITAL
0000064549 | 1003663 | SMITHS MEDICAL MD INC | H-1200 | H-1200 | WARMING UNITS/ BLOOD/SOLUTION (FLUID) | 463828 | 463828 | S10000745 | 2017-07-11 | 2018-01-15 | 21015 | ED-NORTH | 2008-03-13 | USD | 8500 | Active | UNIVERSITY NEW MEXICO HOSPITAL
0000064551 | 1140486 | SHERWOOD MEDICAL | FIRSTTEMP GENIUS | 3000A | THERMOMETERS/ ELECTRONIC/ INFRARED/ EAR |  | 464361 | J0813588 |  | 2017-06-15 | 21015 | ED-NORTH | 2008-03-13 | USD | 331.28 | Active | UNIVERSITY NEW MEXICO HOSPITAL
0000064442 | 1219676 | MIDMARK CORP | 640-001 | 640-001 | TABLES/ EXAMINATION/TREATMENT |  | 460645 | V553264 | 2017-01-10 | 2018-01-15 | 34150 | PEDIATRICS CLINIC | 2008-03-11 | USD | 1801.32 | Active | UNIVERSITY NEW MEXICO HOSPITAL
0000064441 | 1219675 | MIDMARK CORP | 640-001 | 640-001 | TABLES/ EXAMINATION/TREATMENT |  | 460645 | V553249 | 2017-01-26 | 2018-01-15 | 34150 | PEDIATRICS CLINIC | 2008-03-11 | USD | 1801.32 | Active | UNIVERSITY NEW MEXICO HOSPITAL
0000064238 | 1219642 | DETECTO SCALE COMPANY | DETECTO | DETECTO | SCALES/ PATIENT/ PLATFORM/ MECHANICAL |  | 459182 | 0353 |  | 2017-06-15 | 12035 | UPC INPATIENT ADULT SERVICES | 2008-03-07 | USD | 106 | Active | UNIVERSITY NEW MEXICO HOSPITAL
0000064225 | 1219633 | DETECTO SCALE COMPANY | DETECTO | DETECTO | SCALES/ PATIENT/ PLATFORM/ MECHANICAL |  | 459182 | 0108 |  | 2017-06-15 | 71020 | CARDIAC REHAB | 2008-03-07 | USD | 106 | Active | UNIVERSITY NEW MEXICO HOSPITAL
0000064224 | 1219632 | DETECTO SCALE COMPANY | DETECTO | DETECTO | SCALES/ PATIENT/ PLATFORM/ MECHANICAL |  | 459182 | 00092 |  | 2017-06-15 | 12035 | UPC INPATIENT ADULT SERVICES | 2008-03-07 | USD | 106 | Active | UNIVERSITY NEW MEXICO HOSPITAL
0000064223 | 1219631 | DETECTO SCALE COMPANY | DETECTO | DETECTO | SCALES/ PATIENT/ PLATFORM/ MECHANICAL |  | 459182 | 0095 |  | 2017-06-15 | 12035 | UPC INPATIENT ADULT SERVICES | 2008-03-07 | USD | 106 | Active | UNIVERSITY NEW MEXICO HOSPITAL
0000064222 | 1162343 | DETECTO SCALE COMPANY | DETECTO | DETECTO | SCALES/ PATIENT/ PLATFORM/ MECHANICAL |  | 459182 | 0094 |  | 2017-06-15 | 12035 | UPC INPATIENT ADULT SERVICES | 2008-03-07 | USD | 106 | Active | UNIVERSITY NEW MEXICO HOSPITAL
0000064221 | 1096508 | DETECTO SCALE COMPANY | DETECTO | DETECTO | SCALES/ PATIENT/ PLATFORM/ MECHANICAL |  | 459182 | 0099 |  | 2017-06-15 | 12035 | UPC INPATIENT ADULT SERVICES | 2008-03-07 | USD | 106 | Active | UNIVERSITY NEW MEXICO HOSPITAL
0000064220 | 1096884 | DETECTO SCALE COMPANY | DETECTO | DETECTO | SCALES/ PATIENT/ PLATFORM/ MECHANICAL |  | 459182 | 0109 |  | 2017-06-15 | 12035 | UPC INPATIENT ADULT SERVICES | 2008-03-07 | USD | 106 | Active | UNIVERSITY NEW MEXICO HOSPITAL
0000064226 | 1219634 | DETECTO SCALE COMPANY | DETECTO MECHANICAL SCALE | DETECTO MECHANICAL SCALE | SCALES/ PATIENT/ PLATFORM/ MECHANICAL |  | 459182 | 0093 | 2015-05-29 | 2015-05-15 | 12035 | UPC INPATIENT ADULT SERVICES | 2008-03-07 | USD | 106 | Active | UNIVERSITY NEW MEXICO HOSPITAL
0000064244 | 1142722 | DETECTO SCALE COMPANY | DETECTO MECHANICAL SCALE | DETECTO MECHANICAL SCALE | SCALES/ PATIENT/ PLATFORM/ MECHANICAL |  | 459182 | 0329 | 2013-12-12 | 2013-12-15 | 34530 | ORTHOPAEDICS FACULTY CLINIC | 2008-03-07 | USD | 106 | Active | UNIVERSITY NEW MEXICO HOSPITAL
0000065000 | 1142350 | NELLCOR INC | N-65 | N-65 | OXIMETERS/ PULSE |  | 464086 | G08804438 | 2016-09-26 | 2017-09-15 | 34350 | MEDICINE CLINIC | 2008-03-05 | USD | 480 | Active | UNIVERSITY NEW MEXICO HOSPITAL
0000038551 | 1215516 | MEDASONICS INC | FIRST BEAT | FIRST BEAT | FETAL HEART DETECTORS/ ULTRASONIC |  | FOUND | FB07422 |  | 2017-06-15 | 12000 | LABOR AND DELIVERY | 2008-03-05 | USD | 1 | Active | UNIVERSITY NEW MEXICO HOSPITAL
0000064029 | 1219612 | HEALTHCARE SERVICE AND SUPPLY | ALP 501 | 501 | COMPRESSION UNITS/ INTERMITTENT |  | 462128 | 17534 | 2012-08-15 | 2013-08-15 | 12220 | MED/SURG SUBACUTE (4-E) | 2008-02-29 | USD | 1 | Active | UNIVERSITY NEW MEXICO HOSPITAL
0000064089 | 1439957 | MEDFUSION INC | 3500 | 3500 | INFUSION PUMPS |  | 437202 | M43681 | 2017-06-13 | 2018-04-15 | 12460 | PEDIATRIC ICU | 2008-02-29 | USD | 2343 | Active | UNIVERSITY NEW MEXICO HOSPITAL
0000064088 | 1026279 | MEDFUSION INC | 3500 | 3500 | INFUSION PUMPS |  | 437202 | M43662 | 2017-04-04 | 2018-04-15 | 12460 | PEDIATRIC ICU | 2008-02-29 | USD | 2343 | Active | UNIVERSITY NEW MEXICO HOSPITAL
0000064086 | 1026282 | MEDFUSION INC | 3500 | 3500 | INFUSION PUMPS |  | 437202 | M43663 | 2017-04-20 | 2018-04-15 | 12460 | PEDIATRIC ICU | 2008-02-29 | USD | 2343 | Active | UNIVERSITY NEW MEXICO HOSPITAL
0000064087 | 45683788 | PHILIPS HEALTHCARE | iE33 Ultrasound System | 795052 | SCANNING SYSTEMS/ULTRASONIC/DIAGNOSTIC (DI) |  | 461752 | 02XL8P | 2011-10-07 | 2011-05-15 | 71030 | HEART STATION | 2008-02-28 | USD | 143514 | Active | UNIVERSITY NEW MEXICO HOSPITAL
0000064083 | 1219625 | SCALE-TRONIX INC | 5122 | 5122 | SCALES/ PATIENT/ PLATFORM/ ELECTRONIC |  | found | 5122-673 | 2016-11-11 | 2017-11-15 | 32060 | M & FP-WEST MESA | 2008-02-26 | USD | 1 | Reactivated | UNIVERSITY NEW MEXICO HOSPITAL
0000064082 | 1219624 | SCALE-TRONIX INC | 4802 | 4802 | SCALES/ INFANT |  | found | 4802-15864 | 2017-01-23 | 2018-01-15 | 32025 | FAMILY PRACTICE CLINIC | 2008-02-26 | USD | 1 | Active | UNIVERSITY NEW MEXICO HOSPITAL
0000064080 | 1219622 | SCALE-TRONIX INC | 4802 | 4802 | SCALES/ INFANT |  | found | 4802-15865 | 2017-01-19 | 2018-01-15 | 32025 | FAMILY PRACTICE CLINIC | 2008-02-26 | USD | 1 | Active | UNIVERSITY NEW MEXICO HOSPITAL
0000064081 | 1219623 | SCALE-TRONIX INC | 6702 | 6702 | SCALES/ PATIENT/ WHEELCHAIR |  | found | 6702-4687 | 2017-01-19 | 2018-01-15 | 32025 | FAMILY PRACTICE CLINIC | 2008-02-26 | USD | 0.01 | Active | UNIVERSITY NEW MEXICO HOSPITAL
0000064714 | 1026405 | EXERGEN CORP | TAT-5000 | TAT-5000 | THERMOMETERS/ ELECTRONIC/ INFRARED |  | FOUND | A72816 |  | 2017-06-15 | 15060 | ANESTHESIA - BBRP | 2008-02-26 | USD | 0.01 | Active | UNIVERSITY NEW MEXICO HOSPITAL
0000064084 | 1219626 | SCALE-TRONIX INC | 5002 | 5002 | SCALES/ PATIENT/ PLATFORM/ ELECTRONIC |  | found | 5002-20970 | 2017-01-23 | 2018-01-15 | 32025 | FAMILY PRACTICE CLINIC | 2008-02-26 | USD | 1 | Active | UNIVERSITY NEW MEXICO HOSPITAL
0000064008 | 1219598 | MYRON COMPANY | 532T1 | 532T1 | CONDUCTIVITY METERS |  | 462925 | 399652 | 2016-11-30 | 2017-11-15 | 4362 | PEDIATRIC DIALYSIS | 2008-02-22 | USD | 272 | Active | UNIVERSITY NEW MEXICO HOSPITAL
0000064051 | 1077262 | THE KENDALL CO | FIRSTEMP GENIUS 3000A | FIRSTEMP GENIUS 3000A | THERMOMETERS/ ELECTRONIC/ INFRARED/ EAR |  | REPL 55810 | J0616350 |  | 2017-06-15 | 21015 | ED-NORTH | 2008-02-19 | USD | 0.01 | Active | UNIVERSITY NEW MEXICO HOSPITAL
0000064047 | 1219618 | THE KENDALL CO | FIRSTEMP GENIUS 3000A | FIRSTEMP GENIUS 3000A | THERMOMETERS/ ELECTRONIC/ INFRARED/ EAR |  | REPLACN49471 | J0542662 |  | 2017-06-15 | 12120 | MEDICAL/CARDIAC ICU | 2008-02-15 | USD | 75 | Active | UNIVERSITY NEW MEXICO HOSPITAL
0000064042 | 640420000064042 Control # 90402 Megasite | UNICO | G380 | G380 | MICROSCOPES |  | 458187 | NONE | 2016-10-21 | 2017-10-15 | 34110 | WOMEN'S HEALTH CENTER | 2008-02-15 | USD | 880.01 | Reactivated | UNIVERSITY NEW MEXICO HOSPITAL
0000064039 | 1085636 | NATUS MEDICAL INC | NEOBLUE | NEOBLUE | RADIOMETERS/ PHOTOTHERAPY |  | 456476 | 10095 | 2016-08-16 | 2017-08-15 | 12415 | INTERMEDIATE CARE NURSERY | 2008-02-15 | USD | 0.01 | Active | UNIVERSITY NEW MEXICO HOSPITAL
0000064038 | 1144176 | NATUS MEDICAL INC | NEOBLUE | NEOBLUE | RADIOMETERS/ PHOTOTHERAPY |  | 456476 | 10094 | 2016-08-16 | 2017-08-15 | 12415 | INTERMEDIATE CARE NURSERY | 2008-02-15 | USD | 0.01 | Active | UNIVERSITY NEW MEXICO HOSPITAL
0000064037 | 1141185 | DETECTO SCALE COMPANY | DETECTO MECHANICAL SCALE | DETECTO MECHANICAL SCALE | SCALES/ PATIENT/ PLATFORM/ MECHANICAL |  | 462494 | E02508-0287 |  | 2017-06-15 | 71030 | HEART STATION | 2008-02-15 | USD | 306 | Active | UNIVERSITY NEW MEXICO HOSPITAL
0000064012 | 1219600 | HEALTHCARE SERVICE AND SUPPLY | ALP 501 | 501 | COMPRESSION UNITS/ INTERMITTENT |  | 462128 | 17532 | 2012-07-29 | 2013-08-15 | 12310 | ADULT ONCOLOGY MED/SURG | 2008-02-12 | USD | 1 | Active | UNIVERSITY NEW MEXICO HOSPITAL
0000064011 | 1083040 | HEALTHCARE SERVICE AND SUPPLY | ALP 501 | 501 | COMPRESSION UNITS/ INTERMITTENT |  | 462128 | 17549 | 2013-05-08 | 2014-05-15 | 12130 | TRAUMA/SURGICAL ICU | 2008-02-12 | USD | 1 | Active | UNIVERSITY NEW MEXICO HOSPITAL
0000064010 | 1422118 | HEALTHCARE SERVICE AND SUPPLY | ALP 501 | 501 | COMPRESSION UNITS/ INTERMITTENT |  | 462128 | 17538 | 2013-05-09 | 2014-05-15 | 12110 | NEUROSCIENCE ICU | 2008-02-12 | USD | 1 | Active | UNIVERSITY NEW MEXICO HOSPITAL
0000064034 | 1004434 | HEALTHCARE SERVICE AND SUPPLY | ALP 501 | 501 | COMPRESSION UNITS/ INTERMITTENT |  | 462128 | 17529 | 2013-06-06 | 2014-06-15 | 15000 | OPERATING ROOM | 2008-02-12 | USD | 1 | Active | UNIVERSITY NEW MEXICO HOSPITAL
0000064033 | 1003939 | HEALTHCARE SERVICE AND SUPPLY | ALP 501 | 501 | COMPRESSION UNITS/ INTERMITTENT |  | 462128 | 17528 | 2013-06-14 | 2014-06-15 | 15040 | PACU (RECOVERY ROOM 1) | 2008-02-12 | USD | 1 | Active | UNIVERSITY NEW MEXICO HOSPITAL
0000064032 | 1003868 | HEALTHCARE SERVICE AND SUPPLY | ALP 501 | 501 | COMPRESSION UNITS/ INTERMITTENT |  | 462128 | 17521 | 2013-06-14 | 2014-06-15 | 15040 | PACU (RECOVERY ROOM 1) | 2008-02-12 | USD | 1 | Active | UNIVERSITY NEW MEXICO HOSPITAL
0000064031 | 1144494 | HEALTHCARE SERVICE AND SUPPLY | ALP 501 | 501 | COMPRESSION UNITS/ INTERMITTENT |  | 462128 | 17539 | 2012-05-17 | 2017-06-15 | 12130 | TRAUMA/SURGICAL ICU | 2008-02-12 | USD | 1 | Reactivated | UNIVERSITY NEW MEXICO HOSPITAL
0000064030 | 1219613 | HEALTHCARE SERVICE AND SUPPLY | ALP 501 | 501 | COMPRESSION UNITS/ INTERMITTENT |  | 462128 | 17530 | 2012-08-30 | 2013-08-15 | 12320 | GENERAL MEDICINE (5-W) | 2008-02-12 | USD | 1 | Active | UNIVERSITY NEW MEXICO HOSPITAL
0000064028 | 1163141 | HEALTHCARE SERVICE AND SUPPLY | ALP 501 | 501 | COMPRESSION UNITS/ INTERMITTENT |  | 462128 | 17524 | 2013-05-30 | 2014-05-15 | 12130 | TRAUMA/SURGICAL ICU | 2008-02-12 | USD | 1 | Active | UNIVERSITY NEW MEXICO HOSPITAL
0000064027 | 1421898 | HEALTHCARE SERVICE AND SUPPLY | ALP 501 | 501 | COMPRESSION UNITS/ INTERMITTENT |  | 462128 | 17531 | 2012-08-16 | 2013-08-15 | 12220 | MED/SURG SUBACUTE (4-E) | 2008-02-12 | USD | 1 | Active | UNIVERSITY NEW MEXICO HOSPITAL
0000064026 | 1003963 | HEALTHCARE SERVICE AND SUPPLY | ALP 501 | 501 | COMPRESSION UNITS/ INTERMITTENT |  | 462128 | 17541 | 2013-06-14 | 2014-06-15 | 15040 | PACU (RECOVERY ROOM 1) | 2008-02-12 | USD | 1 | Active | UNIVERSITY NEW MEXICO HOSPITAL
0000064025 | 1003899 | HEALTHCARE SERVICE AND SUPPLY | ALP 501 | 501 | COMPRESSION UNITS/ INTERMITTENT |  | 462128 | 17523 | 2013-06-14 | 2014-06-15 | 15040 | PACU (RECOVERY ROOM 1) | 2008-02-12 | USD | 1 | Active | UNIVERSITY NEW MEXICO HOSPITAL
0000064024 | 1003917 | HEALTHCARE SERVICE AND SUPPLY | ALP 501 | 501 | COMPRESSION UNITS/ INTERMITTENT |  | 462128 | 17547 | 2013-06-14 | 2014-06-15 | 15040 | PACU (RECOVERY ROOM 1) | 2008-02-12 | USD | 1 | Active | UNIVERSITY NEW MEXICO HOSPITAL
0000064023 | 1003920 | HEALTHCARE SERVICE AND SUPPLY | ALP 501 | 501 | COMPRESSION UNITS/ INTERMITTENT |  | 462128 | 17548 | 2013-06-28 | 2014-06-15 | 15040 | PACU (RECOVERY ROOM 1) | 2008-02-12 | USD | 1 | Active | UNIVERSITY NEW MEXICO HOSPITAL
0000064022 | 1219609 | HEALTHCARE SERVICE AND SUPPLY | ALP 501 | 501 | COMPRESSION UNITS/ INTERMITTENT |  | 462128 | 17527 | 2013-06-14 | 2014-06-15 | 15040 | PACU (RECOVERY ROOM 1) | 2008-02-12 | USD | 1 | Active | UNIVERSITY NEW MEXICO HOSPITAL
0000064021 | 1003930 | HEALTHCARE SERVICE AND SUPPLY | ALP 501 | 501 | COMPRESSION UNITS/ INTERMITTENT |  | 462128 | 17536 | 2013-06-07 | 2014-06-15 | 15040 | PACU (RECOVERY ROOM 1) | 2008-02-12 | USD | 1 | Active | UNIVERSITY NEW MEXICO HOSPITAL
0000064020 | 1219608 | HEALTHCARE SERVICE AND SUPPLY | ALP 501 | 501 | COMPRESSION UNITS/ INTERMITTENT |  | 462128 | 17525 | 2013-06-17 | 2014-06-15 | 15040 | PACU (RECOVERY ROOM 1) | 2008-02-12 | USD | 1 | Active | UNIVERSITY NEW MEXICO HOSPITAL
0000064019 | 1219607 | HEALTHCARE SERVICE AND SUPPLY | ALP 501 | 501 | COMPRESSION UNITS/ INTERMITTENT |  | 462128 | 17544 | 2012-08-13 | 2013-08-15 | 12360 | NEUROSCIENCE | 2008-02-12 | USD | 1 | Active | UNIVERSITY NEW MEXICO HOSPITAL
0000064018 | 1422103 | HEALTHCARE SERVICE AND SUPPLY | ALP 501 | 501 | COMPRESSION UNITS/ INTERMITTENT |  | 462128 | 17545 | 2013-05-09 | 2014-05-15 | 12130 | TRAUMA/SURGICAL ICU | 2008-02-12 | USD | 1 | Active | UNIVERSITY NEW MEXICO HOSPITAL
0000064017 | 1440374 | HEALTHCARE SERVICE AND SUPPLY | ALP 501 | 501 | COMPRESSION UNITS/ INTERMITTENT |  | 462128 | 17543 | 2012-07-29 | 2013-08-15 | 12350 | CRC/CTC (5-E) | 2008-02-12 | USD | 1 | Active | UNIVERSITY NEW MEXICO HOSPITAL
0000064016 | 1096490 | HEALTHCARE SERVICE AND SUPPLY | ALP 501 | 501 | COMPRESSION UNITS/ INTERMITTENT |  | 462128 | 17526 | 2012-08-13 | 2013-08-15 | 12340 | SURGICAL SPECIALITY UNIT (4-S) | 2008-02-12 | USD | 1 | Active | UNIVERSITY NEW MEXICO HOSPITAL
0000064015 | 1219603 | HEALTHCARE SERVICE AND SUPPLY | ALP 501 | 501 | COMPRESSION UNITS/ INTERMITTENT |  | 462128 | 17537 | 2012-08-22 | 2013-08-15 | 12340 | SURGICAL SPECIALITY UNIT (4-S) | 2008-02-12 | USD | 1 | Active | UNIVERSITY NEW MEXICO HOSPITAL
0000064014 | 1399984 | HEALTHCARE SERVICE AND SUPPLY | ALP 501 | 501 | COMPRESSION UNITS/ INTERMITTENT |  | 462128 | 17535 | 2012-08-14 | 2013-08-15 | 12220 | MED/SURG SUBACUTE (4-E) | 2008-02-12 | USD | 1 | Active | UNIVERSITY NEW MEXICO HOSPITAL
0000064013 | 1439661 | HEALTHCARE SERVICE AND SUPPLY | ALP 501 | 501 | COMPRESSION UNITS/ INTERMITTENT |  | 462128 | 17542 | 2013-05-07 | 2014-05-15 | 12410 | PEDIATRIC SPECIALTY CARE | 2008-02-12 | USD | 1 | Active | UNIVERSITY NEW MEXICO HOSPITAL
0000064007 | 1142119 | MESA LABORATORIES INC | PHOENIX | PHOENIX | PH METERS |  | 462500 | P17056 | 2017-04-14 | 2018-03-15 | 72040 | I/P HEMODIALYSIS | 2008-02-11 | USD | 842 | Active | UNIVERSITY NEW MEXICO HOSPITAL
0000062744 | 1421564 | SCALE-TRONIX INC | 4802 | 4802 | SCALES/ INFANT |  | 455858 | 4802-15715 | 2017-02-02 | 2018-02-15 | 12455 | NEWBORN ICU | 2008-02-09 | USD | 1850.25 | Active | UNIVERSITY NEW MEXICO HOSPITAL
0000062762 | 1083090 | PHILIPS HEALTHCARE | BILICHEK | BILICHEK | BILIRUBINOMETERS |  | 455501 | B22016 |  | 2017-06-15 | 12455 | NEWBORN ICU | 2008-02-09 | USD | 3995 | Active | UNIVERSITY NEW MEXICO HOSPITAL
0000062743 | 1440034 | SCALE-TRONIX INC | 4802 | 4802 | SCALES/ INFANT |  | 455858 | 4802-15716 | 2017-02-24 | 2018-02-15 | 12455 | NEWBORN ICU | 2008-02-09 | USD | 1850.25 | Active | UNIVERSITY NEW MEXICO HOSPITAL
0000062761 | 1219488 | PHILIPS HEALTHCARE | BILICHEK | BILICHEK | BILIRUBINOMETERS |  | 455501 | B21936 |  | 2017-06-15 | 12455 | NEWBORN ICU | 2008-02-09 | USD | 3995 | Active | UNIVERSITY NEW MEXICO HOSPITAL
0000062736 | 1440217 | SCALE-TRONIX INC | 4802 | 4802 | SCALES/ INFANT |  | 455858 | 4802-15718 | 2017-02-01 | 2018-02-15 | 12455 | NEWBORN ICU | 2008-02-09 | USD | 1850.25 | Active | UNIVERSITY NEW MEXICO HOSPITAL
0000062733 | 1440412 | SCALE-TRONIX INC | 4802 | 4802 | SCALES/ INFANT |  | 455858 | 9802-15717 | 2017-02-03 | 2018-02-15 | 12455 | NEWBORN ICU | 2008-02-09 | USD | 1850.25 | Active | UNIVERSITY NEW MEXICO HOSPITAL
0000062746 | 1440291 | SCALE-TRONIX INC | 4502 | 4502 | SCALES/ DIAPER |  | 455858 | 4502-785 | 2017-02-07 | 2018-02-15 | 12455 | NEWBORN ICU | 2008-02-09 | USD | 1380 | Active | UNIVERSITY NEW MEXICO HOSPITAL
0000062745 | 1440113 | SCALE-TRONIX INC | 4502 | 4502 | SCALES/ DIAPER |  | 455858 | 4502-784 | 2017-02-17 | 2018-02-15 | 12415 | INTERMEDIATE CARE NURSERY | 2008-02-09 | USD | 1380 | Active | UNIVERSITY NEW MEXICO HOSPITAL
0000062742 | 1440255 | SCALE-TRONIX INC | 4502 | 4502 | SCALES/ DIAPER |  | 455858 | 4502-787 | 2017-02-09 | 2018-02-15 | 12455 | NEWBORN ICU | 2008-02-09 | USD | 1380 | Active | UNIVERSITY NEW MEXICO HOSPITAL
0000062741 | 1421613 | SCALE-TRONIX INC | 4502 | 4502 | SCALES/ DIAPER |  | 455858 | 4502-786 | 2017-02-16 | 2018-02-15 | 12455 | NEWBORN ICU | 2008-02-09 | USD | 1380 | Active | UNIVERSITY NEW MEXICO HOSPITAL
0000062729 | 1421566 | MEDELA INC | SYMPHONY | SYMPHONY | PUMPS/ BREAST |  | 455508 | 1165836 | 2017-02-13 | 2018-02-15 | 12415 | INTERMEDIATE CARE NURSERY | 2008-02-09 | USD | 1313.4 | Active | UNIVERSITY NEW MEXICO HOSPITAL
0000062728 | 1440294 | MEDELA INC | SYMPHONY | SYMPHONY | PUMPS/ BREAST |  | 455508 | 1165813 | 2017-02-06 | 2018-02-15 | 12455 | NEWBORN ICU | 2008-02-09 | USD | 1313.4 | Active | UNIVERSITY NEW MEXICO HOSPITAL
0000062727 | 1219462 | MEDELA INC | SYMPHONY | SYMPHONY | PUMPS/ BREAST |  | 455508 | 1165832 | 2017-02-02 | 2018-02-15 | 12455 | NEWBORN ICU | 2008-02-09 | USD | 1313.4 | Active | UNIVERSITY NEW MEXICO HOSPITAL
0000062726 | 1144198 | MEDELA INC | SYMPHONY | SYMPHONY | PUMPS/ BREAST |  | 455508 | 1165818 | 2017-02-07 | 2018-02-15 | 12455 | NEWBORN ICU | 2008-02-09 | USD | 1313.4 | Reactivated | UNIVERSITY NEW MEXICO HOSPITAL
0000062725 | 1144187 | MEDELA INC | SYMPHONY | SYMPHONY | PUMPS/ BREAST |  | 455508 | 1165814 | 2017-02-07 | 2018-02-15 | 12455 | NEWBORN ICU | 2008-02-09 | USD | 1313.4 | Active | UNIVERSITY NEW MEXICO HOSPITAL
0000062724 | 1140302 | NATUS MEDICAL INC | Neoblue Mini | Neoblue Mini | PHOTOTHERAPY UNIT/VISIBLE LIGHT/HYPERBILIRUBINEMIA |  | 456476 | 62416 | 2017-02-09 | 2017-08-15 | 12455 | NEWBORN ICU | 2008-02-09 | USD | 3395 | Active | UNIVERSITY NEW MEXICO HOSPITAL
0000062722 | 1140090 | NATUS MEDICAL INC | Neoblue Mini | Neoblue Mini | PHOTOTHERAPY UNIT/VISIBLE LIGHT/HYPERBILIRUBINEMIA |  | 456476 | 62417 | 2017-02-09 | 2017-08-15 | 12455 | NEWBORN ICU | 2008-02-09 | USD | 3395 | Active | UNIVERSITY NEW MEXICO HOSPITAL
0000062720 | 1140297 | NATUS MEDICAL INC | Neoblue Mini | Neoblue Mini | PHOTOTHERAPY UNIT/VISIBLE LIGHT/HYPERBILIRUBINEMIA |  | 456476 | 62414 | 2017-01-23 | 2017-07-15 | 12480 | CTH REHAB-ORTHO UNIT | 2008-02-09 | USD | 3395 | Active | UNIVERSITY NEW MEXICO HOSPITAL
0000062718 | 1140300 | NATUS MEDICAL INC | Neoblue Mini | Neoblue Mini | PHOTOTHERAPY UNIT/VISIBLE LIGHT/HYPERBILIRUBINEMIA |  | 456476 | 62412 | 2017-02-01 | 2017-08-15 | 12455 | NEWBORN ICU | 2008-02-09 | USD | 3395 | Active | UNIVERSITY NEW MEXICO HOSPITAL
0000062716 | 1140091 | NATUS MEDICAL INC | Neoblue Mini | Neoblue Mini | PHOTOTHERAPY UNIT/VISIBLE LIGHT/HYPERBILIRUBINEMIA |  | 456476 | 62415 | 2017-02-16 | 2017-08-15 | 12455 | NEWBORN ICU | 2008-02-09 | USD | 3395 | Active | UNIVERSITY NEW MEXICO HOSPITAL
0000062714 | 1140305 | NATUS MEDICAL INC | Neoblue Mini | Neoblue Mini | PHOTOTHERAPY UNIT/VISIBLE LIGHT/HYPERBILIRUBINEMIA |  | 456476 | 62413 | 2017-02-13 | 2017-08-15 | 12455 | NEWBORN ICU | 2008-02-09 | USD | 3395 | Active | UNIVERSITY NEW MEXICO HOSPITAL
0000062723 | 1140284 | NATUS MEDICAL INC | NEOBLUE | NEOBLUE | PHOTOTHERAPY UNITS/ VISIBLE LIGHT/ HYPERBILIRUBINE |  | 456476 | 16970 | 2017-02-09 | 2017-08-15 | 12455 | NEWBORN ICU | 2008-02-09 | USD | 3395 | Active | UNIVERSITY NEW MEXICO HOSPITAL
0000062721 | 1140443 | NATUS MEDICAL INC | NEOBLUE | NEOBLUE | PHOTOTHERAPY UNITS/ VISIBLE LIGHT/ HYPERBILIRUBINE |  | 456476 | 16973 | 2017-02-02 | 2017-08-15 | 12455 | NEWBORN ICU | 2008-02-09 | USD | 3395 | Reactivated | UNIVERSITY NEW MEXICO HOSPITAL
0000062719 | 1140296 | NATUS MEDICAL INC | NEOBLUE | NEOBLUE | PHOTOTHERAPY UNITS/ VISIBLE LIGHT/ HYPERBILIRUBINE |  | 456476 | 16969 | 2017-02-02 | 2017-08-15 | 12455 | NEWBORN ICU | 2008-02-09 | USD | 3395 | Active | UNIVERSITY NEW MEXICO HOSPITAL
0000062717 | 1140286 | NATUS MEDICAL INC | NEOBLUE | NEOBLUE | PHOTOTHERAPY UNITS/ VISIBLE LIGHT/ HYPERBILIRUBINE |  | 456476 | 16971 | 2017-02-01 | 2017-08-15 | 12455 | NEWBORN ICU | 2008-02-09 | USD | 3395 | Reactivated | UNIVERSITY NEW MEXICO HOSPITAL
0000062715 | 1140546 | NATUS MEDICAL INC | NEOBLUE | NEOBLUE | PHOTOTHERAPY UNITS/ VISIBLE LIGHT/ HYPERBILIRUBINE |  | 456476 | 16972 | 2017-02-02 | 2017-08-15 | 12455 | NEWBORN ICU | 2008-02-09 | USD | 3395 | Active | UNIVERSITY NEW MEXICO HOSPITAL
0000062713 | 1140289 | NATUS MEDICAL INC | NEOBLUE | NEOBLUE | PHOTOTHERAPY UNITS/ VISIBLE LIGHT/ HYPERBILIRUBINE |  | 456476 | 16974 | 2017-02-13 | 2017-08-15 | 12455 | NEWBORN ICU | 2008-02-09 | USD | 3395 | Active | UNIVERSITY NEW MEXICO HOSPITAL
0000062710 | 1140871 | DATEX-OHMEDA INC | GIRAFFE OMNIBED | GIRAFFE OMNIBED | INCUBATORS/ INFANT |  | 455510 | HDHL50943 | 2017-02-03 | 2018-02-15 | 12455 | NEWBORN ICU | 2008-02-08 | USD | 20201 | Active | UNIVERSITY NEW MEXICO HOSPITAL
0000062712 | 1140854 | DATEX-OHMEDA INC | GIRAFFE OMNIBED | GIRAFFE OMNIBED | INCUBATORS/ INFANT |  | 455510 | HDHL50944 | 2017-02-03 | 2018-02-15 | 12455 | NEWBORN ICU | 2008-02-08 | USD | 20201 | Active | UNIVERSITY NEW MEXICO HOSPITAL
0000064003 | 1162013 | HEALTHCARE SERVICE AND SUPPLY | ALP 501 | 501 | COMPRESSION UNITS/ INTERMITTENT |  | 462128 | 17522 | 2012-08-22 | 2017-06-15 | 12340 | SURGICAL SPECIALITY UNIT (4-S) | 2008-02-07 | USD | 1 | Reactivated | UNIVERSITY NEW MEXICO HOSPITAL
0000064002 | 1219594 | HEALTHCARE SERVICE AND SUPPLY | ALP 501 | 501 | COMPRESSION UNITS/ INTERMITTENT |  | 462128 | 17550 | 2012-08-15 | 2013-08-15 | 12220 | MED/SURG SUBACUTE (4-E) | 2008-02-07 | USD | 1 | Active | UNIVERSITY NEW MEXICO HOSPITAL
0000064001 | 1143282 | HEALTHCARE SERVICE AND SUPPLY | ALP 501 | 501 | COMPRESSION UNITS/ INTERMITTENT |  | 462128 | 17546 | 2012-08-13 | 2013-08-15 | 12340 | SURGICAL SPECIALITY UNIT (4-S) | 2008-02-07 | USD | 1 | Active | UNIVERSITY NEW MEXICO HOSPITAL
0000062997 | 1096484 | HEALTHCARE SERVICE AND SUPPLY | ALP 501 | 501 | COMPRESSION UNITS/ INTERMITTENT |  | 462128 | 17533 | 2012-08-29 | 2013-08-15 | 12340 | SURGICAL SPECIALITY UNIT (4-S) | 2008-02-07 | USD | 1 | Active | UNIVERSITY NEW MEXICO HOSPITAL
0000062996 | 1096482 | HEALTHCARE SERVICE AND SUPPLY | ALP 501 | 501 | COMPRESSION UNITS/ INTERMITTENT |  | 462128 | 17540 | 2012-09-26 | 2013-09-15 | 12240 | GENERAL SURGERY (6-S) | 2008-02-07 | USD | 1 | Active | UNIVERSITY NEW MEXICO HOSPITAL
0000062995 | 1004037 | VALLEYLAB INC | FORCE FX | FORCE FX | ELECTROSURGICAL UNITS |  | REPLA62415 | F8A558826A | 2017-06-29 | 2017-12-15 | 15000 | OPERATING ROOM | 2008-02-07 | USD | 0.01 | Active | UNIVERSITY NEW MEXICO HOSPITAL
0000062992 | 1141381 | ZOLL MEDICAL CORP | AED PRO | AED PRO | DEFIBRILLATORS/ EXTERNAL/ AUTOMATED |  | OLD PO | AA05E000851 | 2017-07-17 | 2018-01-15 | 95700 | CLINICAL ENGINEERING | 2008-02-06 | USD | 0.01 | Active | UNIVERSITY NEW MEXICO HOSPITAL
0000062583 | 1004696 | SCALE-TRONIX INC | 5702 | 5702 | SCALES/ PATIENT/ PLATFORM/ ELECTRONIC |  | 456214 | 5122 | 2017-07-11 | 2018-07-15 | 21020 | PEDIATRIC EMERGENCY DEPARTMENT | 2008-02-05 | USD | 1515.25 | Active | UNIVERSITY NEW MEXICO HOSPITAL
0000062735 | 1004088 | DATEX-OHMEDA INC | GIRAFFE OMNIBED | GIRAFFE OMNIBED | INCUBATORS/ INFANT |  | 455510 | HDHL50942 | 2017-02-03 | 2018-02-15 | 12455 | NEWBORN ICU | 2008-02-02 | USD | 20201 | Active | UNIVERSITY NEW MEXICO HOSPITAL
0000062734 | 1140670 | DATEX-OHMEDA INC | GIRAFFE OMNIBED | GIRAFFE OMNIBED | INCUBATORS/ INFANT |  | 455510 | HDHL50941 | 2017-02-02 | 2018-02-15 | 12455 | NEWBORN ICU | 2008-02-02 | USD | 20201 | Active | UNIVERSITY NEW MEXICO HOSPITAL
0000062711 | 1004098 | DATEX-OHMEDA INC | GIRAFFE OMNIBED | GIRAFFE OMNIBED | INCUBATORS/ INFANT |  | 455510 | HDHL50940 | 2017-02-02 | 2018-02-15 | 12455 | NEWBORN ICU | 2008-02-02 | USD | 20201 | Active | UNIVERSITY NEW MEXICO HOSPITAL
0000062906 | 1096882 | GE Healthcare USA | Pro 400 V2 | Pro 400 V2 | MONITORING SYSTEMS/ PHYSIOLOGIC/ ACUTE CARE |  | 461079 | AA08030037SA | 2007-01-01 | 2018-01-15 | 30030 | CTH OUTPATIENT CLINIC | 2008-02-01 | USD | 4391.21 | Active | UNIVERSITY NEW MEXICO HOSPITAL
0000062903 | 1142183 | GOMCO SURGICAL MFG CO | 400 | 400 | ASPIRATORS |  | 419530 | 20060606039 | 2016-10-01 | 2017-10-15 | 32040 | NE HEIGHTS CLINIC | 2008-02-01 | USD | 720 | Active | UNIVERSITY NEW MEXICO HOSPITAL
0000062905 | 1219577 | ARJO HOSPITAL EQUIPMENT INC | DOPPLEX D920 | D920 | FETAL HEART DETECTORS/ ULTRASONIC |  | 461425 | 930LX0A01030-06 |  | 2017-06-15 | 34110 | WOMEN'S HEALTH CENTER | 2008-02-01 | USD | 415 | Active | UNIVERSITY NEW MEXICO HOSPITAL
0000062901 | 1140805 | HEMOCUE INC | HEMOCUE | HEMOCUE | ANALYZERS/ HEMATOLOGY/ COAGULATION/ AUTOMATED |  | 451491 | 0650620092 | 2010-01-22 | 2017-06-15 | 30030 | CTH OUTPATIENT CLINIC | 2008-01-31 | USD | 1136.17 | Active | UNIVERSITY NEW MEXICO HOSPITAL
0000062949 | 1144535 | ST JUDE MEDICAL INC CARDIAC RHYTHM MANAGEMENT DIV | EP-4 | WM-01 | STIMULATORS/ ELECTRICAL/ CARDIAC/ DIAGNOSTIC |  | 459716 | 9169411126 | 2016-01-28 | 2017-01-15 | 71040 | CARDIAC CATH LAB | 2008-01-31 | USD | 25740 | Active | UNIVERSITY NEW MEXICO HOSPITAL
0000062948 | 1144534 | ST JUDE MEDICAL INC CARDIAC RHYTHM MANAGEMENT DIV | EP-4 | WM-01 | STIMULATORS/ ELECTRICAL/ CARDIAC/ DIAGNOSTIC |  | 459716 | 9152720129 | 2017-01-01 | 2018-01-15 | 71040 | CARDIAC CATH LAB | 2008-01-31 | USD | 1 | Active | UNIVERSITY NEW MEXICO HOSPITAL
0000062895 | 1219570 | HILL-ROM INC | 767 | 767 | OPHTHALMOSCOPE/OTOSCOPES |  | 456430 | 07330 |  | 2017-06-15 | 30065 | PARA LOS NINOS CLINIC | 2008-01-31 | USD | 237 | Active | UNIVERSITY NEW MEXICO HOSPITAL
0000062900 | 1219575 | HILL-ROM INC | 767 | 767 | OPHTHALMOSCOPE/OTOSCOPES |  | 456430 | NSN |  | 2017-06-15 | 30065 | PARA LOS NINOS CLINIC | 2008-01-31 | USD | 237 | Active | UNIVERSITY NEW MEXICO HOSPITAL
0000062899 | 1219574 | HILL-ROM INC | 767 | 767 | OPHTHALMOSCOPE/OTOSCOPES |  | 456430 | 07330 |  | 2017-06-15 | 30065 | PARA LOS NINOS CLINIC | 2008-01-31 | USD | 237 | Active | UNIVERSITY NEW MEXICO HOSPITAL
0000062896 | 1219571 | HUNTLEIGH HEALTHCARE LTD | FD1+ | FD1+ | FETAL HEART DETECTORS |  | 447964 | FD1PX0220543-07 |  | 2017-06-15 | 12510 | WOMEN'S SPECIAL CARE | 2008-01-31 | USD | 970 | Active | UNIVERSITY NEW MEXICO HOSPITAL
0000062897 | 1219572 | HUNTLEIGH HEALTHCARE LTD | FD1+ | FD1+ | FETAL HEART DETECTORS |  | 447964 | FD1PX0220031-07 |  | 2017-06-15 | 12510 | WOMEN'S SPECIAL CARE | 2008-01-31 | USD | 970 | Active | UNIVERSITY NEW MEXICO HOSPITAL
0000062898 | 1219573 | SCIENTIFIC INDUSTRIES INC | G-560 | G-560 | MIXERS |  | 415572 | 2-392607 | 2017-01-31 | 2018-01-15 | 75025 | RADIOLOGY - INTERVENTIONAL RAD | 2008-01-31 | USD | 500 | Active | UNIVERSITY NEW MEXICO HOSPITAL
0000062894 | 1144052 | ARJO HOSPITAL EQUIPMENT INC | MINI DOPPLEX (D900) | MINI DOPPLEX (D900) | BLOOD-FLOW DETECTORS/ ULTRASONIC |  | 457800 | 900LX0A23256-07 |  | 2017-06-15 | 32030 | UNM LOBOCARE CLINIC | 2008-01-31 | USD | 415 | Active | UNIVERSITY NEW MEXICO HOSPITAL
0000062944 | 1219590 | CHATTANOOGA GROUP DIV ENCORE MEDICAL CORP | INTELECT LEGEND COMBO | 2C | ULTRASOUND THERAPY SYSTEMS/ PHYSICAL THERAPY |  | 460532 | 7122 | 2017-01-01 | 2018-01-15 | 30030 | CTH OUTPATIENT CLINIC | 2008-01-30 | USD | 4730.82 | Active | UNIVERSITY NEW MEXICO HOSPITAL
0000062943 | 1219589 | HILL-ROM INC | 767 | 767 | OPHTHALMOSCOPE/OTOSCOPES |  | 451449 | none |  | 2017-06-15 | 30030 | CTH OUTPATIENT CLINIC | 2008-01-30 | USD | 813.99 | Active | UNIVERSITY NEW MEXICO HOSPITAL
0000062942 | 1219588 | HILL-ROM INC | SURETEMP PLUS | 692 | THERMOMETERS/ ELECTRONIC |  | 451449 | 07296647 |  | 2017-06-15 | 30030 | CTH OUTPATIENT CLINIC | 2008-01-30 | USD | 1 | Active | UNIVERSITY NEW MEXICO HOSPITAL
0000062941 | 1219587 | HILL-ROM INC | SURETEMP PLUS | 692 | THERMOMETERS/ ELECTRONIC |  | 451449 | 07310618 |  | 2017-06-15 | 30030 | CTH OUTPATIENT CLINIC | 2008-01-30 | USD | 1 | Active | UNIVERSITY NEW MEXICO HOSPITAL
0000062882 | 1141212 | GE / MARQUETTE ELECTRONICS INC | SEER LIGHT | SEER LIGHT | RECORDERS/ELECTRONIC STORAGE/ELECTROCARDIOGRAPHY |  | 459583 | E87083899 |  | 2017-06-15 | 71030 | HEART STATION | 2008-01-30 | USD | 1891.15 | Active | UNIVERSITY NEW MEXICO HOSPITAL
0000062881 | 1141206 | GE / MARQUETTE ELECTRONICS INC | SEER LIGHT | SEER LIGHT | RECORDERS/ELECTRONIC STORAGE/ELECTROCARDIOGRAPHY |  | 459583 | E87083921 |  | 2017-06-15 | 71030 | HEART STATION | 2008-01-30 | USD | 1891.15 | Active | UNIVERSITY NEW MEXICO HOSPITAL
0000062880 | 1141290 | GE / MARQUETTE ELECTRONICS INC | SEER LIGHT | SEER LIGHT | RECORDERS/ELECTRONIC STORAGE/ELECTROCARDIOGRAPHY |  | 459583 | E87073712 |  | 2017-06-15 | 71030 | HEART STATION | 2008-01-30 | USD | 1891.15 | Active | UNIVERSITY NEW MEXICO HOSPITAL
0000062879 | 1219565 | IVY BIOMEDICAL SYSTEMS INC | 101R | 101R | MONITORING SYSTEMS/ PHYSIOLOGIC |  | found | 030335466 | 2017-01-01 | 2018-01-15 | 75045 | RADIOLOGY - NUCLEAR MED | 2008-01-30 | USD | 500 | Active | UNIVERSITY NEW MEXICO HOSPITAL
0000062860 | 1219553 | SHERWOOD MEDICAL | FIRSTTEMP GENIUS | 3000A | THERMOMETERS/ ELECTRONIC/ INFRARED/ EAR |  | 447068 | J0719261 |  | 2017-06-15 | 34025 | CARDIOLOGY CLINIC | 2008-01-30 | USD | 323 | Active | UNIVERSITY NEW MEXICO HOSPITAL
0000062947 | 1219591 | SHERWOOD MEDICAL | FIRSTTEMP GENIUS | 3000A | THERMOMETERS/ ELECTRONIC/ INFRARED/ EAR |  | REPL62548 | J0638681 |  | 2017-06-15 | 12110 | NEUROSCIENCE ICU | 2008-01-30 | USD | 75 | Active | UNIVERSITY NEW MEXICO HOSPITAL
0000062939 | 1004933 | SSCOR INC | REF 2314 | REF 2314 | ASPIRATORS/ EMERGENCY |  | FOUND | mo9136 | 2017-01-01 | 2018-01-15 | 75050 | RADIOLOGY - ULTRASOUND | 2008-01-29 | USD | 1 | Active | UNIVERSITY NEW MEXICO HOSPITAL
0000055978 | 1218079 | STRYKER CORP | CORE CONSOLE | 5400-050-000 | CONTROLLERS |  | 460458 | 0800402773 | 2013-05-21 | 2014-05-15 | 15500 | OSIS OPERATING ROOM | 2008-01-29 | USD | 21116.2 | Active | UNIVERSITY NEW MEXICO HOSPITAL
0000062938 | 1219585 | HILL-ROM INC | 767 | 767 | OPHTHALMOSCOPE/OTOSCOPES |  | 451449 | 07257 |  | 2017-06-15 | 30030 | CTH OUTPATIENT CLINIC | 2008-01-28 | USD | 1 | Active | UNIVERSITY NEW MEXICO HOSPITAL
0000062935 | 1219582 | THE BREWER CO | ACCESS HI-LO EXAM TABLE | 6501 | TABLES/ EXAMINATION/TREATMENT |  | 451494 | HL002582 |  | 2017-06-15 | 30030 | CTH OUTPATIENT CLINIC | 2008-01-28 | USD | 4735.75 | Active | UNIVERSITY NEW MEXICO HOSPITAL
0000062936 | 1219583 | HILL-ROM INC | 767 | 767 | OPHTHALMOSCOPE/OTOSCOPES |  | 451449 | none |  | 2017-06-15 | 30030 | CTH OUTPATIENT CLINIC | 2008-01-28 | USD | 813.99 | Active | UNIVERSITY NEW MEXICO HOSPITAL
0000062934 | 1219581 | MOBILITY RESEARCH | GAIT KEEPER | GAIT KEEPER | TREADMILLS |  | FOUND | 05-89026D | 2017-01-01 | 2018-01-15 | 30030 | CTH OUTPATIENT CLINIC | 2008-01-28 | USD | 1 | Active | UNIVERSITY NEW MEXICO HOSPITAL
0000062937 | 1219584 | WELCH ALLYN INC | SURETEMP PLUS (690) | SURETEMP PLUS (690) | THERMOMETERS/ ELECTRONIC |  | 451449 | 07296666 |  | 2017-06-15 | 30030 | CTH OUTPATIENT CLINIC | 2008-01-28 | USD | 813.99 | Active | UNIVERSITY NEW MEXICO HOSPITAL
0000062933 | 1421506 | THERMO ELECTRON CORP | FORMA-SPLINT SP-1501 | FORMA-SPLINT SP-1501 | BATHS/ WATER |  | found | 071125 | 2017-01-01 | 2018-01-15 | 30030 | CTH OUTPATIENT CLINIC | 2008-01-25 | USD | 1 | Active | UNIVERSITY NEW MEXICO HOSPITAL
0000063000 | 1144314 | GE HEALTHCARE | TRAM (451N) | TRAM (451N) | MODULES/ MULTIPARAMETERS |  | FOUND | RT106024341GA |  | 2017-06-15 | 71030 | HEART STATION | 2008-01-24 | USD | 1 | Active | UNIVERSITY NEW MEXICO HOSPITAL
0000062932 | 1219579 | GE HEALTHCARE | TRAM (451N) | TRAM (451N) | MODULES/ MULTIPARAMETERS |  | FOUND | RT106034456GA |  | 2017-06-15 | 71030 | HEART STATION | 2008-01-24 | USD | 1 | Active | UNIVERSITY NEW MEXICO HOSPITAL
0000064004 | 1096879 | MIDMARK CORP | M11 | M11 | STERILIZING UNITS/ STEAM/ TABLETOP |  | non hospital | v432526 | 2017-01-31 | 2018-01-15 | 30030 | CTH OUTPATIENT CLINIC | 2008-01-24 | USD | 1 | Active | UNIVERSITY NEW MEXICO HOSPITAL
0000062878 | 1141078 | MEDICAL GRAPHICS CORP | CPFS/D | CPFS/D | SPIROMETERS |  | UNM451092 | 220000813 | 2015-09-08 | 2015-09-15 | 71520 | PULMONARY DIAGNOSTICS | 2008-01-23 | USD | 0.01 | Active | UNIVERSITY NEW MEXICO HOSPITAL
0000062740 | 1219469 | BIO-MED DEVICES INC | CROSSVENT 2I+ | CROSSVENT 2I+ | VENTILATORS/ INTENSIVE CARE/ NEONATAL/PEDIATRIC |  | ICN PO | 260207E2I | 2017-02-03 | 2018-02-15 | 70800 | NEONATAL AMBULANCE | 2008-01-18 | USD | 0.01 | Reactivated | UNIVERSITY NEW MEXICO HOSPITAL
0000062833 | 1440323 | GE HEALTHCARE | SOLAR 8000I | SOLAR 8000I | MONITORING SYSTEMS/ PHYSIOLOGIC |  | 456080 | SCZ07423137GA | 2017-02-09 | 2018-02-15 | 12415 | INTERMEDIATE CARE NURSERY | 2008-01-18 | USD | 13670.94 | Active | UNIVERSITY NEW MEXICO HOSPITAL
0000062832 | 1440222 | GE HEALTHCARE | SOLAR 8000I | SOLAR 8000I | MONITORING SYSTEMS/ PHYSIOLOGIC |  | 456080 | SCZ07423141GA | 2017-02-09 | 2018-02-15 | 12415 | INTERMEDIATE CARE NURSERY | 2008-01-18 | USD | 13670.94 | Active | UNIVERSITY NEW MEXICO HOSPITAL
0000062831 | 1440224 | GE HEALTHCARE | SOLAR 8000I | SOLAR 8000I | MONITORING SYSTEMS/ PHYSIOLOGIC |  | 456080 | SCZ07423134GA | 2017-02-07 | 2018-02-15 | 12415 | INTERMEDIATE CARE NURSERY | 2008-01-18 | USD | 13670.94 | Active | UNIVERSITY NEW MEXICO HOSPITAL
0000062830 | 1440229 | GE HEALTHCARE | SOLAR 8000I | SOLAR 8000I | MONITORING SYSTEMS/ PHYSIOLOGIC |  | 456080 | SCZ07423140GA | 2017-02-09 | 2018-02-15 | 12415 | INTERMEDIATE CARE NURSERY | 2008-01-18 | USD | 13670.94 | Active | UNIVERSITY NEW MEXICO HOSPITAL
0000062829 | 1440258 | GE HEALTHCARE | SOLAR 8000I | SOLAR 8000I | MONITORING SYSTEMS/ PHYSIOLOGIC |  | 456080 | SCZ07423135GA | 2017-02-09 | 2018-02-15 | 12415 | INTERMEDIATE CARE NURSERY | 2008-01-18 | USD | 13670.94 | Active | UNIVERSITY NEW MEXICO HOSPITAL
0000062840 | 1440419 | GE HEALTHCARE | SOLAR 8000I | SOLAR 8000I | MONITORING SYSTEMS/ PHYSIOLOGIC |  | 456080 | SCZ07423133GA | 2017-02-06 | 2018-02-15 | 12415 | INTERMEDIATE CARE NURSERY | 2008-01-18 | USD | 13670.94 | Active | UNIVERSITY NEW MEXICO HOSPITAL
0000062839 | 1440416 | GE HEALTHCARE | SOLAR 8000I | SOLAR 8000I | MONITORING SYSTEMS/ PHYSIOLOGIC |  | 456080 | SCZ07423138GA | 2017-02-07 | 2018-02-15 | 12415 | INTERMEDIATE CARE NURSERY | 2008-01-18 | USD | 13670.94 | Active | UNIVERSITY NEW MEXICO HOSPITAL
0000062838 | 1440427 | GE HEALTHCARE | SOLAR 8000I | SOLAR 8000I | MONITORING SYSTEMS/ PHYSIOLOGIC |  | 456080 | SCZ07423118GA | 2017-02-23 | 2018-02-15 | 12415 | INTERMEDIATE CARE NURSERY | 2008-01-18 | USD | 13670.94 | Active | UNIVERSITY NEW MEXICO HOSPITAL
0000062837 | 1440431 | GE HEALTHCARE | SOLAR 8000I | SOLAR 8000I | MONITORING SYSTEMS/ PHYSIOLOGIC |  | 456080 | SCZ07423136GA | 2016-02-11 | 2017-02-15 | 12415 | INTERMEDIATE CARE NURSERY | 2008-01-18 | USD | 13670.94 | Active | UNIVERSITY NEW MEXICO HOSPITAL
0000062836 | 1440424 | GE HEALTHCARE | SOLAR 8000I | SOLAR 8000I | MONITORING SYSTEMS/ PHYSIOLOGIC |  | 456080 | SCZ07423139GA | 2017-02-09 | 2018-02-15 | 12415 | INTERMEDIATE CARE NURSERY | 2008-01-18 | USD | 13670.94 | Active | UNIVERSITY NEW MEXICO HOSPITAL
0000062835 | 1440434 | GE HEALTHCARE | SOLAR 8000I | SOLAR 8000I | MONITORING SYSTEMS/ PHYSIOLOGIC |  | 456080 | SCZ07423142GA | 2017-02-09 | 2018-02-15 | 12415 | INTERMEDIATE CARE NURSERY | 2008-01-18 | USD | 13670.94 | Active | UNIVERSITY NEW MEXICO HOSPITAL
0000062834 | 1440327 | GE HEALTHCARE | SOLAR 8000I | SOLAR 8000I | MONITORING SYSTEMS/ PHYSIOLOGIC |  | 456080 | SCZ07412872GA | 2017-02-09 | 2018-02-15 | 12415 | INTERMEDIATE CARE NURSERY | 2008-01-18 | USD | 13670.94 | Active | UNIVERSITY NEW MEXICO HOSPITAL
0000062867 | 1219557 | GE HEALTHCARE | TRAM (451N) | TRAM (451N) | MODULES/ MULTIPARAMETERS |  | 456080 | SBB07415656GA | 2008-01-18 | 2017-06-15 | 12415 | INTERMEDIATE CARE NURSERY | 2008-01-18 | USD | 6825 | Active | UNIVERSITY NEW MEXICO HOSPITAL
0000062866 | 1219556 | GE HEALTHCARE | TRAM (451N) | TRAM (451N) | MODULES/ MULTIPARAMETERS |  | 456080 | SBB07164531GA | 2008-01-18 | 2017-06-15 | 12415 | INTERMEDIATE CARE NURSERY | 2008-01-18 | USD | 6825 | Active | UNIVERSITY NEW MEXICO HOSPITAL
0000062877 | 1219564 | GE HEALTHCARE | TRAM (451N) | TRAM (451N) | MODULES/ MULTIPARAMETERS |  | 456080 | SBB07405648GA | 2008-01-21 | 2017-06-15 | 12415 | INTERMEDIATE CARE NURSERY | 2008-01-18 | USD | 6825 | Active | UNIVERSITY NEW MEXICO HOSPITAL
0000062876 | 1219563 | GE HEALTHCARE | TRAM (451N) | TRAM (451N) | MODULES/ MULTIPARAMETERS |  | 456080 | SBB07405618GA | 2011-02-04 | 2017-06-15 | 70020 | ENDOSCOPY CENTER | 2008-01-18 | USD | 6825 | Active | UNIVERSITY NEW MEXICO HOSPITAL
0000062875 | 1219562 | GE HEALTHCARE | TRAM (451N) | TRAM (451N) | MODULES/ MULTIPARAMETERS |  | 456080 | SBB07174622GA | 2008-01-18 | 2017-06-15 | 12415 | INTERMEDIATE CARE NURSERY | 2008-01-18 | USD | 6825 | Active | UNIVERSITY NEW MEXICO HOSPITAL
0000062874 | 1219561 | GE HEALTHCARE | TRAM (451N) | TRAM (451N) | MODULES/ MULTIPARAMETERS |  | 456080 | SBB07415666GA | 2008-01-18 | 2017-06-15 | 12415 | INTERMEDIATE CARE NURSERY | 2008-01-18 | USD | 6825 | Active | UNIVERSITY NEW MEXICO HOSPITAL
0000062873 | 1440076 | GE HEALTHCARE | TRAM (451N) | TRAM (451N) | MODULES/ MULTIPARAMETERS |  | 456080 | SBB07415657GA | 2011-09-15 | 2011-09-15 | 12415 | INTERMEDIATE CARE NURSERY | 2008-01-18 | USD | 6825 | Active | UNIVERSITY NEW MEXICO HOSPITAL
0000062872 | 1144257 | GE HEALTHCARE | TRAM (451N) | TRAM (451N) | MODULES/ MULTIPARAMETERS |  | 456080 | SBB07154502GA | 2011-09-15 | 2011-09-15 | 12415 | INTERMEDIATE CARE NURSERY | 2008-01-18 | USD | 6825 | Active | UNIVERSITY NEW MEXICO HOSPITAL
0000062871 | 1219559 | GE HEALTHCARE | TRAM (451N) | TRAM (451N) | MODULES/ MULTIPARAMETERS |  | 456080 | SBB07405623GA | 2009-02-12 | 2017-06-15 | 12415 | INTERMEDIATE CARE NURSERY | 2008-01-18 | USD | 6825 | Active | UNIVERSITY NEW MEXICO HOSPITAL
0000062870 | 1144160 | GE HEALTHCARE | TRAM (451N) | TRAM (451N) | MODULES/ MULTIPARAMETERS |  | 456080 | SBB07405605GA | 2011-09-15 | 2011-09-15 | 12415 | INTERMEDIATE CARE NURSERY | 2008-01-18 | USD | 6825 | Active | UNIVERSITY NEW MEXICO HOSPITAL
0000062869 | 1219558 | GE HEALTHCARE | TRAM (451N) | TRAM (451N) | MODULES/ MULTIPARAMETERS |  | 456080 | SBB07405610GA | 2011-09-15 | 2011-09-15 | 12415 | INTERMEDIATE CARE NURSERY | 2008-01-18 | USD | 6825 | Active | UNIVERSITY NEW MEXICO HOSPITAL
0000062868 | 1144313 | GE HEALTHCARE | TRAM (451N) | TRAM (451N) | MODULES/ MULTIPARAMETERS |  | 456080 | SBB07164523GA |  | 2017-06-15 | 15000 | OPERATING ROOM | 2008-01-18 | USD | 6825 | Active | UNIVERSITY NEW MEXICO HOSPITAL
0000062999 | 1140578 | GE HEALTHCARE | DASH 4000 | DASH 4000 | MONITORING SYSTEMS/ PHYSIOLOGIC |  | 428853 | SBG06493514GA | 2016-08-04 | 2017-08-15 | 12230 | GEN MED/SAC (4-W) | 2008-01-18 | USD | 12000 | Active | UNIVERSITY NEW MEXICO HOSPITAL
0000062737 | 1084349 | INTERNATIONAL BIOMEDICAL INC | A750I | A750I | INCUBATORS/ INFANT/ TRANSPORT |  | ICN 2 | A309 | 2017-02-08 | 2017-08-15 | 12455 | NEWBORN ICU | 2008-01-18 | USD | 0.01 | Active | UNIVERSITY NEW MEXICO HOSPITAL
0000062843 | 1440225 | GE HEALTHCARE | TRAM-RAC 4A | TRAM-RAC 4A | RACKS/ MODULE |  | 456080 | RST07425264GA |  | 2017-06-15 | 12415 | INTERMEDIATE CARE NURSERY | 2008-01-18 | USD | 170.9 | Active | UNIVERSITY NEW MEXICO HOSPITAL
0000062842 | 1440227 | GE HEALTHCARE | TRAM-RAC 4A | TRAM-RAC 4A | RACKS/ MODULE |  | 456080 | RST07425268GA |  | 2017-06-15 | 12415 | INTERMEDIATE CARE NURSERY | 2008-01-18 | USD | 170.9 | Active | UNIVERSITY NEW MEXICO HOSPITAL
0000062841 | 1440256 | GE HEALTHCARE | TRAM-RAC 4A | TRAM-RAC 4A | RACKS/ MODULE |  | 456080 | RST07425266GA |  | 2017-06-15 | 12415 | INTERMEDIATE CARE NURSERY | 2008-01-18 | USD | 170.9 | Active | UNIVERSITY NEW MEXICO HOSPITAL
0000062852 | 1440418 | GE HEALTHCARE | TRAM-RAC 4A | TRAM-RAC 4A | RACKS/ MODULE |  | 456080 | RST07425262GA |  | 2017-06-15 | 12415 | INTERMEDIATE CARE NURSERY | 2008-01-18 | USD | 170.9 | Active | UNIVERSITY NEW MEXICO HOSPITAL
0000062851 | 1162033 | GE HEALTHCARE | TRAM-RAC 4A | TRAM-RAC 4A | RACKS/ MODULE |  | 456080 | RST07425270GA |  | 2017-06-15 | 12415 | INTERMEDIATE CARE NURSERY | 2008-01-18 | USD | 170.9 | Active | UNIVERSITY NEW MEXICO HOSPITAL
0000062850 | 1440428 | GE HEALTHCARE | TRAM-RAC 4A | TRAM-RAC 4A | RACKS/ MODULE |  | 456080 | RST07425265GA |  | 2017-06-15 | 12415 | INTERMEDIATE CARE NURSERY | 2008-01-18 | USD | 170.9 | Active | UNIVERSITY NEW MEXICO HOSPITAL
0000062849 | 1219547 | GE HEALTHCARE | TRAM-RAC 4A | TRAM-RAC 4A | RACKS/ MODULE |  | 456080 | RST07425267GA |  | 2017-06-15 | 12415 | INTERMEDIATE CARE NURSERY | 2008-01-18 | USD | 170.9 | Active | UNIVERSITY NEW MEXICO HOSPITAL
0000062848 | 1440423 | GE HEALTHCARE | TRAM-RAC 4A | TRAM-RAC 4A | RACKS/ MODULE |  | 456080 | RST07425260GA |  | 2017-06-15 | 12415 | INTERMEDIATE CARE NURSERY | 2008-01-18 | USD | 170.9 | Active | UNIVERSITY NEW MEXICO HOSPITAL
0000062847 | 1440436 | GE HEALTHCARE | TRAM-RAC 4A | TRAM-RAC 4A | RACKS/ MODULE |  | 456080 | RST07425269GA |  | 2017-06-15 | 12415 | INTERMEDIATE CARE NURSERY | 2008-01-18 | USD | 170.9 | Active | UNIVERSITY NEW MEXICO HOSPITAL
0000062846 | 1440326 | GE HEALTHCARE | TRAM-RAC 4A | TRAM-RAC 4A | RACKS/ MODULE |  | 456080 | RST07425261GA |  | 2017-06-15 | 12415 | INTERMEDIATE CARE NURSERY | 2008-01-18 | USD | 170.9 | Active | UNIVERSITY NEW MEXICO HOSPITAL
0000062845 | 1440322 | GE HEALTHCARE | TRAM-RAC 4A | TRAM-RAC 4A | RACKS/ MODULE |  | 456080 | RST07425271GA |  | 2017-06-15 | 12415 | INTERMEDIATE CARE NURSERY | 2008-01-18 | USD | 170.9 | Active | UNIVERSITY NEW MEXICO HOSPITAL
0000062844 | 1440221 | GE HEALTHCARE | TRAM-RAC 4A | TRAM-RAC 4A | RACKS/ MODULE |  | 456080 | RST07425263GA |  | 2017-06-15 | 12415 | INTERMEDIATE CARE NURSERY | 2008-01-18 | USD | 170.9 | Active | UNIVERSITY NEW MEXICO HOSPITAL
0000062815 | 1440410 | GE HEALTHCARE | CIC PRO | CIC PRO | MONITORS/ CENTRAL STATION |  | 456080 | SCH07422647GA | 2017-02-24 | 2018-02-15 | 12415 | INTERMEDIATE CARE NURSERY | 2008-01-17 | USD | 43388.2 | Active | UNIVERSITY NEW MEXICO HOSPITAL
0000062816 | 1219516 | GE HEALTHCARE | PRN 50-M | 418331-002 | RECORDERS |  | 456080 | RPV07292267GA |  | 2017-06-15 | 12415 | INTERMEDIATE CARE NURSERY | 2008-01-17 | USD | 1547 | Active | UNIVERSITY NEW MEXICO HOSPITAL
0000062774 | 1140385 | SSCOR INC | DUET | DUET | ASPIRATORS |  | 455328 | M10943 | 2016-08-04 | 2017-08-15 | 12230 | GEN MED/SAC (4-W) | 2008-01-17 | USD | 900 | Active | UNIVERSITY NEW MEXICO HOSPITAL
0000062998 | 1440321 | ZOLL MEDICAL CORP | M SERIES | M SERIES | DEFIBRILLATOR/ MONITOR/ PACEMAKERS |  | 444659 | T07E90535 | 2017-02-16 | 2017-08-15 | 12415 | INTERMEDIATE CARE NURSERY | 2008-01-17 | USD | 8306 | Active | UNIVERSITY NEW MEXICO HOSPITAL
0000062865 | 1003961 | SONOSITE INC | S-SERIES | 555330 | SCANNING SYSTEMS/ULTRASONIC/DIAGNOSTIC (DI) |  | 454374 | 03BCT2 | 2015-11-23 | 2016-05-15 | 71040 | CARDIAC CATH LAB | 2008-01-17 | USD | 35000 | Active | UNIVERSITY NEW MEXICO HOSPITAL
0000062802 | 1440324 | PRECISION MEDICAL INC | PM3400 | PM3400 | REGULATORS/ SUCTION |  | 457884 | 004544 |  | 2017-06-15 | 12415 | INTERMEDIATE CARE NURSERY | 2008-01-16 | USD | 317 | Active | UNIVERSITY NEW MEXICO HOSPITAL
0000062801 | 1440218 | PRECISION MEDICAL INC | PM3400 | PM3400 | REGULATORS/ SUCTION |  | 457884 | 004548 |  | 2017-06-15 | 12455 | NEWBORN ICU | 2008-01-16 | USD | 317 | Active | UNIVERSITY NEW MEXICO HOSPITAL
0000062800 | 1439840 | PRECISION MEDICAL INC | PM3400 | PM3400 | REGULATORS/ SUCTION |  | 457884 | 004561 | 2017-02-10 | 2018-02-15 | 12415 | INTERMEDIATE CARE NURSERY | 2008-01-16 | USD | 317 | Active | UNIVERSITY NEW MEXICO HOSPITAL
0000062799 | 1219502 | PRECISION MEDICAL INC | PM3400 | PM3400 | REGULATORS/ SUCTION |  | 457884 | 004542 |  | 2017-06-15 | 12415 | INTERMEDIATE CARE NURSERY | 2008-01-16 | USD | 317 | Active | UNIVERSITY NEW MEXICO HOSPITAL
0000062798 | 1440223 | PRECISION MEDICAL INC | PM3400 | PM3400 | REGULATORS/ SUCTION |  | 457884 | 004556 |  | 2017-06-15 | 12415 | INTERMEDIATE CARE NURSERY | 2008-01-16 | USD | 317 | Active | UNIVERSITY NEW MEXICO HOSPITAL
0000062797 | 1144280 | PRECISION MEDICAL INC | PM3400 | PM3400 | REGULATORS/ SUCTION |  | 457884 | 004541 |  | 2017-06-15 | 15000 | OPERATING ROOM | 2008-01-16 | USD | 317 | Active | UNIVERSITY NEW MEXICO HOSPITAL
0000062813 | 1144241 | PRECISION MEDICAL INC | PM3400 | PM3400 | REGULATORS/ SUCTION |  | 457884 | 004551 |  | 2017-06-15 | 12455 | NEWBORN ICU | 2008-01-16 | USD | 317 | Active | UNIVERSITY NEW MEXICO HOSPITAL
0000062812 | 1440307 | PRECISION MEDICAL INC | PM3400 | PM3400 | REGULATORS/ SUCTION |  | 457884 | 004559 |  | 2017-06-15 | 12415 | INTERMEDIATE CARE NURSERY | 2008-01-16 | USD | 317 | Active | UNIVERSITY NEW MEXICO HOSPITAL
0000062796 | 1219500 | PRECISION MEDICAL INC | PM3400 | PM3400 | REGULATORS/ SUCTION |  | 457884 | 004557 |  | 2017-06-15 | 12415 | INTERMEDIATE CARE NURSERY | 2008-01-16 | USD | 317 | Active | UNIVERSITY NEW MEXICO HOSPITAL
0000062795 | 1439645 | PRECISION MEDICAL INC | PM3400 | PM3400 | REGULATORS/ SUCTION |  | 457884 | 004543 |  | 2017-06-15 | 12415 | INTERMEDIATE CARE NURSERY | 2008-01-16 | USD | 317 | Active | UNIVERSITY NEW MEXICO HOSPITAL
0000062794 | 1440051 | PRECISION MEDICAL INC | PM3400 | PM3400 | REGULATORS/ SUCTION |  | 457884 | 004562 |  | 2017-06-15 | 12415 | INTERMEDIATE CARE NURSERY | 2008-01-16 | USD | 317 | Active | UNIVERSITY NEW MEXICO HOSPITAL
0000062811 | 1439728 | PRECISION MEDICAL INC | PM3400 | PM3400 | REGULATORS/ SUCTION |  | 457884 | 004550 |  | 2017-06-15 | 12415 | INTERMEDIATE CARE NURSERY | 2008-01-16 | USD | 317 | Active | UNIVERSITY NEW MEXICO HOSPITAL
0000062810 | 1440122 | PRECISION MEDICAL INC | PM3400 | PM3400 | REGULATORS/ SUCTION |  | 457884 | 004553 |  | 2017-06-15 | 12455 | NEWBORN ICU | 2008-01-16 | USD | 317 | Active | UNIVERSITY NEW MEXICO HOSPITAL
0000062809 | 1440430 | PRECISION MEDICAL INC | PM3400 | PM3400 | REGULATORS/ SUCTION |  | 457884 | 004554 |  | 2017-06-15 | 12415 | INTERMEDIATE CARE NURSERY | 2008-01-16 | USD | 317 | Active | UNIVERSITY NEW MEXICO HOSPITAL
0000062808 | 1440039 | PRECISION MEDICAL INC | PM3400 | PM3400 | REGULATORS/ SUCTION |  | 457884 | 004549 |  | 2017-06-15 | 12455 | NEWBORN ICU | 2008-01-16 | USD | 317 | Active | UNIVERSITY NEW MEXICO HOSPITAL
0000062807 | 1440211 | PRECISION MEDICAL INC | PM3400 | PM3400 | REGULATORS/ SUCTION |  | 457884 | 004558 |  | 2017-06-15 | 12455 | NEWBORN ICU | 2008-01-16 | USD | 317 | Active | UNIVERSITY NEW MEXICO HOSPITAL
0000062806 | 1440252 | PRECISION MEDICAL INC | PM3400 | PM3400 | REGULATORS/ SUCTION |  | 457884 | 004563 |  | 2017-06-15 | 12415 | INTERMEDIATE CARE NURSERY | 2008-01-16 | USD | 317 | Active | UNIVERSITY NEW MEXICO HOSPITAL
0000062777 | 1440053 | PRECISION MEDICAL INC | PM3400 | PM3400 | REGULATORS/ SUCTION |  | 457884 | 004552 |  | 2017-06-15 | 12415 | INTERMEDIATE CARE NURSERY | 2008-01-16 | USD | 317 | Active | UNIVERSITY NEW MEXICO HOSPITAL
0000062776 | 1144182 | PRECISION MEDICAL INC | PM3400 | PM3400 | REGULATORS/ SUCTION |  | 457884 | 004564 |  | 2017-06-15 | 12415 | INTERMEDIATE CARE NURSERY | 2008-01-16 | USD | 317 | Active | UNIVERSITY NEW MEXICO HOSPITAL
0000062775 | 1141994 | PRECISION MEDICAL INC | PM3400 | PM3400 | REGULATORS/ SUCTION |  | 457884 | 004560 |  | 2017-06-15 | 12415 | INTERMEDIATE CARE NURSERY | 2008-01-16 | USD | 317 | Active | UNIVERSITY NEW MEXICO HOSPITAL
0000062805 | 1219507 | PRECISION MEDICAL INC | PM3400 | PM3400 | REGULATORS/ SUCTION |  | 457884 | 004546 |  | 2017-06-15 | 12415 | INTERMEDIATE CARE NURSERY | 2008-01-16 | USD | 317 | Active | UNIVERSITY NEW MEXICO HOSPITAL
0000062804 | 1141990 | PRECISION MEDICAL INC | PM3400 | PM3400 | REGULATORS/ SUCTION |  | 457884 | 004555 |  | 2017-06-15 | 12415 | INTERMEDIATE CARE NURSERY | 2008-01-16 | USD | 317 | Active | UNIVERSITY NEW MEXICO HOSPITAL
0000062803 | 1440119 | PRECISION MEDICAL INC | PM3400 | PM3400 | REGULATORS/ SUCTION |  | 457884 | 004547 |  | 2017-06-15 | 12455 | NEWBORN ICU | 2008-01-16 | USD | 317 | Active | UNIVERSITY NEW MEXICO HOSPITAL
0000062864 | 1219555 | SHERWOOD MEDICAL | FIRSTTEMP GENIUS | 3000A | THERMOMETERS/ ELECTRONIC/ INFRARED/ EAR |  | 458724 | J0726274 |  | 2017-06-15 | 32060 | M & FP-WEST MESA | 2008-01-16 | USD | 323 | Active | UNIVERSITY NEW MEXICO HOSPITAL
0000062862 | 1162035 | SHERWOOD MEDICAL | FIRSTTEMP GENIUS | 3000A | THERMOMETERS/ ELECTRONIC/ INFRARED/ EAR |  | 457199 | J0724870 |  | 2017-06-15 | 34315 | CLINICAL NEUROSCIENCE CENTER | 2008-01-16 | USD | 580 | Active | UNIVERSITY NEW MEXICO HOSPITAL
0000062764 | 1084025 | GE HEALTHCARE | PRN-50 | PRN-50 | MODULES/ RECORDERS |  | 459370 | RPV07382758GA |  | 2017-06-15 | 12230 | GEN MED/SAC (4-W) | 2008-01-14 | USD | 1505 | Active | UNIVERSITY NEW MEXICO HOSPITAL
0000062763 | 1219489 | GE HEALTHCARE | PRN-50 | PRN-50 | MODULES/ RECORDERS |  | 459370 | RPV07514270GA |  | 2017-06-15 | 12230 | GEN MED/SAC (4-W) | 2008-01-14 | USD | 1505 | Active | UNIVERSITY NEW MEXICO HOSPITAL
0000064036 | 1219614 | WELCH ALLYN INC | 76751 | 76751 | TRANSFORMERS |  | found | 05459492 |  | 2017-06-15 | 32040 | NE HEIGHTS CLINIC | 2008-01-12 | USD | 680 | Active | UNIVERSITY NEW MEXICO HOSPITAL
0000062678 | 1142500 | GE HEALTHCARE | MAC 5500 | MAC 5500 | ELECTROCARDIOGRAPHS/ MULTICHANNEL | 459658 | 459658 | SCD07490706PA | 2017-06-09 | 2018-06-15 | 15065 | PRE-ANESTHESIA CLINIC | 2008-01-11 | USD | 12201 | Active | UNIVERSITY NEW MEXICO HOSPITAL
0000064281 | 1219653 | SCALE-TRONIX INC | 4802 | 4802 | SCALES/ INFANT |  | found | n/a | 2016-10-07 | 2017-10-15 | 30115 | SE HEIGHTS CLINIC-SAN PABLO | 2008-01-09 | USD | 0.01 | Active | UNIVERSITY NEW MEXICO HOSPITAL
0000062732 | 1141998 | HILL-ROM INC | 767 | 767 | OPHTHALMOSCOPE/OTOSCOPES |  | 457884 | NONE |  | 2017-06-15 | 12455 | NEWBORN ICU | 2008-01-09 | USD | 1038.45 | Active | UNIVERSITY NEW MEXICO HOSPITAL
0000062731 | 1440025 | HILL-ROM INC | 767 | 767 | OPHTHALMOSCOPE/OTOSCOPES |  | 457884 | NONE |  | 2017-06-15 | 12455 | NEWBORN ICU | 2008-01-09 | USD | 1038.45 | Active | UNIVERSITY NEW MEXICO HOSPITAL
0000062758 | 1440268 | WELCH ALLYN INC | SURETEMP PLUS (690) | SURETEMP PLUS (690) | THERMOMETERS/ ELECTRONIC |  | 457884 | 07476559 |  | 2017-06-15 | 12455 | NEWBORN ICU | 2008-01-09 | USD | 258.55 | Active | UNIVERSITY NEW MEXICO HOSPITAL
0000062757 | 1219485 | WELCH ALLYN INC | SURETEMP PLUS (690) | SURETEMP PLUS (690) | THERMOMETERS/ ELECTRONIC |  | 457884 | 07476566 |  | 2017-06-15 | 12415 | INTERMEDIATE CARE NURSERY | 2008-01-09 | USD | 258.55 | Active | UNIVERSITY NEW MEXICO HOSPITAL
0000062756 | 1440298 | WELCH ALLYN INC | SURETEMP PLUS (690) | SURETEMP PLUS (690) | THERMOMETERS/ ELECTRONIC |  | 457884 | 07476577 | 2017-02-01 | 2018-02-15 | 12455 | NEWBORN ICU | 2008-01-09 | USD | 258.55 | Active | UNIVERSITY NEW MEXICO HOSPITAL
0000062755 | 1440290 | WELCH ALLYN INC | SURETEMP PLUS (690) | SURETEMP PLUS (690) | THERMOMETERS/ ELECTRONIC |  | 457884 | 07476581 |  | 2017-06-15 | 12455 | NEWBORN ICU | 2008-01-09 | USD | 258.55 | Active | UNIVERSITY NEW MEXICO HOSPITAL
0000062754 | 1440320 | WELCH ALLYN INC | SURETEMP PLUS (690) | SURETEMP PLUS (690) | THERMOMETERS/ ELECTRONIC |  | 457884 | 07476590 |  | 2017-06-15 | 12415 | INTERMEDIATE CARE NURSERY | 2008-01-09 | USD | 258.55 | Active | UNIVERSITY NEW MEXICO HOSPITAL
0000062753 | 1219481 | WELCH ALLYN INC | SURETEMP PLUS (690) | SURETEMP PLUS (690) | THERMOMETERS/ ELECTRONIC |  | 457884 | 07500401 |  | 2017-06-15 | 12415 | INTERMEDIATE CARE NURSERY | 2008-01-09 | USD | 258.55 | Active | UNIVERSITY NEW MEXICO HOSPITAL
0000062752 | 1219480 | WELCH ALLYN INC | SURETEMP PLUS (690) | SURETEMP PLUS (690) | THERMOMETERS/ ELECTRONIC |  | 457884 | 07476579 |  | 2017-06-15 | 12415 | INTERMEDIATE CARE NURSERY | 2008-01-09 | USD | 258.55 | Active | UNIVERSITY NEW MEXICO HOSPITAL
0000062751 | 1219479 | WELCH ALLYN INC | SURETEMP PLUS (690) | SURETEMP PLUS (690) | THERMOMETERS/ ELECTRONIC |  | 457884 | 07500403 |  | 2017-06-15 | 12415 | INTERMEDIATE CARE NURSERY | 2008-01-09 | USD | 258.55 | Active | UNIVERSITY NEW MEXICO HOSPITAL
0000062750 | 1440309 | WELCH ALLYN INC | SURETEMP PLUS (690) | SURETEMP PLUS (690) | THERMOMETERS/ ELECTRONIC |  | 457884 | 07476586 |  | 2017-06-15 | 12415 | INTERMEDIATE CARE NURSERY | 2008-01-09 | USD | 258.55 | Active | UNIVERSITY NEW MEXICO HOSPITAL
0000062749 | 1440261 | WELCH ALLYN INC | SURETEMP PLUS (690) | SURETEMP PLUS (690) | THERMOMETERS/ ELECTRONIC |  | 457884 | 07476588 |  | 2017-06-15 | 12455 | NEWBORN ICU | 2008-01-09 | USD | 258.55 | Active | UNIVERSITY NEW MEXICO HOSPITAL
0000062748 | 1144261 | WELCH ALLYN INC | SURETEMP PLUS (690) | SURETEMP PLUS (690) | THERMOMETERS/ ELECTRONIC |  | 457884 | 07476574 |  | 2017-06-15 | 12415 | INTERMEDIATE CARE NURSERY | 2008-01-09 | USD | 258.55 | Active | UNIVERSITY NEW MEXICO HOSPITAL
0000062747 | 1219476 | WELCH ALLYN INC | SURETEMP PLUS (690) | SURETEMP PLUS (690) | THERMOMETERS/ ELECTRONIC |  | 457884 | NONE |  | 2017-06-15 | 12415 | INTERMEDIATE CARE NURSERY | 2008-01-09 | USD | 258.55 | Active | UNIVERSITY NEW MEXICO HOSPITAL
0000062579 | 1219420 | THE BREWER CO | 16100 | 16100 | LIGHTS/ EXAMINATION |  | 423820 | 3640 |  | 2017-06-15 | 32065 | M & FP-NW VALLEY-1231 CAN | 2008-01-08 | USD | 144.97 | Active | UNIVERSITY NEW MEXICO HOSPITAL
0000062780 | 1096661 | GYRUS MEDICAL INC | XLS-300 | XLS-300 | LIGHT SOURCES |  | 453680 | 07F1887D0582 | 2016-10-24 | 2017-10-15 | 34110 | WOMEN'S HEALTH CENTER | 2008-01-07 | USD | 3995 | Reactivated | UNIVERSITY NEW MEXICO HOSPITAL
0000062661 | 1004472 | SUN MEDICAL INC | MICRO STIM PLUS | MICRO STIM PLUS | STIMULATORS/ ELECTRICAL/ NEUROMUSCULAR |  | 456557 | EF070578 | 2008-01-07 | 2017-06-15 | 15065 | PRE-ANESTHESIA CLINIC | 2008-01-07 | USD | 150 | Active | UNIVERSITY NEW MEXICO HOSPITAL
0000062660 | 1004276 | SUN MEDICAL INC | MICRO STIM PLUS | MICRO STIM PLUS | STIMULATORS/ ELECTRICAL/ NEUROMUSCULAR |  | 456557 | EF070589 | 2008-01-07 | 2017-06-15 | 15065 | PRE-ANESTHESIA CLINIC | 2008-01-07 | USD | 150 | Active | UNIVERSITY NEW MEXICO HOSPITAL
0000062659 | 1003925 | SUN MEDICAL INC | MICRO STIM PLUS | MICRO STIM PLUS | STIMULATORS/ ELECTRICAL/ NEUROMUSCULAR |  | 456557 | EF070590 | 2008-01-07 | 2017-06-15 | 15065 | PRE-ANESTHESIA CLINIC | 2008-01-07 | USD | 150 | Active | UNIVERSITY NEW MEXICO HOSPITAL
0000062658 | 1003848 | SUN MEDICAL INC | MICRO STIM PLUS | MICRO STIM PLUS | STIMULATORS/ ELECTRICAL/ NEUROMUSCULAR |  | 456557 | EF070595 | 2008-01-07 | 2017-06-15 | 15065 | PRE-ANESTHESIA CLINIC | 2008-01-07 | USD | 150 | Active | UNIVERSITY NEW MEXICO HOSPITAL
0000062657 | 1219448 | SUN MEDICAL INC | MICRO STIM PLUS | MICRO STIM PLUS | STIMULATORS/ ELECTRICAL/ NEUROMUSCULAR |  | 456557 | EF070596 | 2008-01-07 | 2017-06-15 | 15065 | PRE-ANESTHESIA CLINIC | 2008-01-07 | USD | 150 | Active | UNIVERSITY NEW MEXICO HOSPITAL
0000062674 | 1077953 | EXERGEN CORP | TAT-5000 | TAT-5000 | THERMOMETERS/ ELECTRONIC/ INFRARED |  | REPL 62463 | A-77354 |  | 2017-06-15 | 15510 | OSIS PACU | 2008-01-07 | USD | 1 | Active | UNIVERSITY NEW MEXICO HOSPITAL
0000062781 | 1219497 | SONY CORP OF AMERICA | UP-20 | UP-20 | PRINTERS/ VIDEO |  | 453680 | 14846 |  | 2017-06-15 | 34110 | WOMEN'S HEALTH CENTER | 2008-01-07 | USD | 1995 | Active | UNIVERSITY NEW MEXICO HOSPITAL
0000062778 | 1219495 | NATIONAL DISPLAY SYSTEMS | SC-SX19-A1A11 | SC-SX19-A1A11 | MONITORS/ VIDEO |  | 453680 | 07-91303 |  | 2017-06-15 | 34110 | WOMEN'S HEALTH CENTER | 2008-01-07 | USD | 5995 | Active | UNIVERSITY NEW MEXICO HOSPITAL
0000067238 | 1003413 | ALCON SURGICAL INC | INFINITI | INFINITI | CATARACT EXTRACTION UNITS/ PHACOEMULSIFICATION |  | 469883 | 0801941101X | 2017-03-16 | 2018-03-15 | 15000 | OPERATING ROOM | 2008-01-06 | USD | 63000 | Active | UNIVERSITY NEW MEXICO HOSPITAL
0000062578 | 1140191 | ZOLL MEDICAL CORP | AED PRO | AED PRO | DEFIBRILLATORS/ EXTERNAL/ AUTOMATED |  | 456418 | AA07G006933 | 2017-07-13 | 2018-01-15 | 30065 | PARA LOS NINOS CLINIC | 2008-01-04 | USD | 2907.6 | Active | UNIVERSITY NEW MEXICO HOSPITAL
0000062705 | 1219460 | GE HEALTHCARE | CIC PRO | CIC PRO | MONITORS/ CENTRAL STATION |  | 459370 | SCH07503351GA | 2016-10-11 | 2017-10-15 | 12320 | GENERAL MEDICINE (5-W) | 2008-01-04 | USD | 13816.6 | Active | UNIVERSITY NEW MEXICO HOSPITAL
0000062704 | 1219459 | GE HEALTHCARE | CIC PRO | CIC PRO | MONITORS/ CENTRAL STATION |  | 459370 | SCH07503350GA | 2016-10-11 | 2017-10-15 | 12320 | GENERAL MEDICINE (5-W) | 2008-01-04 | USD | 13816.6 | Active | UNIVERSITY NEW MEXICO HOSPITAL
0000062675 | 1140506 | GE HEALTHCARE | PRO 300 V2 | PRO 300 V2 | MONITORING SYSTEMS/ PHYSIOLOGIC |  | 455330 | AAX07420032SA | 2016-08-04 | 2017-08-15 | 12220 | MED/SURG SUBACUTE (4-E) | 2008-01-03 | USD | 3894 | Active | UNIVERSITY NEW MEXICO HOSPITAL
0000062765 | 1084024 | GE HEALTHCARE | PRN-50 | PRN-50 | MODULES/ RECORDERS |  | 453062 | RPV07514276GA |  | 2017-06-15 | 12230 | GEN MED/SAC (4-W) | 2008-01-03 | USD | 1483.79 | Active | UNIVERSITY NEW MEXICO HOSPITAL
0000062702 | 1219457 | GE HEALTHCARE | CIC PRO | CIC PRO | MONITORS/ CENTRAL STATION |  | 453062 | SCH07382309GA | 2016-08-25 | 2017-08-15 | 12230 | GEN MED/SAC (4-W) | 2008-01-03 | USD | 32209.32 | Active | UNIVERSITY NEW MEXICO HOSPITAL
0000062701 | 1440070 | GE HEALTHCARE | CIC PRO | CIC PRO | MONITORS/ CENTRAL STATION |  | 453062 | SCH07361909GA | 2016-08-25 | 2017-08-15 | 12230 | GEN MED/SAC (4-W) | 2008-01-03 | USD | 32209.32 | Active | UNIVERSITY NEW MEXICO HOSPITAL
0000062685 | 1148720 | GE HEALTHCARE | DASH 4000 | DASH 4000 | MONITORING SYSTEMS/ PHYSIOLOGIC |  | 453062 | SD007366430GA | 2016-08-16 | 2017-08-15 | 12230 | GEN MED/SAC (4-W) | 2008-01-03 | USD | 12086.3 | Active | UNIVERSITY NEW MEXICO HOSPITAL
0000062684 | 1140718 | GE HEALTHCARE | DASH 4000 | DASH 4000 | MONITORING SYSTEMS/ PHYSIOLOGIC |  | 453062 | SD007314320GA | 2016-08-16 | 2017-08-15 | 12230 | GEN MED/SAC (4-W) | 2008-01-03 | USD | 12086.3 | Active | UNIVERSITY NEW MEXICO HOSPITAL
0000062683 | 1140515 | GE HEALTHCARE | DASH 4000 | DASH 4000 | MONITORING SYSTEMS/ PHYSIOLOGIC |  | 453062 | SD007335605GA | 2016-08-22 | 2017-08-15 | 12230 | GEN MED/SAC (4-W) | 2008-01-03 | USD | 12086.3 | Active | UNIVERSITY NEW MEXICO HOSPITAL
0000062682 | 1140572 | GE HEALTHCARE | DASH 4000 | DASH 4000 | MONITORING SYSTEMS/ PHYSIOLOGIC |  | 453062 | SD007366435GA | 2016-08-22 | 2017-08-15 | 12230 | GEN MED/SAC (4-W) | 2008-01-03 | USD | 12086.3 | Active | UNIVERSITY NEW MEXICO HOSPITAL
0000062681 | 1140717 | GE HEALTHCARE | DASH 4000 | DASH 4000 | MONITORING SYSTEMS/ PHYSIOLOGIC |  | 453062 | SD007324967GA | 2016-08-22 | 2017-08-15 | 12230 | GEN MED/SAC (4-W) | 2008-01-03 | USD | 12086.3 | Active | UNIVERSITY NEW MEXICO HOSPITAL
0000062680 | 1140716 | GE HEALTHCARE | DASH 4000 | DASH 4000 | MONITORING SYSTEMS/ PHYSIOLOGIC |  | 453062 | SD007324965GA | 2016-08-16 | 2017-08-15 | 12230 | GEN MED/SAC (4-W) | 2008-01-03 | USD | 12086.3 | Active | UNIVERSITY NEW MEXICO HOSPITAL
0000062679 | 1140715 | GE HEALTHCARE | DASH 4000 | DASH 4000 | MONITORING SYSTEMS/ PHYSIOLOGIC |  | 453062 | SD007324863GA | 2016-08-22 | 2017-08-15 | 12230 | GEN MED/SAC (4-W) | 2008-01-03 | USD | 12086.3 | Active | UNIVERSITY NEW MEXICO HOSPITAL
0000062700 | 1140577 | GE HEALTHCARE | DASH 4000 | DASH 4000 | MONITORING SYSTEMS/ PHYSIOLOGIC |  | 453062 | SD007366434GA | 2016-08-04 | 2017-08-15 | 12230 | GEN MED/SAC (4-W) | 2008-01-03 | USD | 12086.3 | Active | UNIVERSITY NEW MEXICO HOSPITAL
0000062699 | 1140778 | GE HEALTHCARE | DASH 4000 | DASH 4000 | MONITORING SYSTEMS/ PHYSIOLOGIC |  | 453062 | SD007283266GA | 2016-08-15 | 2017-08-15 | 12230 | GEN MED/SAC (4-W) | 2008-01-03 | USD | 12086.3 | Active | UNIVERSITY NEW MEXICO HOSPITAL
0000062698 | 1140795 | GE HEALTHCARE | DASH 4000 | DASH 4000 | MONITORING SYSTEMS/ PHYSIOLOGIC |  | 453062 | SD00728368GA | 2016-08-15 | 2017-08-15 | 12230 | GEN MED/SAC (4-W) | 2008-01-03 | USD | 12086.3 | Active | UNIVERSITY NEW MEXICO HOSPITAL
0000062697 | 1140576 | GE HEALTHCARE | DASH 4000 | DASH 4000 | MONITORING SYSTEMS/ PHYSIOLOGIC |  | 453062 | SD007376792GA | 2016-08-22 | 2017-08-15 | 12230 | GEN MED/SAC (4-W) | 2008-01-03 | USD | 12086.3 | Active | UNIVERSITY NEW MEXICO HOSPITAL
0000062696 | 1140719 | GE HEALTHCARE | DASH 4000 | DASH 4000 | MONITORING SYSTEMS/ PHYSIOLOGIC |  | 453062 | SD007293379GA | 2016-08-22 | 2017-08-15 | 12230 | GEN MED/SAC (4-W) | 2008-01-03 | USD | 12086.3 | Active | UNIVERSITY NEW MEXICO HOSPITAL
0000062695 | 1140724 | GE HEALTHCARE | DASH 4000 | DASH 4000 | MONITORING SYSTEMS/ PHYSIOLOGIC |  | 453062 | SD007377096GA | 2016-08-16 | 2017-08-15 | 12230 | GEN MED/SAC (4-W) | 2008-01-03 | USD | 12086.3 | Active | UNIVERSITY NEW MEXICO HOSPITAL
0000062694 | 1140575 | GE HEALTHCARE | DASH 4000 | DASH 4000 | MONITORING SYSTEMS/ PHYSIOLOGIC |  | 453062 | SD007324978GA | 2016-08-22 | 2017-08-15 | 12230 | GEN MED/SAC (4-W) | 2008-01-03 | USD | 12086.3 | Active | UNIVERSITY NEW MEXICO HOSPITAL
0000062693 | 1140727 | GE HEALTHCARE | DASH 4000 | DASH 4000 | MONITORING SYSTEMS/ PHYSIOLOGIC |  | 453062 | SD007283279GA | 2016-08-16 | 2017-08-15 | 12230 | GEN MED/SAC (4-W) | 2008-01-03 | USD | 12086.3 | Active | UNIVERSITY NEW MEXICO HOSPITAL
0000062692 | 1140726 | GE HEALTHCARE | DASH 4000 | DASH 4000 | MONITORING SYSTEMS/ PHYSIOLOGIC |  | 453062 | SD007314304GA | 2016-08-15 | 2017-08-15 | 12230 | GEN MED/SAC (4-W) | 2008-01-03 | USD | 12086.3 | Active | UNIVERSITY NEW MEXICO HOSPITAL
0000062691 | 1140725 | GE HEALTHCARE | DASH 4000 | DASH 4000 | MONITORING SYSTEMS/ PHYSIOLOGIC |  | 453062 | SD007366431GA | 2016-08-16 | 2017-08-15 | 12230 | GEN MED/SAC (4-W) | 2008-01-03 | USD | 12086.3 | Active | UNIVERSITY NEW MEXICO HOSPITAL
0000062690 | 1140723 | GE HEALTHCARE | DASH 4000 | DASH 4000 | MONITORING SYSTEMS/ PHYSIOLOGIC |  | 453062 | SD007293489GA | 2016-08-16 | 2017-08-15 | 12230 | GEN MED/SAC (4-W) | 2008-01-03 | USD | 12086.3 | Active | UNIVERSITY NEW MEXICO HOSPITAL
0000062689 | 1140722 | GE HEALTHCARE | DASH 4000 | DASH 4000 | MONITORING SYSTEMS/ PHYSIOLOGIC |  | 453062 | SD007366428GA | 2016-08-22 | 2017-08-15 | 12230 | GEN MED/SAC (4-W) | 2008-01-03 | USD | 12086.3 | Active | UNIVERSITY NEW MEXICO HOSPITAL
0000062688 | 1140573 | GE HEALTHCARE | DASH 4000 | DASH 4000 | MONITORING SYSTEMS/ PHYSIOLOGIC |  | 453062 | SD007293380GA | 2016-08-16 | 2017-08-15 | 12230 | GEN MED/SAC (4-W) | 2008-01-03 | USD | 12086.3 | Active | UNIVERSITY NEW MEXICO HOSPITAL
0000062687 | 1219454 | GE HEALTHCARE | DASH 4000 | DASH 4000 | MONITORING SYSTEMS/ PHYSIOLOGIC |  | 453062 | SD007293385GA | 2016-08-16 | 2017-08-15 | 12230 | GEN MED/SAC (4-W) | 2008-01-03 | USD | 12086.3 | Active | UNIVERSITY NEW MEXICO HOSPITAL
0000062686 | 1140721 | GE HEALTHCARE | DASH 4000 | DASH 4000 | MONITORING SYSTEMS/ PHYSIOLOGIC |  | 453062 | SD007377101GA | 2016-08-16 | 2017-08-15 | 12230 | GEN MED/SAC (4-W) | 2008-01-03 | USD | 12086.3 | Active | UNIVERSITY NEW MEXICO HOSPITAL
0000068742 | 1142875 | BAYER CORP | MARK V PROVIS | 531381 | INJECTORS/ CONTRAST MEDIA |  | ADDED | 104887 | 2011-07-21 | 2012-07-15 | 75025 | RADIOLOGY - INTERVENTIONAL RAD | 2008-01-02 | USD | 0.01 | Active | UNIVERSITY NEW MEXICO HOSPITAL
0000062672 | 1162012 | NATUS MEDICAL INC | neoBLUE RADIOMETER | neoBlue | RADIOMETERS |  | 457242 | 10069 | 2017-07-19 | 2018-07-15 | 12520 | MOTHER & BABY UNIT (3-E) BBRP | 2008-01-02 | USD | 1 | Active | UNIVERSITY NEW MEXICO HOSPITAL
0000062856 | 557036 | PHILIPS HEALTHCARE | BV Pulsera, Mobile X-Ray unit | 718094 | RADIOGRAPHIC/FLUOROSCOPIC UNITS/ MOBILE |  | ADDED | 1868 | 2011-12-16 | 2012-06-15 | 70020 | ENDOSCOPY CENTER | 2008-01-01 | USD | 0.01 | Active | UNIVERSITY NEW MEXICO HOSPITAL
0000062855 | 557035 | PHILIPS HEALTHCARE | BV Pulsera, Mobile X-Ray unit | 718094 | RADIOGRAPHIC/FLUOROSCOPIC UNITS/ MOBILE |  | ADDED | 1863 | 2012-01-25 | 2012-04-15 | 75000 | RADIOLOGY - GENERAL | 2008-01-01 | USD | 0.01 | Active | UNIVERSITY NEW MEXICO HOSPITAL
0000067135 | 1003501 | KARL STORZ ENDOSCOPY-AMERICA INC | 22201020 | 22201020 | CAMERAS/ ENDOSCOPIC |  | BBRP | DB651062-P |  | 2017-06-15 | 15000 | OPERATING ROOM | 2008-01-01 | USD | 0.01 | Active | UNIVERSITY NEW MEXICO HOSPITAL
0000055885 | 1218031 | MARQUETTE MEDICAL SYSTEMS INC | MUSE CV | MUSE CV | INFORMATION SYSTEMS/ CARDIOLOGY |  | FOUND | SBP06421178GA |  | 2017-06-15 | 71030 | HEART STATION | 2008-01-01 | USD | 0.01 | Active | UNIVERSITY NEW MEXICO HOSPITAL
0000062200 | 1219293 | HEMOCUE INC | HEMOCUE | HEMOCUE | ANALYZERS/ HEMATOLOGY/ COAGULATION/ AUTOMATED |  | FOUND | 0632620015 | 2007-12-28 | 2017-06-15 | 90030 | LAB - ADMIN | 2007-12-28 | USD | 1 | Active | UNIVERSITY NEW MEXICO HOSPITAL
0000060905 | 1219203 | THE KENDALL CO | FIRSTEMP GENIUS 3000A | FIRSTEMP GENIUS 3000A | THERMOMETERS/ ELECTRONIC/ INFRARED/ EAR |  | BBRP | J0649420 |  | 2017-06-15 | 12430 | GENERAL PEDIATRICS UNIT | 2007-12-26 | USD | 0.01 | Active | UNIVERSITY NEW MEXICO HOSPITAL
0000060904 | 1219202 | IVAC CORP | 2180C | 2180C | THERMOMETERS/ ELECTRONIC |  | BBRP | 12457378 |  | 2017-06-15 | 12430 | GENERAL PEDIATRICS UNIT | 2007-12-26 | USD | 0.01 | Active | UNIVERSITY NEW MEXICO HOSPITAL
0000062655 | 1144309 | GE HEALTHCARE | TRAM (451N) | TRAM (451N) | MODULES/ MULTIPARAMETERS |  | FOUND | RT106024338GA |  | 2017-06-15 | 71030 | HEART STATION | 2007-12-19 | USD | 1 | Active | UNIVERSITY NEW MEXICO HOSPITAL
0000062652 | 1219446 | THE KENDALL CO | FIRSTEMP GENIUS 3000A | FIRSTEMP GENIUS 3000A | THERMOMETERS/ ELECTRONIC/ INFRARED/ EAR |  | H437318 | J0726303 |  | 2017-06-15 | 32030 | UNM LOBOCARE CLINIC | 2007-12-11 | USD | 323.01 | Active | UNIVERSITY NEW MEXICO HOSPITAL
0000062654 | 1141683 | NELLCOR INC | N-65 | N-65 | OXIMETERS/ PULSE |  | 457236 | G07824252 | 2016-10-27 | 2017-10-15 | 32030 | UNM LOBOCARE CLINIC | 2007-12-11 | USD | 562 | Active | UNIVERSITY NEW MEXICO HOSPITAL
0000062576 | 1219418 | PARKS MEDICAL ELECTRONICS INC | 811-B | 811-B | BLOOD-FLOW DETECTORS/ ULTRASONIC |  | 456671 | 811B-600002565 |  | 2017-06-15 | 15005 | OPERATING ROOM - BBRP | 2007-12-10 | USD | 945.02 | Active | UNIVERSITY NEW MEXICO HOSPITAL
0000062642 | 1162886 | THE KENDALL CO | FIRSTEMP GENIUS 3000A | FIRSTEMP GENIUS 3000A | THERMOMETERS/ ELECTRONIC/ INFRARED/ EAR |  | NOPO | J0621539 |  | 2017-06-15 | 12120 | MEDICAL/CARDIAC ICU | 2007-12-10 | USD | 580 | Active | UNIVERSITY NEW MEXICO HOSPITAL
0000064377 | 1219670 | ARJO HOSPITAL EQUIPMENT INC | DOPPLEX D920 | D920 | FETAL HEART DETECTORS/ ULTRASONIC |  | FOUND1282008 | 920LX0A9794-7 |  | 2017-06-15 | 34125 | WOMEN'S FACULTY & MIDWIFE CLIN | 2007-12-08 | USD | 0.01 | Active | UNIVERSITY NEW MEXICO HOSPITAL
0000062641 | 1219441 | CAREFUSION ALARIS | 2180CX01EE | 2180CX01EE | THERMOMETERS/ ELECTRONIC/ THERMISTOR/ THERMOCOUPLE/ |  | 457665 | 12672211 |  | 2017-06-15 | 21015 | ED-NORTH | 2007-12-06 | USD | 225 | Active | UNIVERSITY NEW MEXICO HOSPITAL
0000062640 | 1219440 | CAREFUSION ALARIS | 2180CX01EE | 2180CX01EE | THERMOMETERS/ ELECTRONIC/ THERMISTOR/ THERMOCOUPLE/ |  | 457665 | 12672358 |  | 2017-06-15 | 71030 | HEART STATION | 2007-12-06 | USD | 225 | Active | UNIVERSITY NEW MEXICO HOSPITAL
0000062671 | 1141218 | INSTROMEDIX INC | KING OF HEARTS EXPRESS | 5218-06 | RECORDERS/ TAPE/ DATA/ ELECTROCARDIOGRAPHY/ EVENT |  | FOUND | 68AA15568 |  | 2017-06-15 | 71030 | HEART STATION | 2007-12-05 | USD | 1 | Active | UNIVERSITY NEW MEXICO HOSPITAL
0000062575 | 1219417 | EXERGEN CORP | TAT-5000 | TAT-5000 | THERMOMETERS/ ELECTRONIC/ INFRARED |  | REPLACN62560 | A73058 |  | 2017-06-15 | 34130 | MILAGRO OP OB CLINIC | 2007-12-05 | USD | 0.01 | Active | UNIVERSITY NEW MEXICO HOSPITAL
0000062638 | 1219439 | SHERWOOD MEDICAL | FIRSTTEMP GENIUS | 3000A | THERMOMETERS/ ELECTRONIC/ INFRARED/ EAR |  | 454550 | J0723323 |  | 2017-06-15 | 12210 | CORONARY CARE SUBACUTE | 2007-12-04 | USD | 323.03 | Active | UNIVERSITY NEW MEXICO HOSPITAL
0000027621 | 1214687 | THE KENDALL CO | FILAC FASTEMP | FILAC FASTEMP | THERMOMETERS |  | FOUND | L9419401 |  | 2017-06-15 | 30095 | OCCUPATIONAL HEALTH SVCS | 2007-12-04 | USD | 0.01 | Active | UNIVERSITY NEW MEXICO HOSPITAL
0000062631 | 1219436 | NIHON KOHDEN (AMERICA) INC | NEUROFAX (JE-921A ) | NEUROFAX (JE-921A ) | ELECTROENCEPHALOGRAPHS |  | 434437 | 01272 | 2016-09-23 | 2017-09-15 | 78010 | NEURODIAGNOSTICS LAB | 2007-12-03 | USD | 1 | Active | UNIVERSITY NEW MEXICO HOSPITAL
0000062599 | 1219432 | THE KENDALL CO | FIRSTEMP GENIUS 3000A | FIRSTEMP GENIUS 3000A | THERMOMETERS/ ELECTRONIC/ INFRARED/ EAR |  | EXCHANGED | J0527974 |  | 2017-06-15 | 12480 | CTH REHAB-ORTHO UNIT | 2007-12-03 | USD | 0.01 | Active | UNIVERSITY NEW MEXICO HOSPITAL
0000062625 | 1219435 | NIHON KOHDEN (AMERICA) INC | JE-921A | JE-921A | ELECTROENCEPHALOGRAPHS |  | 434437 | 01261 | 2016-09-01 | 2017-09-15 | 78010 | NEURODIAGNOSTICS LAB | 2007-12-03 | USD | 1 | Active | UNIVERSITY NEW MEXICO HOSPITAL
0000062612 | 1141012 | POWERVAR INC | ABCE800-11H | ABCE800-11H | POWER SYSTEMS/ UNINTERRUPTIBLE |  | 434437 | 5406087R-0730004 | 2017-03-30 | 2018-03-15 | 78010 | NEURODIAGNOSTICS LAB | 2007-12-03 | USD | 1 | Active | UNIVERSITY NEW MEXICO HOSPITAL
0000062611 | 1141011 | POWERVAR INC | ABCE800-11H | ABCE800-11H | POWER SYSTEMS/ UNINTERRUPTIBLE |  | 434437 | 5406087R-0730007 | 2017-03-30 | 2018-03-15 | 78010 | NEURODIAGNOSTICS LAB | 2007-12-03 | USD | 1 | Active | UNIVERSITY NEW MEXICO HOSPITAL
0000062614 | 1141010 | POWERVAR INC | ABCE800-11H | ABCE800-11H | POWER SYSTEMS/ UNINTERRUPTIBLE |  | 434437 | 5406087R-0730002 | 2017-03-30 | 2018-03-15 | 78010 | NEURODIAGNOSTICS LAB | 2007-12-03 | USD | 1 | Active | UNIVERSITY NEW MEXICO HOSPITAL
0000062613 | 1141009 | POWERVAR INC | ABCE800-11H | ABCE800-11H | POWER SYSTEMS/ UNINTERRUPTIBLE |  | 434437 | 5406087R-0730005 | 2017-03-30 | 2018-03-15 | 78010 | NEURODIAGNOSTICS LAB | 2007-12-03 | USD | 1 | Active | UNIVERSITY NEW MEXICO HOSPITAL
0000062603 | 1141007 | DELL COMPUTER CORP. | Precision 390 | Precision 390 | COMPUTERS |  | 443437 | 10836 | 2012-10-15 | 2012-09-15 | 78010 | NEURODIAGNOSTICS LAB | 2007-12-03 | USD | 1 | Active | UNIVERSITY NEW MEXICO HOSPITAL
0000062602 | 1141008 | DELL COMPUTER CORP. | Precision 390 | Precision 390 | COMPUTERS |  | 443437 | 10834 | 2012-09-07 | 2012-09-15 | 78010 | NEURODIAGNOSTICS LAB | 2007-12-03 | USD | 1 | Active | UNIVERSITY NEW MEXICO HOSPITAL
0000062601 | 1141003 | DELL COMPUTER CORP. | Precision 390 | Precision 390 | COMPUTERS |  | 443437 | 10837 | 2012-09-07 | 2012-09-15 | 78010 | NEURODIAGNOSTICS LAB | 2007-12-03 | USD | 1 | Active | UNIVERSITY NEW MEXICO HOSPITAL
0000062600 | 1141006 | DELL COMPUTER CORP. | Precision 390 | Precision 390 | COMPUTERS |  | 443437 | 10835 | 2012-09-07 | 2012-09-15 | 78010 | NEURODIAGNOSTICS LAB | 2007-12-03 | USD | 1 | Active | UNIVERSITY NEW MEXICO HOSPITAL
0000062619 | 1219433 | DELL COMPUTER CORP. | Precision 390 | Precision 390 | COMPUTERS |  | 443437 | JYNDWC1 | 2012-09-07 | 2012-09-15 | 78010 | NEURODIAGNOSTICS LAB | 2007-12-03 | USD | 1 | Active | UNIVERSITY NEW MEXICO HOSPITAL
0000062618 | 1141004 | DELL INC | OPTIPLEX GX745/FUJI CR | 555605 | COMPUTERS |  | 443437 | H7C61D1 | 2012-09-07 | 2012-09-15 | 78010 | NEURODIAGNOSTICS LAB | 2007-12-03 | USD | 1 | Active | UNIVERSITY NEW MEXICO HOSPITAL
0000062617 | 1141005 | DELL INC | OPTIPLEX GX745/FUJI CR | 555605 | COMPUTERS |  | 443437 | HCC61D1 | 2012-09-07 | 2012-09-15 | 78010 | NEURODIAGNOSTICS LAB | 2007-12-03 | USD | 1 | Active | UNIVERSITY NEW MEXICO HOSPITAL
62857 | 1258890 | BIODEX MEDICAL SYSTEMS INC | 058-870 | 058-870 | TABLES/ IMAGING |  |  | 0712176 | 2017-04-26 | 2017-10-15 | 70020 | ENDOSCOPY CENTER | 2007-12-01 | USD |  | Active | UNIVERSITY NEW MEXICO HOSPITAL
0000062572 | 1219415 | EARTHLITE MASSAGE TABLES INC | EVEREST | EVEREST | TABLES/ EXAMINATION/TREATMENT | 450120 | 450120 | 3374077 |  | 2017-06-15 | 30090 | UNMMG - CENTER FOR LIFE CLINIC | 2007-11-28 | USD | 6513.7 | Active | UNIVERSITY NEW MEXICO HOSPITAL
0000062571 | 1219414 | WELCH ALLYN INC | PRO 3000 | THERMOSCAN | THERMOMETERS/ ELECTRONIC/ INFRARED/ EAR |  | 453092 | 11103757966 |  | 2017-06-15 | 30090 | UNMMG - CENTER FOR LIFE CLINIC | 2007-11-28 | USD | 156.12 | Active | UNIVERSITY NEW MEXICO HOSPITAL
0000062594 | 1219429 | EXERGEN CORP | TAT-5000 | TAT-5000 | THERMOMETERS/ ELECTRONIC/ INFRARED |  | 457355 | A79056 |  | 2017-06-15 | 12410 | PEDIATRIC SPECIALTY CARE | 2007-11-27 | USD | 316 | Active | UNIVERSITY NEW MEXICO HOSPITAL
0000062593 | 1219428 | EXERGEN CORP | TAT-5000 | TAT-5000 | THERMOMETERS/ ELECTRONIC/ INFRARED |  | 457355 | A79886 |  | 2017-06-15 | 12410 | PEDIATRIC SPECIALTY CARE | 2007-11-27 | USD | 316 | Active | UNIVERSITY NEW MEXICO HOSPITAL
0000060568 | 1439653 | BD | TURBO TEMP | TURBO TEMP | THERMOMETERS/ ELECTRONIC |  | bbrp | 12458101 |  | 2017-06-15 | 12460 | PEDIATRIC ICU | 2007-11-25 | USD | 1 | Active | UNIVERSITY NEW MEXICO HOSPITAL
0000062597 | 1004445 | SIEMENS HEALTHCARE | 05531012 | MODULARIS URO | TABLES/ IMAGING |  | 437489 | 1367 | 2013-09-10 | 2013-09-15 | 15000 | OPERATING ROOM | 2007-11-21 | USD | 0.1 | Active | UNIVERSITY NEW MEXICO HOSPITAL
0000062598 | 1219431 | SIEMENS HEALTHCARE | LITHOSTAR MODULARIS | LITHOSTAR MODULARIS | LITHOTRIPTERS/ EXTRACORPOREAL/ SPARK-GAP |  | 437489 | 2605 | 2011-09-15 | 2012-03-15 | 15000 | OPERATING ROOM | 2007-11-21 | USD | 0.1 | Active | UNIVERSITY NEW MEXICO HOSPITAL
0000062592 | 1219427 | CAREFUSION ALARIS | 2180CX01EE | 2180CX01EE | THERMOMETERS/ ELECTRONIC/ THERMISTOR/ THERMOCOUPLE/ |  | 455403 | 12663653 |  | 2017-06-15 | 71030 | HEART STATION | 2007-11-21 | USD | 225 | Active | UNIVERSITY NEW MEXICO HOSPITAL
0000062591 | 1219426 | CAREFUSION ALARIS | 2180CX01EE | 2180CX01EE | THERMOMETERS/ ELECTRONIC/ THERMISTOR/ THERMOCOUPLE/ |  | 455403 | 12663851 |  | 2017-06-15 | 21015 | ED-NORTH | 2007-11-21 | USD | 225 | Active | UNIVERSITY NEW MEXICO HOSPITAL
0000062587 | 1219425 | EXERGEN CORP | TAT-5000 | TAT-5000 | THERMOMETERS/ ELECTRONIC/ INFRARED |  | EXCHANGE | 62770 |  | 2017-06-15 | 15510 | OSIS PACU | 2007-11-20 | USD | 0.01 | Active | UNIVERSITY NEW MEXICO HOSPITAL
0000062584 | 1219422 | SUN MEDICAL INC | MICRO STIM PLUS | MICRO STIM PLUS | STIMULATORS/ ELECTRICAL/ NEUROMUSCULAR |  | FOUND | EF050764 | 2007-11-19 | 2017-06-15 | 15055 | ANESTHESIA | 2007-11-19 | USD | 1 | Active | UNIVERSITY NEW MEXICO HOSPITAL
0000062585 | 1219423 | SUN MEDICAL INC | MICRO STIM PLUS | MICRO STIM PLUS | STIMULATORS/ ELECTRICAL/ NEUROMUSCULAR |  | FOUND | EF060128 | 2007-11-19 | 2017-06-15 | 15065 | PRE-ANESTHESIA CLINIC | 2007-11-19 | USD | 1 | Active | UNIVERSITY NEW MEXICO HOSPITAL
0000041490 | 1216115 | SUN MEDICAL INC | MICRO STIM PLUS | MICRO STIM PLUS | STIMULATORS/ ELECTRICAL/ NEUROMUSCULAR |  | FOUND | EG10123 | 2011-01-27 | 2017-06-15 | 15055 | ANESTHESIA | 2007-11-19 | USD | 1 | Active | UNIVERSITY NEW MEXICO HOSPITAL
0000062588 | 1077941 | EXERGEN CORP | TAT-5000 | TAT-5000 | THERMOMETERS/ ELECTRONIC/ INFRARED |  | EXCHANGE | 83820 |  | 2017-06-15 | 15510 | OSIS PACU | 2007-11-19 | USD | 0.01 | Active | UNIVERSITY NEW MEXICO HOSPITAL
0000062564 | 1219413 | EXERGEN CORP | TAT-5000 | TAT-5000 | THERMOMETERS/ ELECTRONIC/ INFRARED |  | 455688 | A 82804 |  | 2017-06-15 | 12220 | MED/SURG SUBACUTE (4-E) | 2007-11-19 | USD | 308 | Active | UNIVERSITY NEW MEXICO HOSPITAL
0000062563 | 1219412 | EXERGEN CORP | TAT-5000 | TAT-5000 | THERMOMETERS/ ELECTRONIC/ INFRARED |  | 455688 | A 81605 |  | 2017-06-15 | 12220 | MED/SURG SUBACUTE (4-E) | 2007-11-19 | USD | 308 | Active | UNIVERSITY NEW MEXICO HOSPITAL
0000062565 | 1142671 | AMVEX CORP | VR-PIUD-CMA | VR-PIUD-CMA | REGULATORS/ SUCTION |  | FOUND | VRA05192BG |  | 2017-06-15 | 12000 | LABOR AND DELIVERY | 2007-11-19 | USD | 0.01 | Active | UNIVERSITY NEW MEXICO HOSPITAL
0000062471 | 1219383 | CANDELA CORP | GENTLE YAG | GENTLE YAG | LASERS/ ND:YAG |  | 454101 | 9914-0950-2050 | 2017-06-19 | 2017-12-15 | 34655 | DERMATOLOGY CLINIC 1021 MED | 2007-11-16 | USD | 92900 | Active | UNIVERSITY NEW MEXICO HOSPITAL
0000029550 | 1214766 | MINDRAY | PASSPORT XG | PASSPORT XG | MONITORS/ BEDSIDE/ BLOOD PRESSURE |  | FOUND | PG9689-A8 | 2017-07-13 | 2018-07-15 | 30065 | PARA LOS NINOS CLINIC | 2007-11-13 | USD | 1 | Active | UNIVERSITY NEW MEXICO HOSPITAL
0000062555 | 1219411 | INTEGRA | NL950-100P | VENTRIX | MONITORS/ BEDSIDE/ INTRACRANIAL PRESSURE |  | 455574 | 3352 | 2016-04-30 | 2017-04-15 | 12460 | PEDIATRIC ICU | 2007-11-09 | USD | 0.01 | Active | UNIVERSITY NEW MEXICO HOSPITAL
0000062554 | 1219410 | INTEGRA | NL950-100P | VENTRIX | MONITORS/ BEDSIDE/ INTRACRANIAL PRESSURE |  | 455574 | 3225 | 2016-04-30 | 2017-04-15 | 12460 | PEDIATRIC ICU | 2007-11-09 | USD | 0.01 | Active | UNIVERSITY NEW MEXICO HOSPITAL
0000062559 | 1004961 | SHERWOOD MEDICAL | FIRSTTEMP GENIUS | 3000A | THERMOMETERS/ ELECTRONIC/ INFRARED/ EAR |  | REPLACN60986 | J0534963 |  | 2017-06-15 | 21015 | ED-NORTH | 2007-11-09 | USD | 0.01 | Active | UNIVERSITY NEW MEXICO HOSPITAL
0000062541 | 1084269 | THE KENDALL CO | FIRSTEMP GENIUS 3000A | FIRSTEMP GENIUS 3000A | THERMOMETERS/ ELECTRONIC/ INFRARED/ EAR |  | REPLACN62541 | J0541433 |  | 2017-06-15 | 34150 | PEDIATRICS CLINIC | 2007-11-08 | USD | 75 | Active | UNIVERSITY NEW MEXICO HOSPITAL
0000062542 | 1219404 | GE HEALTHCARE | PRO 300 V2 | PRO 300 V2 | MONITORING SYSTEMS/ PHYSIOLOGIC |  | 451904 | AAX07300118SA | 2017-01-16 | 2018-01-15 | 75025 | RADIOLOGY - INTERVENTIONAL RAD | 2007-11-08 | USD | 4096.41 | Active | UNIVERSITY NEW MEXICO HOSPITAL
0000062539 | 1144340 | CRITIKON (GE) | DINAMAP | DINAMAP | MONITORING SYSTEMS/ PHYSIOLOGIC |  | 452386 | AAX07190087SA | 2016-12-19 | 2017-12-15 | 34520 | ORTHOPEDICS CLINIC | 2007-11-05 | USD | 2939.22 | Active | UNIVERSITY NEW MEXICO HOSPITAL
0000062540 | 1142721 | GE HEALTHCARE | PRO200 | PRO200 | MONITORS/ PHYSIOLOGIC/ VITAL SIGNS |  | 452386 | AAX07310075SA | 2016-12-01 | 2017-12-15 | 34530 | ORTHOPAEDICS FACULTY CLINIC | 2007-11-05 | USD | 2939.22 | Active | UNIVERSITY NEW MEXICO HOSPITAL
0000062504 | 1142607 | SONOSITE INC | TITAN | 531907 | SCANNING SYSTEMS/ ULTRASONIC/ PORTABLE |  | 453256 | 0399VG | 2011-10-10 | 2012-04-15 | 12430 | GENERAL PEDIATRICS UNIT | 2007-11-02 | USD | 35545 | Active | UNIVERSITY NEW MEXICO HOSPITAL
0000062538 | 1219403 | B BRAUN MEDICAL INC | THERMOSCAN (6014) | THERMOSCAN (6014) | THERMOMETERS/ ELECTRONIC/ INFRARED/ EAR |  | 444443 | 11108781473 |  | 2017-06-15 | 15060 | ANESTHESIA - BBRP | 2007-11-02 | USD | 0.01 | Active | UNIVERSITY NEW MEXICO HOSPITAL
0000062537 | 1141373 | WELCH ALLYN INC | 450T0 | SPOT VITAL SIGNS LXI | MONITORING SYSTEMS/ PHYSIOLOGIC |  | 444443 | 20070502108 | 2016-10-13 | 2017-10-15 | 15045 | PACU - BBRP | 2007-11-02 | USD | 2680.87 | Active | UNIVERSITY NEW MEXICO HOSPITAL
0000068748 | 556057 | PHILIPS HEALTHCARE | BV Pulsera, Mobile X-Ray unit | 718094 | RADIOGRAPHIC/FLUOROSCOPIC UNITS/ MOBILE |  | ADDED | 1631 | 2011-09-15 | 2012-03-15 | 34340 | PAIN CLINIC | 2007-11-01 | USD | 0.01 | Active | UNIVERSITY NEW MEXICO HOSPITAL
0000067181 | 1003937 | HEALTHCARE SERVICE AND SUPPLY | ALP 501 | 501 | COMPRESSION UNITS/ INTERMITTENT |  | FOUND | 7743 | 2013-06-14 | 2014-06-15 | 15040 | PACU (RECOVERY ROOM 1) | 2007-11-01 | USD | 0.01 | Active | UNIVERSITY NEW MEXICO HOSPITAL
0000060744 | 1004122 | GE HEALTHCARE | SOLAR 8000I | SOLAR 8000I | MONITORING SYSTEMS/ PHYSIOLOGIC |  | 428875 | SBL06436145GA | 2016-10-21 | 2017-10-15 | 15060 | ANESTHESIA - BBRP | 2007-11-01 | USD | 11006.83 | Active | UNIVERSITY NEW MEXICO HOSPITAL
0000058718 | 1004185 | GE HEALTHCARE | DASH 4000 | DASH 4000 | MONITORING SYSTEMS/ PHYSIOLOGIC |  | 428875 | SBG06462465GA | 2016-10-12 | 2017-10-15 | 15045 | PACU - BBRP | 2007-11-01 | USD | 10134.86 | Active | UNIVERSITY NEW MEXICO HOSPITAL
0000062451 | 1004709 | MARCO OPHTHALMIC INC | ULTRA | ULTRA | SLIT LAMPS |  | 451113 | A25236 | 2016-07-29 | 2017-07-15 | 21035 | URGENT CARE CENTER | 2007-11-01 | USD | 2500 | Active | UNIVERSITY NEW MEXICO HOSPITAL
0000062535 | 1219402 | DELL COMPUTER CORP. | Precision 390 | Precision 390 | COMPUTERS |  | 443437 | 7RMDWC1 |  | 2017-06-15 | 78010 | NEURODIAGNOSTICS LAB | 2007-11-01 | USD | 1 | Active | UNIVERSITY NEW MEXICO HOSPITAL
0000064880 | 1003101 | RADIOMETER AMERICA INC | TCM4 | TCM4 | MONITORS/ BEDSIDE/ BLOOD GAS/ TRANSCUTANEOUS |  | 468210 | 391-878R0048N006 | 2017-02-01 | 2018-02-15 | 34015 | SLEEP DISORDERS CENTER 1101-2 | 2007-11-01 | USD | 14520 | Active | UNIVERSITY NEW MEXICO HOSPITAL
0000062534 | 1219401 | DELL COMPUTER CORP. | Precision 390 | Precision 390 | COMPUTERS |  | 443437 | J0QDWC1 |  | 2017-06-15 | 78010 | NEURODIAGNOSTICS LAB | 2007-11-01 | USD | 1 | Active | UNIVERSITY NEW MEXICO HOSPITAL
0000064867 | 1003100 | RADIOMETER AMERICA INC | TCM4 | TCM4 | MONITORS/ BEDSIDE/ BLOOD GAS/ TRANSCUTANEOUS |  | 468210 | 391-878R0048N007 | 2017-02-01 | 2018-02-15 | 34015 | SLEEP DISORDERS CENTER 1101-2 | 2007-11-01 | USD | 14520 | Active | UNIVERSITY NEW MEXICO HOSPITAL
0000064866 | 1003099 | RADIOMETER AMERICA INC | TCM4 | TCM4 | MONITORS/ BEDSIDE/ BLOOD GAS/ TRANSCUTANEOUS |  | 468210 | 391-878BR0061N012 | 2017-02-09 | 2018-02-15 | 34015 | SLEEP DISORDERS CENTER 1101-2 | 2007-11-01 | USD | 14218 | Active | UNIVERSITY NEW MEXICO HOSPITAL
0000064865 | 1003098 | RADIOMETER AMERICA INC | TCM4 | TCM4 | MONITORS/ BEDSIDE/ BLOOD GAS/ TRANSCUTANEOUS |  | 468210 | 391-878BR0061N010 | 2017-02-01 | 2018-02-15 | 34015 | SLEEP DISORDERS CENTER 1101-2 | 2007-11-01 | USD | 14218 | Active | UNIVERSITY NEW MEXICO HOSPITAL
0000058060 | 1140399 | RADIOMETER AMERICA INC | TCM4 | TCM4 | MONITORS/ BEDSIDE/ BLOOD GAS/ TRANSCUTANEOUS | 454912 | 454912 | 391-878R0002N005 | 2017-02-01 | 2018-02-15 | 34015 | SLEEP DISORDERS CENTER 1101-2 | 2007-11-01 | USD | 13469.73 | Active | UNIVERSITY NEW MEXICO HOSPITAL
0000052043 | 1140400 | RADIOMETER AMERICA INC | TCM4 | TCM4 | MONITORS/ BEDSIDE/ BLOOD GAS/ TRANSCUTANEOUS |  | 454912 | 391-878R0041N001 | 2017-02-09 | 2018-02-15 | 34015 | SLEEP DISORDERS CENTER 1101-2 | 2007-11-01 | USD | 13468.73 | Active | UNIVERSITY NEW MEXICO HOSPITAL
0000067065 | 1140218 | GN OTOMETRICS NORTH AMERICA INC | OTO FLEX 100 | OTO FLEX 100 | ANALYZERS/ PHYSIOLOGIC/ MIDDLE EAR |  | FOUND | 279181 | 2016-11-01 | 2017-11-15 | 32040 | NE HEIGHTS CLINIC | 2007-11-01 | USD | 1 | Active | UNIVERSITY NEW MEXICO HOSPITAL
0000062531 | 1219400 | LMA NORTH AMERICA INC | 161001 | LMA / C TRACH | AIRWAYS/ OROPHARYNGEAL |  | 453683 | FMV006121705 |  | 2017-06-15 | 15055 | ANESTHESIA | 2007-10-30 | USD | 8195 | Active | UNIVERSITY NEW MEXICO HOSPITAL
0000062521 | 1219398 | SHERWOOD MEDICAL | FIRSTTEMP GENIUS | 3000A | THERMOMETERS/ ELECTRONIC/ INFRARED/ EAR |  | REPL21507 | j0626427 |  | 2017-06-15 | 34230 | SURGICAL SPECIALTIES | 2007-10-29 | USD | 75 | Active | UNIVERSITY NEW MEXICO HOSPITAL
0000062519 | 1219397 | SHERWOOD MEDICAL | FIRSTTEMP GENIUS | 3000A | THERMOMETERS/ ELECTRONIC/ INFRARED/ EAR |  | REPL52682 | J0518902 |  | 2017-06-15 | 12110 | NEUROSCIENCE ICU | 2007-10-29 | USD | 75 | Active | UNIVERSITY NEW MEXICO HOSPITAL
0000062479 | 1219385 | PRECISION MEDICAL INC | PM3100 | PM3100 | REGULATORS/ SUCTION |  | FOUND | 063009 | 2007-10-26 | 2017-06-15 | 12480 | CTH REHAB-ORTHO UNIT | 2007-10-26 | USD | 0.01 | Active | UNIVERSITY NEW MEXICO HOSPITAL
0000062477 | 1219384 | PRECISION MEDICAL INC | PM3100 | PM3100 | REGULATORS/ SUCTION |  | FOUND | 023007 | 2007-10-26 | 2017-06-15 | 12480 | CTH REHAB-ORTHO UNIT | 2007-10-26 | USD | 0.01 | Active | UNIVERSITY NEW MEXICO HOSPITAL
0000062514 | 1141079 | FULL VISION INC | TRACKMASTER TMX425 | TRACKMASTER TMX425 | TREADMILLS |  | 451092 | FV-5998 | 2016-09-06 | 2017-09-15 | 71520 | PULMONARY DIAGNOSTICS | 2007-10-25 | USD | 1 | Active | UNIVERSITY NEW MEXICO HOSPITAL
0000055938 | 1096076 | ZOLL MEDICAL CORP | AED PRO | AED PRO | DEFIBRILLATORS/ EXTERNAL/ AUTOMATED |  | 370597 | AA05E000765 | 2017-04-26 | 2017-10-15 | 34315 | CLINICAL NEUROSCIENCE CENTER | 2007-10-24 | USD | 1 | Active | UNIVERSITY NEW MEXICO HOSPITAL
0000055950 | 1140657 | ELMED INC | BC50 | BC50 | ELECTROSURGICAL UNITS/ BIPOLAR |  | FOUND | 2010606 | 2017-04-12 | 2017-10-15 | 32040 | NE HEIGHTS CLINIC | 2007-10-24 | USD | 0.01 | Active | UNIVERSITY NEW MEXICO HOSPITAL
0000062501 | 1422406 | SUMMIT DOPPLER SYSTEMS INC | LIFEDOP L250R | LIFEDOP L250R | BLOOD-FLOW DETECTORS/ ULTRASONIC |  | 451376 | LH003260 |  | 2017-06-15 | 21015 | ED-NORTH | 2007-10-23 | USD | 695 | Active | UNIVERSITY NEW MEXICO HOSPITAL
0000062500 | 1422280 | SUMMIT DOPPLER SYSTEMS INC | LIFEDOP L250R | LIFEDOP L250R | BLOOD-FLOW DETECTORS/ ULTRASONIC |  | 451376 | LH003288 |  | 2017-06-15 | 21015 | ED-NORTH | 2007-10-23 | USD | 695 | Active | UNIVERSITY NEW MEXICO HOSPITAL
0000062499 | 1219390 | SUMMIT DOPPLER SYSTEMS INC | LIFEDOP L250R | LIFEDOP L250R | BLOOD-FLOW DETECTORS/ ULTRASONIC |  | 451376 | LH003293 |  | 2017-06-15 | 21015 | ED-NORTH | 2007-10-23 | USD | 695 | Active | UNIVERSITY NEW MEXICO HOSPITAL
0000062506 | 1219394 | DELL INC | LATITUDE D620 | LATITUDE D620 | COMPUTERS |  | 450536 | 4VQ75D1 |  | 2017-06-15 | 78010 | NEURODIAGNOSTICS LAB | 2007-10-23 | USD | 1306 | Active | UNIVERSITY NEW MEXICO HOSPITAL
0000062503 | 1219393 | DELL INC | LATITUDE D620 | LATITUDE D620 | COMPUTERS |  | 450536 | B6M75D1 |  | 2017-06-15 | 78010 | NEURODIAGNOSTICS LAB | 2007-10-23 | USD | 1306 | Active | UNIVERSITY NEW MEXICO HOSPITAL
0000062505 | 1142298 | CADWELL LABORATORIES INC | ELITE | ELITE | ELECTROMYOGRAPHS |  | 450536 | 0707CX200064 | 2016-09-22 | 2017-09-15 | 78010 | NEURODIAGNOSTICS LAB | 2007-10-23 | USD | 48860.5 | Active | UNIVERSITY NEW MEXICO HOSPITAL
0000062502 | 1142297 | CADWELL LABORATORIES INC | ELITE | ELITE | ELECTROMYOGRAPHS |  | 450536 | 0708CX200079 | 2016-09-21 | 2017-09-15 | 78010 | NEURODIAGNOSTICS LAB | 2007-10-23 | USD | 48860.5 | Active | UNIVERSITY NEW MEXICO HOSPITAL
0000062489 | 1004915 | SSCOR INC | REF 2314 | REF 2314 | ASPIRATORS/ EMERGENCY |  | 451579 | M10758 | 2017-01-01 | 2018-01-15 | 75025 | RADIOLOGY - INTERVENTIONAL RAD | 2007-10-16 | USD | 933.21 | Active | UNIVERSITY NEW MEXICO HOSPITAL
0000060896 | 1084338 | GE HEALTHCARE | TRAM (451N) | TRAM (451N) | MODULES/ MULTIPARAMETERS |  | FOUND | RT106034451GA |  | 2017-06-15 | 71030 | HEART STATION | 2007-10-16 | USD | 1 | Active | UNIVERSITY NEW MEXICO HOSPITAL
| 385438 | FLUKE BIOMEDICAL CORP | 87 V | 87 V | DIGITAL MULTIMETERS |  | 3752153 | 94670295 | 2017-03-22 | 2018-03-15 | 95700 | CLINICAL ENGINEERING | 2007-10-15 | USD | 0.01 | Active | UNIVERSITY NEW MEXICO HOSPITAL
| 385439 | DYNATECH NEVEDA INC | 454A | 454A | TESTERS/ ELECTROSURGICAL UNIT |  | N/A | 9518020 | 2017-03-22 | 2016-03-15 | 95700 | CLINICAL ENGINEERING | 2007-10-15 | USD | 410.5 | Active | UNIVERSITY NEW MEXICO HOSPITAL
| 385437 | DYNATECH NEVEDA INC | 454A | 454A | TESTERS/ ELECTROSURGICAL UNIT |  | N/A | 9512039 | 2017-03-22 | 2017-03-15 | 95700 | CLINICAL ENGINEERING | 2007-10-15 | USD | 410.5 | Active | UNIVERSITY NEW MEXICO HOSPITAL
0000015961 | 1085384 | PARKS MEDICAL ELECTRONICS INC | 811 | 811 | BLOOD-FLOW DETECTORS/ ULTRASONIC |  | FOUND | N/A |  | 2017-06-15 | 12240 | GENERAL SURGERY (6-S) | 2007-10-11 | USD | 0.01 | Active | UNIVERSITY NEW MEXICO HOSPITAL
0000062458 | 1004252 | GE HEALTHCARE | SOLAR 8000I | SOLAR 8000I | MONITORING SYSTEMS/ PHYSIOLOGIC |  | 428875 | SBL06436128GA | 2016-10-14 | 2017-10-15 | 15060 | ANESTHESIA - BBRP | 2007-10-11 | USD | 11006.83 | Active | UNIVERSITY NEW MEXICO HOSPITAL
0000062457 | 1439983 | GE HEALTHCARE | TRAM (451N) | TRAM (451N) | MODULES/ MULTIPARAMETERS |  | 428875 | SBB06432647GA |  | 2017-06-15 | 15060 | ANESTHESIA - BBRP | 2007-10-11 | USD | 6435 | Active | UNIVERSITY NEW MEXICO HOSPITAL
0000062456 | 1004246 | GE HEALTHCARE | TRAM RAC4A | TRAM RAC4A | MONITORING SYSTEMS/ PHYSIOLOGIC |  | BBRP | RST06488797GA |  | 2017-06-15 | 15060 | ANESTHESIA - BBRP | 2007-10-11 | USD | 1801.14 | Active | UNIVERSITY NEW MEXICO HOSPITAL
0000062466 | 1141252 | ERBE USA INC | ICC 200 | ICC 200 | ELECTROSURGICAL UNITS/ MONOPOLAR/ BIPOLAR |  | H453274 | E-1897 | 2017-04-01 | 2017-10-15 | 70020 | ENDOSCOPY CENTER | 2007-10-11 | USD | 9000 | Active | UNIVERSITY NEW MEXICO HOSPITAL
0000062488 | 1219386 | BOSTON SCIENTIFIC CORP | 82-3190 | BSC | POWER SUPPLIES |  | FOUND | 21285 |  | 2017-06-15 | 75025 | RADIOLOGY - INTERVENTIONAL RAD | 2007-10-10 | USD | 0.01 | Active | UNIVERSITY NEW MEXICO HOSPITAL
0000055008 | 1141662 | CHATTANOOGA GROUP DIV ENCORE MEDICAL CORP | 2802 | 2802 | HYDROCOLLATORS |  | FOUND | 25418 | 2017-01-18 | 2018-01-15 | 76010 | REHABILITATION SERVICES | 2007-10-05 | USD | 0.01 | Reactivated | UNIVERSITY NEW MEXICO HOSPITAL
0000062449 | 1219381 | MIDMARK CORP | 604-001 |  | TABLES/ EXAMINATION/TREATMENT |  | 451933 | V487747 |  | 2017-06-15 | 71010 | PEDIATRIC CARDIOLOGY | 2007-10-03 | USD | 1228.51 | Active | UNIVERSITY NEW MEXICO HOSPITAL
0000064240 | 1141374 | SCALE-TRONIX INC | 4802 | 4802 | SCALES/ INFANT |  | BBRP | 4802-15872 | 2016-10-13 | 2017-10-15 | 15045 | PACU - BBRP | 2007-10-01 | USD | 0.1 | Active | UNIVERSITY NEW MEXICO HOSPITAL
0000058719 | 1004182 | GE HEALTHCARE | DASH 4000 | DASH 4000 | MONITORING SYSTEMS/ PHYSIOLOGIC |  | 428875 | SBG06441187GA | 2016-10-12 | 2017-10-15 | 15045 | PACU - BBRP | 2007-10-01 | USD | 10134.86 | Active | UNIVERSITY NEW MEXICO HOSPITAL
0000067512 | 1140827 | PRECISION MEDICAL INC | PM60 | PM60 | ASPIRATORS |  | BBRP | 55401 | 2016-10-26 | 2017-10-15 | 15005 | OPERATING ROOM - BBRP | 2007-10-01 | USD | 0.1 | Active | UNIVERSITY NEW MEXICO HOSPITAL
0000058717 | 1004189 | GE HEALTHCARE | DASH 4000 | DASH 4000 | MONITORING SYSTEMS/ PHYSIOLOGIC |  | 428875 | SBG06441177GA | 2016-10-13 | 2017-10-15 | 15045 | PACU - BBRP | 2007-10-01 | USD | 10134.86 | Active | UNIVERSITY NEW MEXICO HOSPITAL
0000060741 | 1004264 | GE HEALTHCARE | SOLAR 8000I | SOLAR 8000I | MONITORING SYSTEMS/ PHYSIOLOGIC |  | 428875 | SBL06436146GA | 2016-10-17 | 2017-10-15 | 15060 | ANESTHESIA - BBRP | 2007-10-01 | USD | 11006.83 | Active | UNIVERSITY NEW MEXICO HOSPITAL
0000058716 | 1004258 | GE HEALTHCARE | DASH 4000 | DASH 4000 | MONITORING SYSTEMS/ PHYSIOLOGIC |  | 428875 | SBG06441183GA | 2016-10-12 | 2017-10-15 | 15045 | PACU - BBRP | 2007-10-01 | USD | 10134.86 | Active | UNIVERSITY NEW MEXICO HOSPITAL
0000060826 | 1004216 | GE HEALTHCARE | SOLAR 8000I | SOLAR 8000I | MONITORING SYSTEMS/ PHYSIOLOGIC |  | 428875 | SBL06436143GA | 2016-10-21 | 2017-10-15 | 15060 | ANESTHESIA - BBRP | 2007-10-01 | USD | 11006.83 | Active | UNIVERSITY NEW MEXICO HOSPITAL
0000058715 | 1004193 | GE HEALTHCARE | DASH 4000 | DASH 4000 | MONITORING SYSTEMS/ PHYSIOLOGIC |  | 428875 | SBG06462664GA | 2016-10-12 | 2017-10-15 | 15045 | PACU - BBRP | 2007-10-01 | USD | 10134.86 | Active | UNIVERSITY NEW MEXICO HOSPITAL
0000062199 | 1004263 | SMITH & NEPHEW INC | VULCAN | VULCAN | ELECTROSURGICAL UNITS |  | BBRP | ZL0273 | 2016-10-18 | 2017-10-15 | 15005 | OPERATING ROOM - BBRP | 2007-10-01 | USD | 0.1 | Active | UNIVERSITY NEW MEXICO HOSPITAL
0000058714 | 1004255 | GE HEALTHCARE | DASH 4000 | DASH 4000 | MONITORING SYSTEMS/ PHYSIOLOGIC |  | 428875 | SBG06441182GA | 2016-10-13 | 2017-10-15 | 15045 | PACU - BBRP | 2007-10-01 | USD | 10134.86 | Active | UNIVERSITY NEW MEXICO HOSPITAL
0000060800 | 1004173 | GETINGE USA INC | 5624 | 5624 | WARMING UNITS/ MULTIPURPOSE |  | BBRP | L064122 | 2016-10-12 | 2017-10-15 | 15045 | PACU - BBRP | 2007-10-01 | USD | 0.1 | Active | UNIVERSITY NEW MEXICO HOSPITAL
0000058713 | 1004232 | GE HEALTHCARE | DASH 4000 | DASH 4000 | MONITORING SYSTEMS/ PHYSIOLOGIC |  | 428875 | SBG06441172GA | 2016-10-01 | 2017-10-15 | 15045 | PACU - BBRP | 2007-10-01 | USD | 10134.86 | Active | UNIVERSITY NEW MEXICO HOSPITAL
0000060754 | 1003463 | GETINGE USA INC | 5624 | 5624 | WARMING UNITS/ MULTIPURPOSE |  | 428457 | J064084 | 2016-10-12 | 2017-10-15 | 15005 | OPERATING ROOM - BBRP | 2007-10-01 | USD | 0.1 | Active | UNIVERSITY NEW MEXICO HOSPITAL
0000058712 | 1004164 | GE HEALTHCARE | DASH 4000 | DASH 4000 | MONITORING SYSTEMS/ PHYSIOLOGIC |  | 428875 | SBG06441178GA | 2016-10-13 | 2017-10-15 | 15045 | PACU - BBRP | 2007-10-01 | USD | 10134.86 | Active | UNIVERSITY NEW MEXICO HOSPITAL
0000060751 | 1003495 | GETINGE USA INC | 5624 | 5624 | WARMING UNITS/ MULTIPURPOSE |  | 428457 | L064123 | 2016-10-11 | 2017-10-15 | 15005 | OPERATING ROOM - BBRP | 2007-10-01 | USD | 0.1 | Active | UNIVERSITY NEW MEXICO HOSPITAL
0000058711 | 1004166 | GE HEALTHCARE | DASH 4000 | DASH 4000 | MONITORING SYSTEMS/ PHYSIOLOGIC |  | 428875 | SBG06462454GA | 2016-10-12 | 2017-10-15 | 15045 | PACU - BBRP | 2007-10-01 | USD | 10134.86 | Active | UNIVERSITY NEW MEXICO HOSPITAL
0000060935 | 1003478 | GETINGE USA INC | 5624 | 5624 | WARMING UNITS/ MULTIPURPOSE |  | 428457 | J064083 | 2016-10-12 | 2017-10-15 | 15005 | OPERATING ROOM - BBRP | 2007-10-01 | USD | 0.1 | Active | UNIVERSITY NEW MEXICO HOSPITAL
0000058710 | 1004171 | GE HEALTHCARE | DASH 4000 | DASH 4000 | MONITORING SYSTEMS/ PHYSIOLOGIC |  | 428875 | SBG06462319GA | 2016-10-12 | 2017-10-15 | 15045 | PACU - BBRP | 2007-10-01 | USD | 10134.87 | Active | UNIVERSITY NEW MEXICO HOSPITAL
0000062437 | 1219380 | MYRON COMPANY | 6P | 6P | DOPPLERS/ SURGICAL |  | 6000014667 | 62437 | 2016-09-22 | 2017-09-15 | 72040 | I/P HEMODIALYSIS | 2007-10-01 | USD | 512 | Active | UNIVERSITY NEW MEXICO HOSPITAL
0000058709 | 1004174 | GE HEALTHCARE | DASH 4000 | DASH 4000 | MONITORING SYSTEMS/ PHYSIOLOGIC |  | 428875 | SBG06462659GA | 2016-10-12 | 2017-10-15 | 15045 | PACU - BBRP | 2007-10-01 | USD | 10134.87 | Active | UNIVERSITY NEW MEXICO HOSPITAL
0000060858 | 1004170 | GE HEALTHCARE | DASH 3000 | DASH 3000 | MONITORING SYSTEMS/ PHYSIOLOGIC |  | 428875 | SBG06472769GA | 2016-10-11 | 2017-10-15 | 15060 | ANESTHESIA - BBRP | 2007-10-01 | USD | 5020.62 | Active | UNIVERSITY NEW MEXICO HOSPITAL
0000058708 | 1004176 | GE HEALTHCARE | DASH 4000 | DASH 4000 | MONITORING SYSTEMS/ PHYSIOLOGIC |  | 428875 | SBG06441179GA | 2016-10-14 | 2017-10-15 | 15045 | PACU - BBRP | 2007-10-01 | USD | 10134.87 | Active | UNIVERSITY NEW MEXICO HOSPITAL
0000060860 | 1004136 | GE HEALTHCARE | TRANSPORT PRO | TRANSPORT PRO | MONITORS/ PATIENT TRANSPORT |  | 428875 | SCS06440439GA | 2016-10-13 | 2017-10-15 | 15060 | ANESTHESIA - BBRP | 2007-10-01 | USD | 5775 | Active | UNIVERSITY NEW MEXICO HOSPITAL
0000058707 | 1004179 | GE HEALTHCARE | DASH 4000 | DASH 4000 | MONITORING SYSTEMS/ PHYSIOLOGIC |  | 428875 | SBG06462560 | 2016-10-12 | 2017-10-15 | 15045 | PACU - BBRP | 2007-10-01 | USD | 10134.87 | Active | UNIVERSITY NEW MEXICO HOSPITAL
0000060730 | 1141390 | OSI SYSTEMS INC | 5803 | 5803 | TABLES/ EXAMINATION/TREATMENT/ORTHOPEDIC/TRACTION |  | BBRP | 5053 | 2016-10-14 | 2017-10-15 | 15005 | OPERATING ROOM - BBRP | 2007-10-01 | USD | 0.1 | Active | UNIVERSITY NEW MEXICO HOSPITAL
0000055854 | 1004228 | CINCINNATI SUB-ZERO PRODUCTS INC | BLANKETROL II | 222S | WARMING UNITS/ PATIENT/ CIRCULATING-FLUID |  | BBRP | 072-18759 | 2017-07-07 | 2017-10-15 | 15005 | OPERATING ROOM - BBRP | 2007-10-01 | USD | 0.1 | Active | UNIVERSITY NEW MEXICO HOSPITAL
0000060633 | 1004223 | STRYKER CORP | CORE CONSOLE | 5400-050-000 | CONTROLLERS |  | BBRP | 0635301293 | 2012-10-19 | 2012-10-15 | 15005 | OPERATING ROOM - BBRP | 2007-10-01 | USD | 0.1 | Active | UNIVERSITY NEW MEXICO HOSPITAL
0000062453 | 1141547 | BAXA CORP | MICROFUSE | MICROFUSE | INFUSION PUMPS/ SYRINGE |  | FOUND | 01581 | 2017-01-01 | 2018-01-15 | 71030 | HEART STATION | 2007-09-26 | USD | 0.01 | Active | UNIVERSITY NEW MEXICO HOSPITAL
0000062452 | 1219382 | HUNTLEIGH HEALTHCARE LTD | FD1+ | FD1+ | FETAL HEART DETECTORS |  | 448187 | FD1PX02 20541-07 |  | 2017-06-15 | 32025 | FAMILY PRACTICE CLINIC | 2007-09-20 | USD | 620 | Active | UNIVERSITY NEW MEXICO HOSPITAL
0000060895 | 1219197 | CRITIKON (GE) | DINAMAP | DINAMAP | MONITORING SYSTEMS/ PHYSIOLOGIC |  | 447244 | AAX07060009SA | 2017-05-01 | 2018-05-15 | 34510 | OSIS SPORTS MEDICINE | 2007-09-20 | USD | 2900 | Active | UNIVERSITY NEW MEXICO HOSPITAL
0000062432 | 1219378 | MEDTRONIC INC | FORCE TRIAD | FORCE TRIAD | ELECTROSURGICAL UNITS/ MONOPOLAR/ BIPOLAR |  | 450525 | T7H3752E | 2017-06-12 | 2018-06-15 | 15000 | OPERATING ROOM | 2007-09-18 | USD | 18987.08 | Reactivated | UNIVERSITY NEW MEXICO HOSPITAL
0000062431 | 1003624 | MEDTRONIC INC | FORCE TRIAD | FORCE TRIAD | ELECTROSURGICAL UNITS/ MONOPOLAR/ BIPOLAR |  | 450525 | T7H3751 | 2017-06-26 | 2018-06-15 | 15000 | OPERATING ROOM | 2007-09-18 | USD | 18987.08 | Active | UNIVERSITY NEW MEXICO HOSPITAL
0000062430 | 1004340 | MEDTRONIC INC | FORCE TRIAD | FORCE TRIAD | ELECTROSURGICAL UNITS/ MONOPOLAR/ BIPOLAR |  | 4505225 | T7H3774E | 2017-06-27 | 2018-06-15 | 15000 | OPERATING ROOM | 2007-09-18 | USD | 18987.08 | Active | UNIVERSITY NEW MEXICO HOSPITAL
0000062433 | 1003625 | MEDTRONIC INC | FORCE TRIAD | FORCE TRIAD | ELECTROSURGICAL UNITS/ MONOPOLAR/ BIPOLAR |  | 450525 | T7H3757E | 2017-06-20 | 2018-06-15 | 15000 | OPERATING ROOM | 2007-09-17 | USD | 18987.08 | Active | UNIVERSITY NEW MEXICO HOSPITAL
0000062429 | 1004357 | MEDTRONIC INC | FORCE TRIAD | FORCE TRIAD | ELECTROSURGICAL UNITS/ MONOPOLAR/ BIPOLAR |  | 450525 | T7H3750E | 2016-06-01 | 2017-06-15 | 15000 | OPERATING ROOM | 2007-09-17 | USD | 18987.08 | Active | UNIVERSITY NEW MEXICO HOSPITAL
0000062369 | 1140488 | VERATHON INC | BLADDERSCAN (BVI-3000) | BLADDERSCAN (BVI-3000) | SCANNING SYSTEMS/ULTRASONIC/DIAGNOSTIC (BIOMED) |  | 450221 | 07337943 | 2016-12-22 | 2017-12-15 | 12430 | GENERAL PEDIATRICS UNIT | 2007-09-17 | USD | 15974.95 | Active | UNIVERSITY NEW MEXICO HOSPITAL
0000041470 | 1096493 | HAMILTON CO | Vanguard | V6500 | CENTRIFUGES |  | FOUND | 98074 | 2015-08-07 | 2016-08-15 | 34310 | CLINICAL-MIND IMAGING CENTER | 2007-09-15 | USD | 0.01 | Active | UNIVERSITY NEW MEXICO HOSPITAL
0000062353 | 1003457 | OR SOLUTIONS INC | ORS-2066R | ORS-2066R | SURGICAL SLUSH UNITS |  | 449632 | 43607 | 2017-06-16 | 2018-06-15 | 15000 | OPERATING ROOM | 2007-09-12 | USD | 0.01 | Active | UNIVERSITY NEW MEXICO HOSPITAL
0000062364 | 1003620 | OR SOLUTIONS INC | ORS-2038D | ORS-2038D | WARMING UNITS |  | 449632 | 44188 | 2017-06-22 | 2018-06-15 | 15000 | OPERATING ROOM | 2007-09-12 | USD | 0.01 | Active | UNIVERSITY NEW MEXICO HOSPITAL
0000062425 | 1004819 | MEDTRONIC INC | FORCE FX-C | FORCE FX-C | ELECTROSURGICAL UNITS |  | 450525 | F7H55534A | 2017-06-30 | 2017-12-15 | 15000 | OPERATING ROOM | 2007-09-11 | USD | 7218.85 | Active | UNIVERSITY NEW MEXICO HOSPITAL
0000062424 | 1004816 | MEDTRONIC INC | FORCE FX-C | FORCE FX-C | ELECTROSURGICAL UNITS |  | 450525 | F7H55540A | 2017-06-07 | 2017-12-15 | 15000 | OPERATING ROOM | 2007-09-11 | USD | 7218.85 | Active | UNIVERSITY NEW MEXICO HOSPITAL
0000062423 | 1004009 | MEDTRONIC INC | FORCE FX-C | FORCE FX-C | ELECTROSURGICAL UNITS |  | 450525 | F7H5530A | 2017-06-16 | 2017-12-15 | 15000 | OPERATING ROOM | 2007-09-11 | USD | 7218.85 | Active | UNIVERSITY NEW MEXICO HOSPITAL
0000062422 | 1004331 | MEDTRONIC INC | FORCE FX-C | FORCE FX-C | ELECTROSURGICAL UNITS |  | 450525 | F7H5541A | 2017-06-06 | 2017-12-15 | 15000 | OPERATING ROOM | 2007-09-11 | USD | 7218.85 | Active | UNIVERSITY NEW MEXICO HOSPITAL
0000062421 | 1004358 | MEDTRONIC INC | FORCE FX-C | FORCE FX-C | ELECTROSURGICAL UNITS |  | 450525 | F7H55528A | 2017-06-09 | 2017-12-15 | 15000 | OPERATING ROOM | 2007-09-11 | USD | 7218.85 | Active | UNIVERSITY NEW MEXICO HOSPITAL
0000062420 | 1004402 | MEDTRONIC INC | FORCE FX-C | FORCE FX-C | ELECTROSURGICAL UNITS |  | 450525 | F755535A | 2017-06-07 | 2017-12-15 | 15000 | OPERATING ROOM | 2007-09-11 | USD | 7218.85 | Active | UNIVERSITY NEW MEXICO HOSPITAL
0000062419 | 1004433 | MEDTRONIC INC | FORCE FX-C | FORCE FX-C | ELECTROSURGICAL UNITS |  | 450525 | F7H55533A | 2017-06-07 | 2017-12-15 | 15000 | OPERATING ROOM | 2007-09-11 | USD | 7218.85 | Active | UNIVERSITY NEW MEXICO HOSPITAL
0000062418 | 1004006 | MEDTRONIC INC | FORCE FX-C | FORCE FX-C | ELECTROSURGICAL UNITS |  | 450525 | F7H55472A | 2017-06-16 | 2017-12-15 | 15000 | OPERATING ROOM | 2007-09-11 | USD | 7218.85 | Active | UNIVERSITY NEW MEXICO HOSPITAL
0000062417 | 1004389 | MEDTRONIC INC | FORCE FX-C | FORCE FX-C | ELECTROSURGICAL UNITS |  | 450525 | F7H55536A | 2017-06-16 | 2017-12-15 | 15000 | OPERATING ROOM | 2007-09-11 | USD | 7218.85 | Active | UNIVERSITY NEW MEXICO HOSPITAL
0000062416 | 1003824 | MEDTRONIC INC | FORCE FX-C | FORCE FX-C | ELECTROSURGICAL UNITS |  | 450525 | F7H55495A | 2017-06-12 | 2017-12-15 | 15000 | OPERATING ROOM | 2007-09-11 | USD | 7218.85 | Active | UNIVERSITY NEW MEXICO HOSPITAL
0000062414 | 1004025 | MEDTRONIC INC | FORCE FX-C | FORCE FX-C | ELECTROSURGICAL UNITS |  | 450525 | F7H55538A | 2017-06-26 | 2017-12-15 | 15000 | OPERATING ROOM | 2007-09-11 | USD | 7218.85 | Active | UNIVERSITY NEW MEXICO HOSPITAL
0000062413 | 1003605 | MEDTRONIC INC | FORCE FX-C | FORCE FX-C | ELECTROSURGICAL UNITS |  | 450525 | F7H55759A | 2017-06-30 | 2017-12-15 | 15000 | OPERATING ROOM | 2007-09-11 | USD | 7218.85 | Active | UNIVERSITY NEW MEXICO HOSPITAL
0000062412 | 1144184 | GE HEALTHCARE | TRAM-RAC 2 | TRAM-RAC 2 | RACKS/ MODULE |  | 446067 | RRD07141565GA |  | 2017-06-15 | 12455 | NEWBORN ICU | 2007-09-07 | USD | 4128 | Active | UNIVERSITY NEW MEXICO HOSPITAL
0000055183 | 1004836 | PHYSIO-CONTROL INC | LIFEPAK 12 | LIFEPAK 12 | DEFIBRILLATOR/ MONITOR/ PACEMAKERS |  | FOUND | 13029992 | 2017-06-14 | 2018-06-15 | 9325 | EMERGENCY MEDICINE (6) | 2007-09-07 | USD | 0.01 | Active | UNIVERSITY NEW MEXICO HOSPITAL
0000062411 | 1219377 | GE HEALTHCARE | TRAM-RAC 2 | TRAM-RAC 2 | RACKS/ MODULE |  | 446067 | RRD07151570GA |  | 2017-06-15 | 12455 | NEWBORN ICU | 2007-09-07 | USD | 4128 | Active | UNIVERSITY NEW MEXICO HOSPITAL
0000062442 | 1004251 | DRAEGER MEDICAL INC | APOLLO | 8606500-54 | ANESTHESIA UNITS |  | 450481 | ARYJ-0271 | 2017-04-13 | 2017-10-15 | 15060 | ANESTHESIA - BBRP | 2007-09-07 | USD | 72471 | Active | UNIVERSITY NEW MEXICO HOSPITAL
0000062410 | 1144180 | GE HEALTHCARE | TRAM-RAC 2 | TRAM-RAC 2 | RACKS/ MODULE |  | 446067 | RRD07121548GA |  | 2017-06-15 | 12455 | NEWBORN ICU | 2007-09-07 | USD | 4128 | Active | UNIVERSITY NEW MEXICO HOSPITAL
0000062409 | 1144158 | GE HEALTHCARE | TRAM-RAC 2 | TRAM-RAC 2 | RACKS/ MODULE |  | 446067 | RRD07151567GA |  | 2017-06-15 | 12415 | INTERMEDIATE CARE NURSERY | 2007-09-07 | USD | 4128 | Active | UNIVERSITY NEW MEXICO HOSPITAL
0000062408 | 1144256 | GE HEALTHCARE | TRAM-RAC 2 | TRAM-RAC 2 | RACKS/ MODULE |  | 446067 | RRD07121552GA |  | 2017-06-15 | 12455 | NEWBORN ICU | 2007-09-07 | USD | 4128 | Active | UNIVERSITY NEW MEXICO HOSPITAL
0000062407 | 1144930 | GE HEALTHCARE | TRAM-RAC 2 | TRAM-RAC 2 | RACKS/ MODULE |  | 446067 | RRD07151568GA |  | 2017-06-15 | 12455 | NEWBORN ICU | 2007-09-07 | USD | 4128 | Active | UNIVERSITY NEW MEXICO HOSPITAL
0000062406 | 1144249 | GE HEALTHCARE | TRAM-RAC 2 | TRAM-RAC 2 | RACKS/ MODULE |  | 446067 | RRD007141562GA |  | 2017-06-15 | 12415 | INTERMEDIATE CARE NURSERY | 2007-09-07 | USD | 4128 | Active | UNIVERSITY NEW MEXICO HOSPITAL
0000062405 | 1144924 | GE HEALTHCARE | TRAM-RAC 2 | TRAM-RAC 2 | RACKS/ MODULE |  | 446067 | RRD07091526GA |  | 2017-06-15 | 12455 | NEWBORN ICU | 2007-09-07 | USD | 4128 | Active | UNIVERSITY NEW MEXICO HOSPITAL
0000062404 | 1144164 | GE HEALTHCARE | TRAM-RAC 2 | TRAM-RAC 2 | RACKS/ MODULE |  | 446067 | RRD07141557GA |  | 2017-06-15 | 12415 | INTERMEDIATE CARE NURSERY | 2007-09-07 | USD | 4128 | Active | UNIVERSITY NEW MEXICO HOSPITAL
0000062403 | 1440106 | GE HEALTHCARE | TRAM-RAC 2 | TRAM-RAC 2 | RACKS/ MODULE |  | 446067 | RRD07141563GA |  | 2017-06-15 | 12415 | INTERMEDIATE CARE NURSERY | 2007-09-07 | USD | 4128 | Active | UNIVERSITY NEW MEXICO HOSPITAL
0000062402 | 1440109 | GE HEALTHCARE | TRAM-RAC 2 | TRAM-RAC 2 | RACKS/ MODULE |  | 446067 | RRD07121549GA |  | 2017-06-15 | 12415 | INTERMEDIATE CARE NURSERY | 2007-09-07 | USD | 4128 | Active | UNIVERSITY NEW MEXICO HOSPITAL
0000062401 | 1144173 | GE HEALTHCARE | TRAM-RAC 2 | TRAM-RAC 2 | RACKS/ MODULE |  | 446067 | RRD07051478GA |  | 2017-06-15 | 12415 | INTERMEDIATE CARE NURSERY | 2007-09-07 | USD | 4128 | Active | UNIVERSITY NEW MEXICO HOSPITAL
0000062400 | 1144910 | GE HEALTHCARE | TRAM-RAC 2 | TRAM-RAC 2 | RACKS/ MODULE |  | 446067 | RRD07141566GA |  | 2017-06-15 | 12455 | NEWBORN ICU | 2007-09-07 | USD | 4128 | Active | UNIVERSITY NEW MEXICO HOSPITAL
0000062399 | 1144168 | GE HEALTHCARE | TRAM-RAC 2 | TRAM-RAC 2 | RACKS/ MODULE |  | 446067 | RRD07141560GA |  | 2017-06-15 | 12415 | INTERMEDIATE CARE NURSERY | 2007-09-07 | USD | 4128 | Active | UNIVERSITY NEW MEXICO HOSPITAL
0000062344 | 1219365 | SSCOR INC | S-SCORT II | S-SCORT II | ASPIRATORS |  | found | 4264 | 2017-06-14 | 2018-06-15 | 9325 | EMERGENCY MEDICINE (6) | 2007-09-07 | USD | 0.01 | Reactivated | UNIVERSITY NEW MEXICO HOSPITAL
0000038971 | 1004838 | SSCOR INC | S-SCORT II | S-SCORT II | ASPIRATORS |  | found | 3860 | 2017-06-30 | 2018-06-15 | 9325 | EMERGENCY MEDICINE (6) | 2007-09-07 | USD | 0.01 | Active | UNIVERSITY NEW MEXICO HOSPITAL
0000062386 | 1440105 | GE HEALTHCARE | SOLAR 8000I | SOLAR 8000I | MONITORING SYSTEMS/ PHYSIOLOGIC |  | 446067 | SBL07189841GA | 2016-02-18 | 2017-02-15 | 12415 | INTERMEDIATE CARE NURSERY | 2007-09-07 | USD | 4128 | Active | UNIVERSITY NEW MEXICO HOSPITAL
0000062385 | 1440111 | GE HEALTHCARE | SOLAR 8000I | SOLAR 8000I | MONITORING SYSTEMS/ PHYSIOLOGIC |  | 446067 | SBL07189836GA | 2016-02-18 | 2017-02-15 | 12415 | INTERMEDIATE CARE NURSERY | 2007-09-07 | USD | 4128 | Active | UNIVERSITY NEW MEXICO HOSPITAL
0000062398 | 1144923 | GE HEALTHCARE | SOLAR 8000I | SOLAR 8000I | MONITORING SYSTEMS/ PHYSIOLOGIC |  | 446067 | SBL07189838GA | 2017-02-24 | 2018-02-15 | 12415 | INTERMEDIATE CARE NURSERY | 2007-09-07 | USD | 4128 | Active | UNIVERSITY NEW MEXICO HOSPITAL
0000062397 | 1144181 | GE HEALTHCARE | SOLAR 8000I | SOLAR 8000I | MONITORING SYSTEMS/ PHYSIOLOGIC |  | 446067 | SBL07189834GA | 2017-02-28 | 2018-02-15 | 12415 | INTERMEDIATE CARE NURSERY | 2007-09-07 | USD | 4128 | Active | UNIVERSITY NEW MEXICO HOSPITAL
0000062396 | 1144185 | GE HEALTHCARE | SOLAR 8000I | SOLAR 8000I | MONITORING SYSTEMS/ PHYSIOLOGIC |  | 446067 | SBL07189837GA | 2017-02-28 | 2018-02-15 | 12415 | INTERMEDIATE CARE NURSERY | 2007-09-07 | USD | 4128 | Active | UNIVERSITY NEW MEXICO HOSPITAL
0000062395 | 1144929 | GE HEALTHCARE | SOLAR 8000I | SOLAR 8000I | MONITORING SYSTEMS/ PHYSIOLOGIC |  | 446067 | SBL07199843GA | 2017-02-25 | 2018-02-15 | 12415 | INTERMEDIATE CARE NURSERY | 2007-09-07 | USD | 4128 | Active | UNIVERSITY NEW MEXICO HOSPITAL
0000062394 | 1144175 | GE HEALTHCARE | SOLAR 8000I | SOLAR 8000I | MONITORING SYSTEMS/ PHYSIOLOGIC |  | 446067 | SBL07189833GA | 2017-02-23 | 2018-02-15 | 12415 | INTERMEDIATE CARE NURSERY | 2007-09-07 | USD | 4128 | Active | UNIVERSITY NEW MEXICO HOSPITAL
0000062393 | 1144170 | GE HEALTHCARE | SOLAR 8000I | SOLAR 8000I | MONITORING SYSTEMS/ PHYSIOLOGIC |  | 446067 | SBL07189842GA | 2017-02-23 | 2018-02-15 | 12415 | INTERMEDIATE CARE NURSERY | 2007-09-07 | USD | 4128 | Active | UNIVERSITY NEW MEXICO HOSPITAL
0000062392 | 1144159 | GE HEALTHCARE | SOLAR 8000I | SOLAR 8000I | MONITORING SYSTEMS/ PHYSIOLOGIC |  | 446067 | SBL07189831GA | 2016-02-17 | 2017-02-15 | 12415 | INTERMEDIATE CARE NURSERY | 2007-09-07 | USD | 4128 | Active | UNIVERSITY NEW MEXICO HOSPITAL
0000062391 | 1144911 | GE HEALTHCARE | SOLAR 8000I | SOLAR 8000I | MONITORING SYSTEMS/ PHYSIOLOGIC |  | 446067 | SBL07189830GA | 2017-02-16 | 2018-02-15 | 12415 | INTERMEDIATE CARE NURSERY | 2007-09-07 | USD | 4128 | Active | UNIVERSITY NEW MEXICO HOSPITAL
0000062390 | 1440054 | GE HEALTHCARE | SOLAR 8000I | SOLAR 8000I | MONITORING SYSTEMS/ PHYSIOLOGIC |  | 446067 | SBL07189832GA | 2017-02-23 | 2018-02-15 | 12415 | INTERMEDIATE CARE NURSERY | 2007-09-07 | USD | 4128 | Active | UNIVERSITY NEW MEXICO HOSPITAL
0000062389 | 1144163 | GE HEALTHCARE | SOLAR 8000I | SOLAR 8000I | MONITORING SYSTEMS/ PHYSIOLOGIC |  | 446067 | SBL07189840GA | 2016-02-24 | 2017-02-15 | 12415 | INTERMEDIATE CARE NURSERY | 2007-09-07 | USD | 4128 | Active | UNIVERSITY NEW MEXICO HOSPITAL
0000062388 | 1144251 | GE HEALTHCARE | SOLAR 8000I | SOLAR 8000I | MONITORING SYSTEMS/ PHYSIOLOGIC |  | 446067 | SBL07189839GA | 2017-02-25 | 2018-02-15 | 12415 | INTERMEDIATE CARE NURSERY | 2007-09-07 | USD | 4128 | Active | UNIVERSITY NEW MEXICO HOSPITAL
0000062387 | 1144255 | GE HEALTHCARE | SOLAR 8000I | SOLAR 8000I | MONITORING SYSTEMS/ PHYSIOLOGIC |  | 446067 | SBL07189835GA | 2017-02-25 | 2018-02-15 | 12415 | INTERMEDIATE CARE NURSERY | 2007-09-07 | USD | 4128 | Active | UNIVERSITY NEW MEXICO HOSPITAL
0000062372 | 1144781 | GE HEALTHCARE | TRAM (451N) | TRAM (451N) | MODULES/ MULTIPARAMETERS |  | 446067 | SBB07174575GA |  | 2017-06-15 | 12455 | NEWBORN ICU | 2007-09-07 | USD | 4128 | Active | UNIVERSITY NEW MEXICO HOSPITAL
0000062371 | 1219366 | GE HEALTHCARE | TRAM (451N) | TRAM (451N) | MODULES/ MULTIPARAMETERS |  | 446067 | SBB07174566GA |  | 2017-06-15 | 12455 | NEWBORN ICU | 2007-09-07 | USD | 4128 | Active | UNIVERSITY NEW MEXICO HOSPITAL
0000062384 | 1144916 | GE HEALTHCARE | TRAM (451N) | TRAM (451N) | MODULES/ MULTIPARAMETERS |  | 446067 | SBB07174617GA |  | 2017-06-15 | 12455 | NEWBORN ICU | 2007-09-07 | USD | 4128 | Active | UNIVERSITY NEW MEXICO HOSPITAL
0000062383 | 1144552 | GE HEALTHCARE | TRAM (451N) | TRAM (451N) | MODULES/ MULTIPARAMETERS |  | 446067 | SBB071444450GA |  | 2017-06-15 | 15500 | OSIS OPERATING ROOM | 2007-09-07 | USD | 4128 | Active | UNIVERSITY NEW MEXICO HOSPITAL
0000062382 | 1219371 | GE HEALTHCARE | TRAM (451N) | TRAM (451N) | MODULES/ MULTIPARAMETERS |  | 446067 | SBB07174572GA |  | 2017-06-15 | 12455 | NEWBORN ICU | 2007-09-07 | USD | 4128 | Active | UNIVERSITY NEW MEXICO HOSPITAL
0000062381 | 1219370 | GE HEALTHCARE | TRAM (451N) | TRAM (451N) | MODULES/ MULTIPARAMETERS |  | 446067 | SBB07154483GA |  | 2017-06-15 | 12460 | PEDIATRIC ICU | 2007-09-07 | USD | 4128 | Active | UNIVERSITY NEW MEXICO HOSPITAL
0000062380 | 1140463 | GE HEALTHCARE | TRAM (451N) | TRAM (451N) | MODULES/ MULTIPARAMETERS |  | 446067 | SBB071444457GA |  | 2017-06-15 | 12455 | NEWBORN ICU | 2007-09-07 | USD | 4128 | Active | UNIVERSITY NEW MEXICO HOSPITAL
0000062379 | 1141931 | GE HEALTHCARE | TRAM (451N) | TRAM (451N) | MODULES/ MULTIPARAMETERS |  | 446067 | SBB07174560GA |  | 2017-06-15 | 12455 | NEWBORN ICU | 2007-09-07 | USD | 4128 | Active | UNIVERSITY NEW MEXICO HOSPITAL
0000062378 | 1219369 | GE HEALTHCARE | TRAM (451N) | TRAM (451N) | MODULES/ MULTIPARAMETERS |  | 446067 | SBB0714444GA |  | 2017-06-15 | 12455 | NEWBORN ICU | 2007-09-07 | USD | 4128 | Active | UNIVERSITY NEW MEXICO HOSPITAL
0000062377 | 1144191 | GE HEALTHCARE | TRAM (451N) | TRAM (451N) | MODULES/ MULTIPARAMETERS |  | 446067 | SBB07184699GA |  | 2017-06-15 | 12455 | NEWBORN ICU | 2007-09-07 | USD | 4128 | Active | UNIVERSITY NEW MEXICO HOSPITAL
0000062376 | 1219368 | GE HEALTHCARE | TRAM (451N) | TRAM (451N) | MODULES/ MULTIPARAMETERS |  | 446067 | SBB071444478GA |  | 2017-06-15 | 12455 | NEWBORN ICU | 2007-09-07 | USD | 4128 | Active | UNIVERSITY NEW MEXICO HOSPITAL
0000062375 | 1144920 | GE HEALTHCARE | TRAM (451N) | TRAM (451N) | MODULES/ MULTIPARAMETERS |  | 446067 | SBB07144441GA |  | 2017-06-15 | 12455 | NEWBORN ICU | 2007-09-07 | USD | 4128 | Active | UNIVERSITY NEW MEXICO HOSPITAL
0000062374 | 1143026 | GE HEALTHCARE | TRAM (451N) | TRAM (451N) | MODULES/ MULTIPARAMETERS |  | 446067 | SBB07174606GA |  | 2017-06-15 | 12455 | NEWBORN ICU | 2007-09-07 | USD | 4128 | Active | UNIVERSITY NEW MEXICO HOSPITAL
0000062373 | 1219367 | GE HEALTHCARE | TRAM (451N) | TRAM (451N) | MODULES/ MULTIPARAMETERS |  | 446067 | SBB07154517GA |  | 2017-06-15 | 12455 | NEWBORN ICU | 2007-09-07 | USD | 4128 | Active | UNIVERSITY NEW MEXICO HOSPITAL
0000062580 | 1004475 | DRAEGER MEDICAL INC | D-VAPOR DESFLURANE | D-VAPOR DESFLURANE | ANESTHESIA UNIT VAPORIZERS |  | 450481 | ARYJ-0133 | 2017-01-01 | 2018-01-15 | 15515 | OSIS ANESTHESIA | 2007-09-07 | USD | 1 | Active | UNIVERSITY NEW MEXICO HOSPITAL
0000062445 | 1004473 | DRAEGER MEDICAL INC | FABIUS TIRO | FABIUS TIRO | ANESTHESIA UNITS |  | 450481 | ARYJ-0115 | 2017-04-01 | 2017-10-15 | 15055 | ANESTHESIA | 2007-09-07 | USD | 44665 | Active | UNIVERSITY NEW MEXICO HOSPITAL
0000062459 | 1004250 | DRAEGER MEDICAL INC | VAPOR 2000 ISOFLURANE | VAPOR 2000 | ANESTHESIA UNIT VAPORIZERS |  | 450481 | ARYK-0165 | 2017-01-05 | 2018-01-15 | 15055 | ANESTHESIA | 2007-09-07 | USD | 1 | Active | UNIVERSITY NEW MEXICO HOSPITAL
83744 | 1163234 | SIEMENS ULTRASOUND INC | DALE 800B | DALE 800B | TESTERS/ LEAKAGE CURRENT |  |  | 7443 | 2017-03-22 | 2018-03-15 | 15000 | OPERATING ROOM | 2007-09-06 | USD |  | Active | UNIVERSITY NEW MEXICO HOSPITAL
0000062114 | 1219277 | PHILIPS HEALTHCARE | HEARTSTART HS1 | HEARTSTART HS1 | DEFIBRILLATORS/ EXTERNAL/ AUTOMATED |  | DONATED | A06F-01593 | 2012-03-23 | 2012-03-15 | 34540 | SPORTS MEDICINE | 2007-09-05 | USD | 0.01 | Active | UNIVERSITY NEW MEXICO HOSPITAL
0000062113 | 1219276 | B BRAUN MEDICAL INC | STIMUPLEX | STIMUPLEX | STIMULATORS/ELECTRICAL/PERIPHERAL NERVE/ANALGESIC |  | 450479 | 04.0328MD0701 |  | 2017-06-15 | 15055 | ANESTHESIA | 2007-09-04 | USD | 875 | Active | UNIVERSITY NEW MEXICO HOSPITAL
0000018513 | 1085610 | CAMBRIDGE MEDICAL INSTRUMENTS INC | 410 | 410 | MICROSCOPES |  | found | 18770-2 | 2017-01-31 | 2018-01-15 | 34655 | DERMATOLOGY CLINIC 1021 MED | 2007-08-28 | USD | 0.01 | Active | UNIVERSITY NEW MEXICO HOSPITAL
0000062167 | 1219290 | SHERWOOD MEDICAL | FIRSTTEMP GENIUS | 3000A | THERMOMETERS/ ELECTRONIC/ INFRARED/ EAR |  | 451096 | J0721979 |  | 2017-06-15 | 12230 | GEN MED/SAC (4-W) | 2007-08-28 | USD | 300 | Active | UNIVERSITY NEW MEXICO HOSPITAL
0000062007 | 1439833 | BAXTER HEALTHCARE CORP | EASYSPRAY | EASYSPRAY | REGULATORS/ HIGH-PRESSURE GAS |  | found | 01588 |  | 2017-06-15 | 95700 | CLINICAL ENGINEERING | 2007-08-27 | USD | 0.01 | Active | UNIVERSITY NEW MEXICO HOSPITAL
0000062203 | 1141656 | ZOLL MEDICAL CORP | AED PLUS | AED PLUS | DEFIBRILLATORS/ EXTERNAL/ AUTOMATED |  | 449864 | X07G123225 | 2017-07-17 | 2018-01-15 | 95700 | CLINICAL ENGINEERING | 2007-08-23 | USD | 1611.88 | Active | UNIVERSITY NEW MEXICO HOSPITAL
0000062108 | 1219080 | B BRAUN MEDICAL INC | STIMUPLEX | STIMUPLEX | STIMULATORS/ELECTRICAL/PERIPHERAL NERVE/ANALGESIC |  | 449964 | 04.0424 |  | 2017-06-15 | 15055 | ANESTHESIA | 2007-08-16 | USD | 875 | Active | UNIVERSITY NEW MEXICO HOSPITAL
0000062195 | 1140700 | SCALE-TRONIX INC | STOW-A-WEIGH | STOW-A-WEIGH | SCALES/ PATIENT/ WHEELCHAIR |  | 444732 | 6202-1045 | 2016-10-01 | 2017-10-15 | 34315 | CLINICAL NEUROSCIENCE CENTER | 2007-08-10 | USD | 3035 | Active | UNIVERSITY NEW MEXICO HOSPITAL
0000062164 | 1219289 | THERMO IEC DIV THERMO ELECTRON CORP | MICROCENTRIFUGE (004480F) | MICROCENTRIFUGE (004 | CENTRIFUGES/ TABLETOP |  | 449479 | S02S-654388-SS | 2015-05-27 | 2016-06-15 | 15000 | OPERATING ROOM | 2007-08-09 | USD | 1000 | Reactivated | UNIVERSITY NEW MEXICO HOSPITAL
0000062196 | 1140698 | ARMSTRONG MEDICAL INDUSTRIES INC | S-SCORT NEW-DUET | 2314 | ASPIRATORS |  | FOUND | M08832 | 2016-12-01 | 2017-12-15 | 34250 | UROLOGY | 2007-08-09 | USD | 1 | Active | UNIVERSITY NEW MEXICO HOSPITAL
0000070753 | 1084987 | GE HEALTHCARE | VOLUSON I | VOLUSON I | SCANNING SYSTEMS/ULTRASONIC/DIAGNOSTIC (DI) |  | Found | B01015 | 2011-12-30 | 2012-06-15 | 12000 | LABOR AND DELIVERY | 2007-08-09 | USD | 60000 | Active | UNIVERSITY NEW MEXICO HOSPITAL
0000062162 | 1004043 | ZOLL MEDICAL CORP | M SERIES | M SERIES | DEFIBRILLATOR/ MONITOR/ PACEMAKERS |  | 444659 | T07E90340 | 2017-06-23 | 2017-12-15 | 89025 | CLINICAL EDUCATION | 2007-08-09 | USD | 8300 | Active | UNIVERSITY NEW MEXICO HOSPITAL
0000062161 | 1140513 | ZOLL MEDICAL CORP | M SERIES | M SERIES | DEFIBRILLATOR/ MONITOR/ PACEMAKERS |  | 444659 | T07E90161 | 2017-07-14 | 2018-01-15 | 34150 | PEDIATRICS CLINIC | 2007-08-09 | USD | 8300 | Active | UNIVERSITY NEW MEXICO HOSPITAL
0000062156 | 1141021 | ZOLL MEDICAL CORP | M SERIES | M SERIES | DEFIBRILLATOR/ MONITOR/ PACEMAKERS |  | 444659 | T07E90312 | 2017-01-01 | 2017-07-15 | 75010 | RADIOLOGY - CT SCAN | 2007-08-08 | USD | 8300 | Active | UNIVERSITY NEW MEXICO HOSPITAL
0000062154 | 1140503 | ZOLL MEDICAL CORP | M SERIES | M SERIES | DEFIBRILLATOR/ MONITOR/ PACEMAKERS |  | 444659 | T07E89995 | 2017-02-21 | 2017-08-15 | 12340 | SURGICAL SPECIALITY UNIT (4-S) | 2007-08-08 | USD | 8300 | Active | UNIVERSITY NEW MEXICO HOSPITAL
0000062102 | 1219273 | SUMMIT DOPPLER SYSTEMS INC | L350R | LIFEDOP L350R | FETAL HEART DETECTORS/ ULTRASONIC |  | 448207 | LH003210 |  | 2017-06-15 | 12000 | LABOR AND DELIVERY | 2007-08-08 | USD | 695 | Active | UNIVERSITY NEW MEXICO HOSPITAL
0000062101 | 1219272 | SUMMIT DOPPLER SYSTEMS INC | L350R | LIFEDOP L350R | FETAL HEART DETECTORS/ ULTRASONIC |  | 448207 | LH003209 |  | 2017-06-15 | 12000 | LABOR AND DELIVERY | 2007-08-08 | USD | 695 | Active | UNIVERSITY NEW MEXICO HOSPITAL
0000062105 | 1219274 | EXERGEN CORP | TAT-5000 | TAT-5000 | THERMOMETERS/ ELECTRONIC/ INFRARED |  | 448176 | A61693 |  | 2017-06-15 | 12000 | LABOR AND DELIVERY | 2007-08-08 | USD | 316 | Active | UNIVERSITY NEW MEXICO HOSPITAL
0000062104 | 1004811 | EXERGEN CORP | TAT-5000 | TAT-5000 | THERMOMETERS/ ELECTRONIC/ INFRARED |  | 448176 | A26228 |  | 2017-06-15 | 12000 | LABOR AND DELIVERY | 2007-08-08 | USD | 316 | Active | UNIVERSITY NEW MEXICO HOSPITAL
0000062160 | 1140512 | ZOLL MEDICAL CORP | M SERIES | M SERIES | DEFIBRILLATOR/ MONITOR/ PACEMAKERS |  | 444659 | T07E90350 | 2017-02-21 | 2017-08-15 | 12360 | NEUROSCIENCE | 2007-08-07 | USD | 8300 | Active | UNIVERSITY NEW MEXICO HOSPITAL
0000062159 | 1077500 | ZOLL MEDICAL CORP | M SERIES | M SERIES | DEFIBRILLATOR/ MONITOR/ PACEMAKERS |  | 444656 | T07D89919 | 2017-03-02 | 2017-09-15 | 12320 | GENERAL MEDICINE (5-W) | 2007-08-07 | USD | 8300 | Active | UNIVERSITY NEW MEXICO HOSPITAL
0000062158 | 1142145 | ZOLL MEDICAL CORP | M SERIES | M SERIES | DEFIBRILLATOR/ MONITOR/ PACEMAKERS |  | 444659 | T07E90330 | 2017-03-02 | 2017-09-15 | 12350 | CRC/CTC (5-E) | 2007-08-07 | USD | 8300 | Active | UNIVERSITY NEW MEXICO HOSPITAL
0000062157 | 1140507 | ZOLL MEDICAL CORP | M SERIES | M SERIES | DEFIBRILLATOR/ MONITOR/ PACEMAKERS |  | 444659 | T07D89971 | 2017-02-21 | 2017-08-15 | 12360 | NEUROSCIENCE | 2007-08-07 | USD | 8300 | Active | UNIVERSITY NEW MEXICO HOSPITAL
0000062155 | 1421616 | ZOLL MEDICAL CORP | M SERIES | M SERIES | DEFIBRILLATOR/ MONITOR/ PACEMAKERS |  | 444659 | T07E90356 | 2017-02-16 | 2017-08-15 | 12415 | INTERMEDIATE CARE NURSERY | 2007-08-07 | USD | 8300 | Active | UNIVERSITY NEW MEXICO HOSPITAL
0000062169 | 1140409 | NIHON KOHDEN (AMERICA) INC | EEG-1100 | EEG-1100 | ELECTROENCEPHALOGRAPHS |  | 443437 | 10641 | 2016-09-07 | 2017-09-15 | 78010 | NEURODIAGNOSTICS LAB | 2007-08-07 | USD | 1 | Active | UNIVERSITY NEW MEXICO HOSPITAL
0000062172 | 1219291 | CARDINAL SCALE MFG CO | NO MODEL NAME | NO MODEL NUMBER | SCALES/ PATIENT/ FLOOR |  | 443677 | DETECTO N/A |  | 2017-06-15 | 15005 | OPERATING ROOM - BBRP | 2007-08-07 | USD | 300 | Active | UNIVERSITY NEW MEXICO HOSPITAL
0000062426 | 1003822 | CARL ZEISS INC MICROSCOPY & IMAGING SYSTEMS | OPMI VARIO S88 | OPMI VARIO S88 | MICROSCOPES/ LIGHT/ OPERATING |  | 443910 | 6632502273 | 2016-11-28 | 2017-11-15 | 15000 | OPERATING ROOM | 2007-08-03 | USD | 60000 | Active | UNIVERSITY NEW MEXICO HOSPITAL
0000067008 | 1003219 | MAQUET INC | HANAULUX BLUELINE 80 | HANAULUX BLUELINE 80 | LIGHTS/ EXAMINATION |  | BBRP | AR010025 | 2009-05-05 | 2017-06-15 | 34235 | GENERAL SURGERY CLINIC | 2007-08-01 | USD | 0.01 | Active | UNIVERSITY NEW MEXICO HOSPITAL
0000062194 | 1140771 | NOT ASSIGNED | OM900 | OMANO | MICROSCOPES |  | 447796 | 0618225 | 2016-10-21 | 2017-10-15 | 34110 | WOMEN'S HEALTH CENTER | 2007-08-01 | USD | 1 | Active | UNIVERSITY NEW MEXICO HOSPITAL
0000062153 | 1219285 | RITTER-TYCOS DIV SYBRON CORP (MIDMARK) | 152-001 | 152-001 | LIGHTS/ EXAMINATION |  | 447246 | V442620 |  | 2017-06-15 | 34110 | WOMEN'S HEALTH CENTER | 2007-08-01 | USD | 1 | Active | UNIVERSITY NEW MEXICO HOSPITAL
0000062152 | 1219284 | RITTER-TYCOS DIV SYBRON CORP (MIDMARK) | 152-001 | 152-001 | LIGHTS/ EXAMINATION |  | 447246 | v420099 |  | 2017-06-15 | 34110 | WOMEN'S HEALTH CENTER | 2007-08-01 | USD | 1 | Active | UNIVERSITY NEW MEXICO HOSPITAL
0000068746 | 1142879 | BAYER CORP | MARK V PROVIS | 531381 | INJECTORS/ CONTRAST MEDIA |  | ADDED | 103810 | 2011-07-22 | 2012-07-15 | 75025 | RADIOLOGY - INTERVENTIONAL RAD | 2007-08-01 | USD | 0.01 | Active | UNIVERSITY NEW MEXICO HOSPITAL
0000058034 | 1218097 | GE HEALTHCARE | DASH 3000 | DASH 3000 | MONITORING SYSTEMS/ PHYSIOLOGIC |  | 428853 | SBG06504492GA | 2016-09-21 | 2017-09-15 | 12240 | GENERAL SURGERY (6-S) | 2007-07-30 | USD | 5172.6 | Active | UNIVERSITY NEW MEXICO HOSPITAL
0000062151 | 1219283 | STRYKER CORP | SURGISTOOL II | SURGISTOOL II | STOOLS |  | FOUND | 0506071395 |  | 2017-06-15 | 15500 | OSIS OPERATING ROOM | 2007-07-27 | USD | 1 | Active | UNIVERSITY NEW MEXICO HOSPITAL
0000058305 | 1142622 | CINCINNATI SUB-ZERO PRODUCTS INC | BLANKETROL II | 222R | WARMING UNITS/ PATIENT/ CIRCULATING-FLUID |  | 446458 | 072-18735 | 2017-05-04 | 2017-08-15 | 12455 | NEWBORN ICU | 2007-07-23 | USD | 3895 | Active | UNIVERSITY NEW MEXICO HOSPITAL
0000062045 | 1004844 | PARKS MEDICAL ELECTRONICS INC | 909 | 909 | BLOOD-FLOW DETECTORS/ ULTRASONIC |  | 445342 | 0909-000001022 |  | 2017-06-15 | 15000 | OPERATING ROOM | 2007-07-23 | USD | 1 | Active | UNIVERSITY NEW MEXICO HOSPITAL
0000062142 | 1219282 | MIDMARK CORP | 604 (604-001) | 604 (604-001) | TABLES/ EXAMINATION/TREATMENT |  | 441929 | V443929 |  | 2017-06-15 | 32030 | UNM LOBOCARE CLINIC | 2007-07-20 | USD | 1 | Active | UNIVERSITY NEW MEXICO HOSPITAL
0000062140 | 1219281 | MIDMARK CORP | 604 (604-001) | 604 (604-001) | TABLES/ EXAMINATION/TREATMENT |  | 441929 | V443973 |  | 2017-06-15 | 32030 | UNM LOBOCARE CLINIC | 2007-07-20 | USD | 1 | Active | UNIVERSITY NEW MEXICO HOSPITAL
0000062044 | 1219257 | WELCH ALLYN INC | SURETEMP PLUS (690) | SURETEMP PLUS (690) | THERMOMETERS/ ELECTRONIC |  | NOPOFOUND | 07042264 |  | 2017-06-15 | 32030 | UNM LOBOCARE CLINIC | 2007-07-17 | USD | 0.01 | Active | UNIVERSITY NEW MEXICO HOSPITAL
0000062043 | 1219256 | WELCH ALLYN INC | SURETEMP PLUS (690) | SURETEMP PLUS (690) | THERMOMETERS/ ELECTRONIC |  | NOPOFOUND | 07042698 |  | 2017-06-15 | 32030 | UNM LOBOCARE CLINIC | 2007-07-17 | USD | 0.01 | Active | UNIVERSITY NEW MEXICO HOSPITAL
0000062133 | 1219280 | GE HEALTHCARE | MAC 5500 | MAC 5500 | ELECTROCARDIOGRAPHS/ MULTICHANNEL |  | 446411 | SCD07148165PA | 2016-10-07 | 2017-10-15 | 30115 | SE HEIGHTS CLINIC-SAN PABLO | 2007-07-16 | USD | 11537 | Active | UNIVERSITY NEW MEXICO HOSPITAL
0000060894 | 552231 | PHILIPS HEALTHCARE | BV Pulsera, Mobile X-Ray unit | 718094 | RADIOGRAPHIC/FLUOROSCOPIC UNITS/ MOBILE |  | 44298 | 000853 | 2011-09-19 | 2012-03-15 | 75000 | RADIOLOGY - GENERAL | 2007-07-16 | USD | 136000 | Active | UNIVERSITY NEW MEXICO HOSPITAL
0000062132 | 1219279 | GE HEALTHCARE | MAC 5500 | MAC 5500 | ELECTROCARDIOGRAPHS/ MULTICHANNEL |  | 446411 | SCD0706719PA | 2016-11-01 | 2017-11-15 | 32055 | 1209 CLINIC | 2007-07-16 | USD | 11537 | Reactivated | UNIVERSITY NEW MEXICO HOSPITAL
0000062131 | 1141353 | GE HEALTHCARE | MAC 5500 | MAC 5500 | ELECTROCARDIOGRAPHS/ MULTICHANNEL |  | 446411 | SCD07037005PA | 2016-10-26 | 2017-10-15 | 71030 | HEART STATION | 2007-07-16 | USD | 11537 | Active | UNIVERSITY NEW MEXICO HOSPITAL
0000062130 | 1141605 | GE HEALTHCARE | MAC 5500 | MAC 5500 | ELECTROCARDIOGRAPHS/ MULTICHANNEL |  | 446411 | SCD07016681PA | 2016-10-01 | 2017-10-15 | 32040 | NE HEIGHTS CLINIC | 2007-07-16 | USD | 11537 | Active | UNIVERSITY NEW MEXICO HOSPITAL
0000062129 | 1141682 | GE HEALTHCARE | MAC 5500 | MAC 5500 | ELECTROCARDIOGRAPHS/ MULTICHANNEL |  | 446411 | SCD070116625PA | 2016-10-05 | 2017-10-15 | 32030 | UNM LOBOCARE CLINIC | 2007-07-16 | USD | 11537 | Active | UNIVERSITY NEW MEXICO HOSPITAL
0000062061 | 1004108 | ARIZANT HEALTHCARE INC | BAIR HUGGER | 505 | WARMING UNITS/ PATIENT/ FORCED-AIR (BAIR HUGGER) |  | 446342 | 76056 | 2016-10-21 | 2017-10-15 | 15060 | ANESTHESIA - BBRP | 2007-07-16 | USD | 1353 | Active | UNIVERSITY NEW MEXICO HOSPITAL
0000062059 | 1219261 | ARIZANT HEALTHCARE INC | BAIR HUGGER | 505 | WARMING UNITS/ PATIENT/ FORCED-AIR (BAIR HUGGER) |  | 446432 | 76058 | 2016-10-13 | 2017-10-15 | 15060 | ANESTHESIA - BBRP | 2007-07-16 | USD | 1353 | Active | UNIVERSITY NEW MEXICO HOSPITAL
0000062069 | 1142788 | LABORIE MEDICAL TECHNOLOGIES CORP | TRITON | 94-R03-BT | URODYNAMIC MEASUREMENT SYSTEMS |  | 444628 | TRI07051334 | 2016-12-01 | 2017-12-15 | 34250 | UROLOGY | 2007-07-16 | USD | 31000 | Active | UNIVERSITY NEW MEXICO HOSPITAL
0000060890 | 1219196 | WELCH ALLYN INC | LS-135 | 44300 | LIGHTS/ EXAMINATION |  | 442665 | N/A |  | 2017-06-15 | 34125 | WOMEN'S FACULTY & MIDWIFE CLIN | 2007-07-16 | USD | 169.02 | Active | UNIVERSITY NEW MEXICO HOSPITAL
0000060889 | 1219195 | WELCH ALLYN INC | LS-135 | 44300 | LIGHTS/ EXAMINATION |  | 442665 | N/A |  | 2017-06-15 | 34125 | WOMEN'S FACULTY & MIDWIFE CLIN | 2007-07-16 | USD | 169.02 | Active | UNIVERSITY NEW MEXICO HOSPITAL
0000060888 | 1219194 | WELCH ALLYN INC | LS-135 | 44300 | LIGHTS/ EXAMINATION |  | 442665 | N/A |  | 2017-06-15 | 34125 | WOMEN'S FACULTY & MIDWIFE CLIN | 2007-07-16 | USD | 169.02 | Active | UNIVERSITY NEW MEXICO HOSPITAL
0000060887 | 1219193 | WELCH ALLYN INC | LS-135 | 44300 | LIGHTS/ EXAMINATION |  | 442665 | N/A |  | 2017-06-15 | 34125 | WOMEN'S FACULTY & MIDWIFE CLIN | 2007-07-16 | USD | 169.02 | Active | UNIVERSITY NEW MEXICO HOSPITAL
0000060886 | 1219192 | WELCH ALLYN INC | LS-135 | 44300 | LIGHTS/ EXAMINATION |  | 442665 | N/A |  | 2017-06-15 | 34125 | WOMEN'S FACULTY & MIDWIFE CLIN | 2007-07-16 | USD | 169.02 | Active | UNIVERSITY NEW MEXICO HOSPITAL
0000064061 | 1422129 | ARJO HOSPITAL EQUIPMENT INC | SARA PLUS | SARA PLUS | LIFTS/ PATIENT TRANSFER |  | BBRP | SPSW0710U803 | 2017-07-10 | 2018-07-15 | 12110 | NEUROSCIENCE ICU | 2007-07-14 | USD | 1 | Active | UNIVERSITY NEW MEXICO HOSPITAL
0000062074 | 1219266 | ARIZANT HEALTHCARE INC | BAIR HUGGER | 505 | WARMING UNITS/ PATIENT/ FORCED-AIR (BAIR HUGGER) |  | 446342 | 76052 | 2017-01-01 | 2018-01-15 | 71040 | CARDIAC CATH LAB | 2007-07-13 | USD | 1353 | Active | UNIVERSITY NEW MEXICO HOSPITAL
0000062060 | 1219262 | ARIZANT HEALTHCARE INC | BAIR HUGGER | 505 | WARMING UNITS/ PATIENT/ FORCED-AIR (BAIR HUGGER) |  | 446342 | 76057 | 2017-01-01 | 2018-01-15 | 71040 | CARDIAC CATH LAB | 2007-07-13 | USD | 1353 | Active | UNIVERSITY NEW MEXICO HOSPITAL
0000062075 | 1141910 | ARIZANT HEALTHCARE INC | BAIR HUGGER | 505 | WARMING UNITS/ PATIENT/ FORCED-AIR (BAIR HUGGER) |  | 446342 | 76055 | 2016-11-17 | 2017-11-15 | 12000 | LABOR AND DELIVERY | 2007-07-12 | USD | 1353 | Active | UNIVERSITY NEW MEXICO HOSPITAL
0000062089 | 1003778 | ARIZANT HEALTHCARE INC | BAIR HUGGER | 505 | WARMING UNITS/ PATIENT/ FORCED-AIR (BAIR HUGGER) |  | 446342 | 76054 | 2017-06-22 | 2018-06-15 | 15000 | OPERATING ROOM | 2007-07-12 | USD | 1353 | Active | UNIVERSITY NEW MEXICO HOSPITAL
0000062079 | 1003777 | 3M HEALTH CARE | BAIR HUGGER | 750 | WARMING UNITS/ PATIENT/ FORCED-AIR |  | 446342 | 23647 | 2017-06-29 | 2017-12-15 | 15055 | ANESTHESIA | 2007-07-12 | USD | 1547 | Active | UNIVERSITY NEW MEXICO HOSPITAL
0000062078 | 1004034 | ARIZANT HEALTHCARE INC | 750* | BAIR HUGGER 750 | WARMING UNITS/ PATIENT/ FORCED-AIR (BAIR HUGGER) |  | 446342 | 2341 | 2017-06-16 | 2018-06-15 | 15055 | ANESTHESIA | 2007-07-12 | USD | 1547 | Active | UNIVERSITY NEW MEXICO HOSPITAL
0000062077 | 1003455 | ARIZANT HEALTHCARE INC | 750* | BAIR HUGGER 750 | WARMING UNITS/ PATIENT/ FORCED-AIR (BAIR HUGGER) |  | 446342 | 23543 | 2017-06-08 | 2018-06-15 | 15000 | OPERATING ROOM | 2007-07-12 | USD | 1547 | Active | UNIVERSITY NEW MEXICO HOSPITAL
0000062073 | 1003634 | ARIZANT HEALTHCARE INC | 750* | BAIR HUGGER 750 | WARMING UNITS/ PATIENT/ FORCED-AIR (BAIR HUGGER) |  | 446342 | 19072 | 2017-06-29 | 2018-06-15 | 15000 | OPERATING ROOM | 2007-07-12 | USD | 1547 | Reactivated | UNIVERSITY NEW MEXICO HOSPITAL
0000062087 | 1003726 | ARIZANT HEALTHCARE INC | 750* | BAIR HUGGER 750 | WARMING UNITS/ PATIENT/ FORCED-AIR (BAIR HUGGER) |  | 446342 | 01224 | 2017-06-08 | 2018-06-15 | 15000 | OPERATING ROOM | 2007-07-12 | USD | 1547 | Active | UNIVERSITY NEW MEXICO HOSPITAL
0000062086 | 1003611 | ARIZANT HEALTHCARE INC | 750* | BAIR HUGGER 750 | WARMING UNITS/ PATIENT/ FORCED-AIR (BAIR HUGGER) |  | 446342 | 23645 | 2017-06-08 | 2018-06-15 | 15055 | ANESTHESIA | 2007-07-12 | USD | 1547 | Active | UNIVERSITY NEW MEXICO HOSPITAL
0000062085 | 1003733 | ARIZANT HEALTHCARE INC | 750* | BAIR HUGGER 750 | WARMING UNITS/ PATIENT/ FORCED-AIR (BAIR HUGGER) |  | 446342 | 23649 | 2017-06-21 | 2018-06-15 | 15000 | OPERATING ROOM | 2007-07-12 | USD | 1547 | Active | UNIVERSITY NEW MEXICO HOSPITAL
0000062084 | 1003714 | ARIZANT HEALTHCARE INC | 750* | BAIR HUGGER 750 | WARMING UNITS/ PATIENT/ FORCED-AIR (BAIR HUGGER) |  | 446342 | 23642 | 2017-06-16 | 2018-06-15 | 15000 | OPERATING ROOM | 2007-07-12 | USD | 1547 | Active | UNIVERSITY NEW MEXICO HOSPITAL
0000062082 | 1003734 | ARIZANT HEALTHCARE INC | 750* | BAIR HUGGER 750 | WARMING UNITS/ PATIENT/ FORCED-AIR (BAIR HUGGER) |  | 446342 | 23648 | 2017-06-08 | 2018-06-15 | 15055 | ANESTHESIA | 2007-07-12 | USD | 1547 | Reactivated | UNIVERSITY NEW MEXICO HOSPITAL
0000062080 | 1003710 | ARIZANT HEALTHCARE INC | 750* | BAIR HUGGER 750 | WARMING UNITS/ PATIENT/ FORCED-AIR (BAIR HUGGER) |  | 446342 | 23640 | 2017-06-16 | 2018-06-15 | 15000 | OPERATING ROOM | 2007-07-12 | USD | 1547 | Active | UNIVERSITY NEW MEXICO HOSPITAL
0000062014 | 1003485 | ARIZANT HEALTHCARE INC | 750* | BAIR HUGGER 750 | WARMING UNITS/ PATIENT/ FORCED-AIR (BAIR HUGGER) |  | 446342 | 23637 | 2016-10-11 | 2017-10-15 | 15060 | ANESTHESIA - BBRP | 2007-07-12 | USD | 1547 | Active | UNIVERSITY NEW MEXICO HOSPITAL
0000062063 | 1440379 | HILL-ROM INC | SURETEMP PLUS | 692 | THERMOMETERS/ ELECTRONIC |  | 447035 | 07219157 |  | 2017-06-15 | 12455 | NEWBORN ICU | 2007-07-09 | USD | 150 | Active | UNIVERSITY NEW MEXICO HOSPITAL
0000046392 | 1216691 | ARJO HOSPITAL EQUIPMENT INC | DOPPLEX D920 | D920 | FETAL HEART DETECTORS/ ULTRASONIC |  | 352538 | 920PX0102059-03 |  | 2017-06-15 | 32070 | M & FP-S BROADWAY-1500WAL | 2007-07-09 | USD | 499.29 | Active | UNIVERSITY NEW MEXICO HOSPITAL
0000062065 | 1140175 | ZOLL MEDICAL CORP | AED PRO | AED PRO | DEFIBRILLATORS/ EXTERNAL/ AUTOMATED |  | 399238 | AA05E000834 | 2017-01-01 | 2017-07-15 | 34125 | WOMEN'S FACULTY & MIDWIFE CLIN | 2007-07-06 | USD | 1737.58 | Active | UNIVERSITY NEW MEXICO HOSPITAL
0000038114 | 1215431 | MEDASONICS INC | TRIA | TRIA | BLOOD-FLOW DETECTORS/ ULTRASONIC |  | FOUND | NONE |  | 2017-06-15 | 12120 | MEDICAL/CARDIAC ICU | 2007-07-05 | USD | 1 | Active | UNIVERSITY NEW MEXICO HOSPITAL
0000062064 | 1003776 | COOPER SURGICAL INC | D8 | D8 | BLOOD-FLOW DETECTORS/ ULTRASONIC |  | 445935 | 05790 |  | 2017-06-15 | 15055 | ANESTHESIA | 2007-07-05 | USD | 3861 | Active | UNIVERSITY NEW MEXICO HOSPITAL
000BBRPRAD | 1220058 | PHILIPS HEALTHCARE | Extended Brilliance Workspace | 728260 | WORKSTATIONS/ DIGITAL RADIOGRAPHY |  | N/A | NA |  | 2017-06-15 | 75000 | RADIOLOGY - GENERAL | 2007-07-02 | USD | 0.01 | Active | UNIVERSITY NEW MEXICO HOSPITAL
0000062058 | 1003702 | ARIZANT HEALTHCARE INC | SIGMAPACE 1000 | 505 PRO | WARMING UNITS/ PATIENT/ FORCED-AIR (BAIR HUGGER) |  | 446342 | 76060 | 2017-06-08 | 2018-06-15 | 15000 | OPERATING ROOM | 2007-07-02 | USD | 1353 | Active | UNIVERSITY NEW MEXICO HOSPITAL
0000064296 | 1142881 | BAYER CORP | SPECTRIS SOLARIS EP | 555090 | INJECTORS/ CONTRAST MEDIA/ MAGNETIC RESONANCE IMAG |  | 424389 | 41823 | 2011-08-28 | 2012-08-15 | 75095 | OSIS MRI | 2007-07-02 | USD | 37560 | Active | UNIVERSITY NEW MEXICO HOSPITAL
0000058316 | 1218237 | TRIPP LITE | INTERNET 750U | INTERNET 750U | POWER SYSTEMS/ UNINTERRUPTIBLE |  | N/A | 9535B40BC552203008 | 2017-01-31 | 2018-01-15 | 15055 | ANESTHESIA | 2007-07-02 | USD | 48.6 | Active | UNIVERSITY NEW MEXICO HOSPITAL
0000062057 | 1004106 | ARIZANT HEALTHCARE INC | BAIR HUGGER | 505 | WARMING UNITS/ PATIENT/ FORCED-AIR (BAIR HUGGER) |  | 446342 | 76059 | 2016-10-21 | 2017-10-15 | 15060 | ANESTHESIA - BBRP | 2007-07-02 | USD | 1353 | Active | UNIVERSITY NEW MEXICO HOSPITAL
0000062056 | 1422478 | ARIZANT HEALTHCARE INC | BAIR HUGGER | 505 | WARMING UNITS/ PATIENT/ FORCED-AIR (BAIR HUGGER) |  | 446342 | 76061 | 2016-10-19 | 2017-10-15 | 15060 | ANESTHESIA - BBRP | 2007-07-02 | USD | 1353 | Active | UNIVERSITY NEW MEXICO HOSPITAL
0000062018 | 1140155 | GE HEALTHCARE | 4400 | 4400 | WARMING UNITS/ PATIENT/ RADIANT/ INFANT |  | 444902 | HCCL00774 | 2017-07-12 | 2018-01-15 | 21015 | ED-NORTH | 2007-07-02 | USD | 12081.25 | Active | UNIVERSITY NEW MEXICO HOSPITAL
0000062017 | 1140154 | SCALE-TRONIX INC | 4002 | 4002 | SCALES/ INFANT |  | 444902 | 4002-6312 | 2017-07-12 | 2018-07-15 | 21020 | PEDIATRIC EMERGENCY DEPARTMENT | 2007-07-02 | USD | 2351.25 | Active | UNIVERSITY NEW MEXICO HOSPITAL
0000062013 | 1004119 | ARIZANT HEALTHCARE INC | 750* | BAIR HUGGER 750 | WARMING UNITS/ PATIENT/ FORCED-AIR (BAIR HUGGER) |  | 446342 | 23636 | 2016-10-17 | 2017-10-15 | 15060 | ANESTHESIA - BBRP | 2007-07-02 | USD | 1547 | Active | UNIVERSITY NEW MEXICO HOSPITAL
00BBRPPICU | 1220077 | PHILIPS HEALTHCARE | Extended Brilliance Workspace | 728260 | WORKSTATIONS/ DIGITAL RADIOGRAPHY |  | N/A | N/A |  | 2017-06-15 | 12460 | PEDIATRIC ICU | 2007-07-01 | USD | 0.01 | Active | UNIVERSITY NEW MEXICO HOSPITAL
0000064340 | 544057 | PHILIPS HEALTHCARE | Allura Xper FD20 | 722006 | RADIOGRAPHIC/FLUOROSCOPIC SYSTEMS/ CARDIOVASCULAR |  | 417380 | 615 | 2012-02-07 | 2012-08-15 | 15000 | OPERATING ROOM | 2007-07-01 | USD | 1184909.9 | Active | UNIVERSITY NEW MEXICO HOSPITAL
0000060526 | 31162016 | STERIS CORP | HARMONY LC | HARMONY LC | LIGHTS/ SURGICAL |  | bbrp | 0420806021 | 2017-04-12 | 2018-04-15 | 12430 | GENERAL PEDIATRICS UNIT | 2007-07-01 | USD | 0.01 | Active | UNIVERSITY NEW MEXICO HOSPITAL
0000060527 | 1219012 | HILL-ROM INC | 767 | 767 | OPHTHALMOSCOPE/OTOSCOPES |  | bbrp | n/a |  | 2017-06-15 | 12430 | GENERAL PEDIATRICS UNIT | 2007-07-01 | USD | 0.01 | Active | UNIVERSITY NEW MEXICO HOSPITAL
0000067288 | 1004254 | O R SOLUTIIONS | ORS-2038 | ORS-2038 | WARMING UNITS/ CONTRAST MEDIA |  | BBRP | 43384 | 2016-10-11 | 2017-10-15 | 15005 | OPERATING ROOM - BBRP | 2007-06-30 | USD | 0.01 | Active | UNIVERSITY NEW MEXICO HOSPITAL
0000067283 | 1004186 | EXERGEN CORP | TAT-5000 | TAT-5000 | THERMOMETERS/ ELECTRONIC/ INFRARED |  | BBRP | A73712 |  | 2017-06-15 | 15005 | OPERATING ROOM - BBRP | 2007-06-30 | USD | 0.01 | Active | UNIVERSITY NEW MEXICO HOSPITAL
0000067287 | 1004253 | GE HEALTHCARE | USE 1913A | CDA19 | MONITORS/ MEDICAL GRADE DISPLAY |  | BBRP | DTG370T0081 |  | 2017-06-15 | 15060 | ANESTHESIA - BBRP | 2007-06-30 | USD | 0.01 | Active | UNIVERSITY NEW MEXICO HOSPITAL
0000067285 | 1004215 | GE HEALTHCARE | USE 1913A | CDA19 | MONITORS/ MEDICAL GRADE DISPLAY |  | BBRP | DTG370T0148 |  | 2017-06-15 | 15060 | ANESTHESIA - BBRP | 2007-06-30 | USD | 0.01 | Active | UNIVERSITY NEW MEXICO HOSPITAL
0000041829 | 1216197 | APC | PS250 | PS250 | POWER SYSTEMS/ UNINTERRUPTIBLE |  | FOUND | NS0124240983 | 2017-01-31 | 2018-01-15 | 95700 | CLINICAL ENGINEERING | 2007-06-26 | USD | 1 | Active | UNIVERSITY NEW MEXICO HOSPITAL
0000041828 | 1216196 | APC | PS250 | PS250 | POWER SYSTEMS/ UNINTERRUPTIBLE |  | FOUND | NS0124240955 | 2017-01-31 | 2018-01-15 | 95700 | CLINICAL ENGINEERING | 2007-06-26 | USD | 1 | Active | UNIVERSITY NEW MEXICO HOSPITAL
0000041995 | 1216243 | APC | PS450 | PS450 | POWER SYSTEMS/ UNINTERRUPTIBLE |  | FOUND | NS0150141851 | 2017-01-31 | 2018-01-15 | 95700 | CLINICAL ENGINEERING | 2007-06-26 | USD | 1 | Active | UNIVERSITY NEW MEXICO HOSPITAL
0000062015 | 1219251 | NOT ASSIGNED | 3002 | 3002 | MICROSCOPES |  | 442373 | 070083 | 2016-10-05 | 2017-10-15 | 34130 | MILAGRO OP OB CLINIC | 2007-06-25 | USD | 790 | Active | UNIVERSITY NEW MEXICO HOSPITAL
0000067159 | 1004843 | CAREFUSION ALARIS | 2180CX01EE | 2180CX01EE | THERMOMETERS/ ELECTRONIC/ THERMISTOR/ THERMOCOUPLE/ |  | FIND | 12457558 |  | 2017-06-15 | 12430 | GENERAL PEDIATRICS UNIT | 2007-06-24 | USD | 280 | Active | UNIVERSITY NEW MEXICO HOSPITAL
0000041846 | 1216202 | IVAC CORP | TEMP PLUS II | 2080 | THERMOMETERS/ ELECTRONIC |  | FOUND | 3652364 |  | 2017-06-15 | 12430 | GENERAL PEDIATRICS UNIT | 2007-06-22 | USD | 0.01 | Active | UNIVERSITY NEW MEXICO HOSPITAL
0000060984 | 1004169 | PRECISION MEDICAL INC | PM65 | PM65 | ASPIRATORS |  | BBRP | 49869 | 2016-10-12 | 2017-10-15 | 15045 | PACU - BBRP | 2007-06-20 | USD | 0.01 | Active | UNIVERSITY NEW MEXICO HOSPITAL
0000060987 | 1219241 | SHERWOOD MEDICAL | FIRSTTEMP GENIUS | 3000A | THERMOMETERS/ ELECTRONIC/ INFRARED/ EAR |  | 444647 | J0717202 |  | 2017-06-15 | 21015 | ED-NORTH | 2007-06-20 | USD | 491.28 | Active | UNIVERSITY NEW MEXICO HOSPITAL
0000060985 | 1004957 | SHERWOOD MEDICAL | FIRSTTEMP GENIUS | 3000A | THERMOMETERS/ ELECTRONIC/ INFRARED/ EAR |  | 444647 | J0717628 |  | 2017-06-15 | 21015 | ED-NORTH | 2007-06-20 | USD | 491.28 | Active | UNIVERSITY NEW MEXICO HOSPITAL
0000060999 | 1219244 | SHERWOOD MEDICAL | FIRSTTEMP GENIUS | 3000A | THERMOMETERS/ ELECTRONIC/ INFRARED/ EAR |  | 444647 | J0717447 |  | 2017-06-15 | 21015 | ED-NORTH | 2007-06-19 | USD | 491.28 | Active | UNIVERSITY NEW MEXICO HOSPITAL
0000062011 | 1141835 | STERIS CORP | ATTEST C1392 | ATTEST C1392 | STERILIZATION PROCESS INDICATORS |  | BBRP | 1849070306966 | 2011-10-24 | 2012-10-15 | 15005 | OPERATING ROOM - BBRP | 2007-06-19 | USD | 0.1 | Active | UNIVERSITY NEW MEXICO HOSPITAL
0000060979 | 1003761 | KARL STORZ ENDOSCOPY-AMERICA INC | XENON 300(20133120-1) | XENON 300(20133120-1 | LIGHT SOURCES/ FIBEROPTIC |  | 441736 | cc0628579 | 2016-06-11 | 2017-06-15 | 15000 | OPERATING ROOM | 2007-06-18 | USD | 2000 | Active | UNIVERSITY NEW MEXICO HOSPITAL
0000058563 | 1077819 | KARL STORZ ENDOSCOPY-AMERICA INC | 20133120 | 20133120 | LIGHT SOURCES |  | 443919 | MD0626118 | 2017-05-01 | 2018-05-15 | 15500 | OSIS OPERATING ROOM | 2007-06-18 | USD | 4750 | Reactivated | UNIVERSITY NEW MEXICO HOSPITAL
0000060981 | 1219239 | SUN MEDICAL INC | MICRO STIM PLUS | MICRO STIM PLUS | STIMULATORS/ ELECTRICAL/ NEUROMUSCULAR |  | 443767 | EF070191 | 2007-06-18 | 2017-06-15 | 15055 | ANESTHESIA | 2007-06-18 | USD | 120 | Active | UNIVERSITY NEW MEXICO HOSPITAL
0000060973 | 1219237 | SUN MEDICAL INC | MICRO STIM PLUS | MICRO STIM PLUS | STIMULATORS/ ELECTRICAL/ NEUROMUSCULAR |  | 443767 | EF070209 | 2007-06-18 | 2017-06-15 | 15055 | ANESTHESIA | 2007-06-18 | USD | 120 | Active | UNIVERSITY NEW MEXICO HOSPITAL
0000060972 | 1219236 | SUN MEDICAL INC | MICRO STIM PLUS | MICRO STIM PLUS | STIMULATORS/ ELECTRICAL/ NEUROMUSCULAR |  | 443767 | EF070189 | 2007-06-18 | 2017-06-15 | 15055 | ANESTHESIA | 2007-06-18 | USD | 120 | Active | UNIVERSITY NEW MEXICO HOSPITAL
0000060971 | 1219235 | SUN MEDICAL INC | MICRO STIM PLUS | MICRO STIM PLUS | STIMULATORS/ ELECTRICAL/ NEUROMUSCULAR |  | 443767 | EF070192 | 2007-06-18 | 2017-06-15 | 15055 | ANESTHESIA | 2007-06-18 | USD | 120 | Active | UNIVERSITY NEW MEXICO HOSPITAL
0000060970 | 1219234 | SUN MEDICAL INC | MICRO STIM PLUS | MICRO STIM PLUS | STIMULATORS/ ELECTRICAL/ NEUROMUSCULAR |  | 443767 | EF070200 | 2007-06-18 | 2017-06-15 | 15055 | ANESTHESIA | 2007-06-18 | USD | 120 | Active | UNIVERSITY NEW MEXICO HOSPITAL
0000062009 | 1219250 | NEC CORP | LCD1990SXI | LCD1990SXI | MONITORS/ VIDEO |  | REPL 50734 | 73006534YA |  | 2017-06-15 | 12220 | MED/SURG SUBACUTE (4-E) | 2007-06-18 | USD | 719 | Active | UNIVERSITY NEW MEXICO HOSPITAL
0000062008 | 1219249 | NEC CORP | LCD1990SXI | LCD1990SXI | MONITORS/ VIDEO |  | REPL 46653 | 73006538YA |  | 2017-06-15 | 12220 | MED/SURG SUBACUTE (4-E) | 2007-06-18 | USD | 719 | Active | UNIVERSITY NEW MEXICO HOSPITAL
0000060978 | 1003752 | KARL STORZ ENDOSCOPY-AMERICA INC | ZENON 300 | ZENON 300 | LIGHT SOURCES/ FIBEROPTIC/ FLEXIBLE ENDOSCOPIC |  | 441736 | md0626115 | 2017-06-15 | 2018-06-15 | 15000 | OPERATING ROOM | 2007-06-18 | USD | 2000 | Active | UNIVERSITY NEW MEXICO HOSPITAL
0000024352 | 1143057 | GE HEALTHCARE | 450SL | 450SL | MODULES/ MULTIPARAMETERS |  | FOUND | D6HB1473G |  | 2017-06-15 | 71030 | HEART STATION | 2007-06-15 | USD | 1 | Active | UNIVERSITY NEW MEXICO HOSPITAL
0000060977 | 1219238 | KARL STORZ ENDOSCOPY-AMERICA INC | ZENON 300 | ZENON 300 | LIGHT SOURCES/ FIBEROPTIC/ FLEXIBLE ENDOSCOPIC |  | 441736 | MD0626121 | 2017-06-16 | 2018-06-15 | 15000 | OPERATING ROOM | 2007-06-15 | USD | 2000 | Active | UNIVERSITY NEW MEXICO HOSPITAL
0000060969 | 1140701 | NATUS MEDICAL INC | MODEL 51 | 56350 | SCALES/ INFANT |  | 444946 | 3493 | 2016-10-01 | 2017-10-15 | 34315 | CLINICAL NEUROSCIENCE CENTER | 2007-06-15 | USD | 4019 | Active | UNIVERSITY NEW MEXICO HOSPITAL
0000060975 | 1003594 | KARL STORZ ENDOSCOPY-AMERICA INC | Z 300 | Z 300 | LIGHT SOURCES |  | 441736 | CC0628571 | 2017-06-06 | 2018-06-15 | 15000 | OPERATING ROOM | 2007-06-14 | USD | 1000 | Active | UNIVERSITY NEW MEXICO HOSPITAL
0000060976 | 1004032 | KARL STORZ ENDOSCOPY-AMERICA INC | XENON 300(20133120-1) | XENON 300(20133120-1 | LIGHT SOURCES/ FIBEROPTIC |  | 441736 | CC0628392 | 2017-05-26 | 2018-06-15 | 15000 | OPERATING ROOM | 2007-06-14 | USD | 1000 | Active | UNIVERSITY NEW MEXICO HOSPITAL
0000060974 | 1004316 | KARL STORZ ENDOSCOPY-AMERICA INC | XENON 300(20133120-1) | XENON 300(20133120-1 | LIGHT SOURCES/ FIBEROPTIC |  | 441736 | CC0628394 | 2017-06-02 | 2018-06-15 | 15000 | OPERATING ROOM | 2007-06-14 | USD | 1000 | Active | UNIVERSITY NEW MEXICO HOSPITAL
0000062052 | 1141376 | OLYMPIC MEDICAL CORP | WARM-LAMP 31 | WARM-LAMP 31 | LIGHTS/ PERINEAL HEAT |  | BBRP | 11143 | 2016-10-11 | 2017-10-15 | 15005 | OPERATING ROOM - BBRP | 2007-06-14 | USD | 0.1 | Active | UNIVERSITY NEW MEXICO HOSPITAL
0000BBRPLD | 1220003 | PHILIPS HEALTHCARE | Extended Brilliance Workspace | 728260 | WORKSTATIONS/ DIGITAL RADIOGRAPHY |  | N/A | N/A |  | 2017-06-15 | 12000 | LABOR AND DELIVERY | 2007-06-14 | USD | 0.01 | Active | UNIVERSITY NEW MEXICO HOSPITAL
0000BBRPED | 1220002 | PHILIPS HEALTHCARE | Extended Brilliance Workspace | 728260 | WORKSTATIONS/ DIGITAL RADIOGRAPHY |  | NA | N/A |  | 2017-06-15 | 21015 | ED-NORTH | 2007-06-14 | USD | 0.01 | Active | UNIVERSITY NEW MEXICO HOSPITAL
00BBRPPSCU | 1220078 | PHILIPS HEALTHCARE | Extended Brilliance Workspace | 728260 | WORKSTATIONS/ DIGITAL RADIOGRAPHY |  | N/A | N/A |  | 2017-06-15 | 12410 | PEDIATRIC SPECIALTY CARE | 2007-06-14 | USD | 0.01 | Active | UNIVERSITY NEW MEXICO HOSPITAL
00BBRPPACU | 1220076 | PHILIPS HEALTHCARE | Extended Brilliance Workspace | 728260 | WORKSTATIONS/ DIGITAL RADIOGRAPHY |  | N/A | N/A |  | 2017-06-15 | 15060 | ANESTHESIA - BBRP | 2007-06-14 | USD | 0.01 | Active | UNIVERSITY NEW MEXICO HOSPITAL
0BBRPTSICU | 1220115 | PHILIPS HEALTHCARE | Extended Brilliance Workspace | 728260 | WORKSTATIONS/ DIGITAL RADIOGRAPHY |  | N/A | N/A |  | 2017-06-15 | 12130 | TRAUMA/SURGICAL ICU | 2007-06-14 | USD | 0.01 | Active | UNIVERSITY NEW MEXICO HOSPITAL
00BBRPOBSC | 1220075 | PHILIPS HEALTHCARE | Extended Brilliance Workspace | 728260 | WORKSTATIONS/ DIGITAL RADIOGRAPHY |  | N/A | N/A |  | 2017-06-15 | 12510 | WOMEN'S SPECIAL CARE | 2007-06-14 | USD | 0.01 | Active | UNIVERSITY NEW MEXICO HOSPITAL
00BBRPMICU | 1220074 | PHILIPS HEALTHCARE | Extended Brilliance Workspace | 728260 | WORKSTATIONS/ DIGITAL RADIOGRAPHY |  | N/A | N/A |  | 2017-06-15 | 12120 | MEDICAL/CARDIAC ICU | 2007-06-14 | USD | 0.01 | Active | UNIVERSITY NEW MEXICO HOSPITAL
00BBRPCTHI | 1220073 | PHILIPS HEALTHCARE | Extended Brilliance Workspace | 728260 | WORKSTATIONS/ DIGITAL RADIOGRAPHY |  | N/A | N/A |  | 2017-06-15 | 12480 | CTH REHAB-ORTHO UNIT | 2007-06-14 | USD | 0.01 | Active | UNIVERSITY NEW MEXICO HOSPITAL
0BBRPNSICU | 1220114 | PHILIPS HEALTHCARE | Extended Brilliance Workspace | 728260 | WORKSTATIONS/ DIGITAL RADIOGRAPHY |  | N/A | N/A |  | 2017-06-15 | 12110 | NEUROSCIENCE ICU | 2007-06-14 | USD | 0.01 | Active | UNIVERSITY NEW MEXICO HOSPITAL
0BBRPNBICU | 1220113 | PHILIPS HEALTHCARE | Extended Brilliance Workspace | 728260 | WORKSTATIONS/ DIGITAL RADIOGRAPHY |  | N/A | N/A |  | 2017-06-15 | 12455 | NEWBORN ICU | 2007-06-14 | USD | 0.01 | Active | UNIVERSITY NEW MEXICO HOSPITAL
BBRPPEDSOR | 1220147 | PHILIPS HEALTHCARE | Extended Brilliance Workspace | 728260 | WORKSTATIONS/ DIGITAL RADIOGRAPHY |  | N/A | N/A |  | 2017-06-15 | 15005 | OPERATING ROOM - BBRP | 2007-06-14 | USD | 0.01 | Active | UNIVERSITY NEW MEXICO HOSPITAL
BBRPPEDSED | 1220146 | PHILIPS HEALTHCARE | Extended Brilliance Workspace | 728260 | WORKSTATIONS/ DIGITAL RADIOGRAPHY |  | N/A | N/A |  | 2017-06-15 | 21020 | PEDIATRIC EMERGENCY DEPARTMENT | 2007-06-14 | USD | 0.01 | Active | UNIVERSITY NEW MEXICO HOSPITAL
BBRPDIALYS | 1220145 | PHILIPS HEALTHCARE | Extended Brilliance Workspace | 728260 | WORKSTATIONS/ DIGITAL RADIOGRAPHY |  | N/A | N/A |  | 2017-06-15 | 4362 | PEDIATRIC DIALYSIS | 2007-06-14 | USD | 0.01 | Active | UNIVERSITY NEW MEXICO HOSPITAL
000BBRPPIU | 1220057 | PHILIPS HEALTHCARE | Extended Brilliance Workspace | 728260 | WORKSTATIONS/ DIGITAL RADIOGRAPHY |  | N/A | N/A |  | 2017-06-15 | 12015 | PEDIATRIC INFUSION UNIT PIU | 2007-06-14 | USD | 0.01 | Active | UNIVERSITY NEW MEXICO HOSPITAL
000BBRPOBT | 1220056 | PHILIPS HEALTHCARE | Extended Brilliance Workspace | 728260 | WORKSTATIONS/ DIGITAL RADIOGRAPHY |  | N/A | N/A |  | 2017-06-15 | 12000 | LABOR AND DELIVERY | 2007-06-14 | USD | 0.01 | Active | UNIVERSITY NEW MEXICO HOSPITAL
000BBRPMBU | 1220055 | PHILIPS HEALTHCARE | Extended Brilliance Workspace | 728260 | WORKSTATIONS/ DIGITAL RADIOGRAPHY |  | N/A | N/A |  | 2017-06-15 | 12520 | MOTHER & BABY UNIT (3-E) BBRP | 2007-06-14 | USD | 0.01 | Active | UNIVERSITY NEW MEXICO HOSPITAL
000BBRPGPU | 1220054 | PHILIPS HEALTHCARE | Extended Brilliance Workspace | 728260 | WORKSTATIONS/ DIGITAL RADIOGRAPHY |  | N/A | N/A |  | 2017-06-15 | 12430 | GENERAL PEDIATRICS UNIT | 2007-06-14 | USD | 0.01 | Active | UNIVERSITY NEW MEXICO HOSPITAL
0000060755 | 1026041 | MEDFUSION INC | 3500 | 3500 | INFUSION PUMPS |  | 437202 | 43672 | 2017-04-14 | 2018-04-15 | 12460 | PEDIATRIC ICU | 2007-06-07 | USD | 2343 | Reactivated | UNIVERSITY NEW MEXICO HOSPITAL
0000060959 | 1026305 | MEDFUSION INC | 3500 | 3500 | INFUSION PUMPS |  | 437202 | 43664 | 2017-04-21 | 2018-04-15 | 12410 | PEDIATRIC SPECIALTY CARE | 2007-06-07 | USD | 2343 | Active | UNIVERSITY NEW MEXICO HOSPITAL
0000060958 | 1026241 | MEDFUSION INC | 3500 | 3500 | INFUSION PUMPS |  | 437202 | 43680 | 2017-04-06 | 2018-04-15 | 12410 | PEDIATRIC SPECIALTY CARE | 2007-06-07 | USD | 2343 | Active | UNIVERSITY NEW MEXICO HOSPITAL
0000060956 | 1026039 | MEDFUSION INC | 3500 | 3500 | INFUSION PUMPS |  | 437202 | 43677 | 2017-04-19 | 2018-04-15 | 21015 | ED-NORTH | 2007-06-07 | USD | 2343 | Reactivated | UNIVERSITY NEW MEXICO HOSPITAL
0000060955 | 1026278 | MEDFUSION INC | 3500 | 3500 | INFUSION PUMPS |  | 437202 | 43667 | 2017-02-08 | 2018-02-15 | 12455 | NEWBORN ICU | 2007-06-07 | USD | 2343 | Active | UNIVERSITY NEW MEXICO HOSPITAL
0000060954 | 1026251 | MEDFUSION INC | 3500 | 3500 | INFUSION PUMPS |  | 437202 | 43668 | 2017-04-04 | 2018-04-15 | 12410 | PEDIATRIC SPECIALTY CARE | 2007-06-07 | USD | 2343 | Active | UNIVERSITY NEW MEXICO HOSPITAL
0000060953 | 1026259 | MEDFUSION INC | 3500 | 3500 | INFUSION PUMPS |  | 437202 | 43679 | 2017-05-19 | 2018-04-15 | 12410 | PEDIATRIC SPECIALTY CARE | 2007-06-07 | USD | 2343 | Active | UNIVERSITY NEW MEXICO HOSPITAL
0000060952 | 1026290 | MEDFUSION INC | 3500 | 3500 | INFUSION PUMPS |  | 437202 | 43666 | 2017-04-06 | 2018-04-15 | 12410 | PEDIATRIC SPECIALTY CARE | 2007-06-07 | USD | 2343 | Active | UNIVERSITY NEW MEXICO HOSPITAL
0000060760 | 1026249 | MEDFUSION INC | 3500 | 3500 | INFUSION PUMPS |  | 437202 | 43675 | 2017-04-27 | 2018-04-15 | 12410 | PEDIATRIC SPECIALTY CARE | 2007-06-07 | USD | 2343 | Active | UNIVERSITY NEW MEXICO HOSPITAL
0000060759 | 1026037 | MEDFUSION INC | 3500 | 3500 | INFUSION PUMPS |  | 437202 | 4367 | 2017-04-06 | 2018-04-15 | 12410 | PEDIATRIC SPECIALTY CARE | 2007-06-07 | USD | 2343 | Active | UNIVERSITY NEW MEXICO HOSPITAL
0000060960 | 1026287 | MEDFUSION INC | 3500 | 3500 | INFUSION PUMPS |  | 437202 | 43665 | 2017-04-06 | 2018-04-15 | 12410 | PEDIATRIC SPECIALTY CARE | 2007-06-07 | USD | 2343 | Active | UNIVERSITY NEW MEXICO HOSPITAL
0000060758 | 1026299 | MEDFUSION INC | 3500 | 3500 | INFUSION PUMPS |  | 437202 | 43673 | 2017-04-03 | 2018-04-15 | 12430 | GENERAL PEDIATRICS UNIT | 2007-06-07 | USD | 2343 | Active | UNIVERSITY NEW MEXICO HOSPITAL
0000060757 | 1026270 | MEDFUSION INC | 3500 | 3500 | INFUSION PUMPS |  | 437202 | 43671 | 2017-04-21 | 2018-04-15 | 12410 | PEDIATRIC SPECIALTY CARE | 2007-06-07 | USD | 2343 | Active | UNIVERSITY NEW MEXICO HOSPITAL
0000060756 | 1026245 | MEDFUSION INC | 3500 | 3500 | INFUSION PUMPS |  | 437202 | 43674 | 2017-04-17 | 2018-04-15 | 12410 | PEDIATRIC SPECIALTY CARE | 2007-06-07 | USD | 2343 | Active | UNIVERSITY NEW MEXICO HOSPITAL
0000062004 | 1219246 | SHERWOOD MEDICAL | FIRSTTEMP GENIUS | 3000A | THERMOMETERS/ ELECTRONIC/ INFRARED/ EAR |  | 441251 | J0645997 |  | 2017-06-15 | 71040 | CARDIAC CATH LAB | 2007-06-07 | USD | 75 | Active | UNIVERSITY NEW MEXICO HOSPITAL
0000060948 | 1004270 | OLYMPIC MEDICAL CORP | 33 | 33 | PHOTOTHERAPY UNIT/VISIBLE LIGHT/HYPERBILIRUBINEMIA |  | BBRP | 11151 | 2016-10-17 | 2017-10-15 | 15005 | OPERATING ROOM - BBRP | 2007-06-06 | USD | 0.1 | Active | UNIVERSITY NEW MEXICO HOSPITAL
0000060618 | 1219062 | NATIONAL DISPLAY SYSTEMS | SC-SX19-A1A11 | SC-SX19-A1A11 | MONITORS/ VIDEO |  | BBRP | 07-90285 |  | 2017-06-15 | 15005 | OPERATING ROOM - BBRP | 2007-06-05 | USD | 0.01 | Active | UNIVERSITY NEW MEXICO HOSPITAL
0000060616 | 1004236 | STERIS CORP | HARMONY LC | HARMONY LC | LIGHTS/ SURGICAL |  | 454747 | 0425606012 | 2016-10-21 | 2017-10-15 | 15005 | OPERATING ROOM - BBRP | 2007-06-05 | USD | 0.1 | Active | UNIVERSITY NEW MEXICO HOSPITAL
0000060629 | 1440232 | STERIS CORP | HARMONY LC | HARMONY LC | CONTROLLERS |  | BBRP | NSN |  | 2017-06-15 | 15005 | OPERATING ROOM - BBRP | 2007-06-05 | USD | 0.1 | Active | UNIVERSITY NEW MEXICO HOSPITAL
0000060615 | 1004235 | STERIS CORP | HARMONY LC | HARMONY LC | LIGHTS/ SURGICAL |  | 454747 | 042560654 | 2016-10-21 | 2017-10-15 | 15005 | OPERATING ROOM - BBRP | 2007-06-05 | USD | 0.1 | Active | UNIVERSITY NEW MEXICO HOSPITAL
0000060669 | 1004156 | STERIS CORP | CENTURY (SV-148H) | CENTURY (SV-148H) | STERILIZING UNITS/ STEAM |  | 428423 | 0331306-10 | 2017-04-28 | 2017-10-15 | 15005 | OPERATING ROOM - BBRP | 2007-06-05 | USD | 71448.86 | Active | UNIVERSITY NEW MEXICO HOSPITAL
0000060944 | 1004217 | STERIS CORP | HARMONY LC | HARMONY LC | LIGHTS/ SURGICAL |  | BBRP | 0425606062 | 2016-10-21 | 2017-10-15 | 15005 | OPERATING ROOM - BBRP | 2007-06-05 | USD | 0.1 | Active | UNIVERSITY NEW MEXICO HOSPITAL
0000060943 | 1004140 | STERIS CORP | HARMONY LC | HARMONY LC | LIGHTS/ SURGICAL |  | BBRP | 0420806024 | 2016-10-13 | 2017-10-15 | 15005 | OPERATING ROOM - BBRP | 2007-06-05 | USD | 0.1 | Active | UNIVERSITY NEW MEXICO HOSPITAL
0000060938 | 1004149 | STERIS CORP | HARMONY LC | HARMONY LC | LIGHTS/ SURGICAL |  | 454747 | 0420806023 | 2016-10-14 | 2017-10-15 | 15005 | OPERATING ROOM - BBRP | 2007-06-05 | USD | 0.1 | Active | UNIVERSITY NEW MEXICO HOSPITAL
0000060937 | 1004150 | STERIS CORP | HARMONY LC | HARMONY LC | LIGHTS/ SURGICAL |  | 454747 | 0425606056 | 2016-10-13 | 2017-10-15 | 15005 | OPERATING ROOM - BBRP | 2007-06-05 | USD | 0.1 | Active | UNIVERSITY NEW MEXICO HOSPITAL
0000060929 | 1004141 | STERIS CORP | HARMONY LC | HARMONY LC | LIGHTS/ SURGICAL |  | 454747 | 0422906015 | 2016-10-14 | 2017-10-15 | 15005 | OPERATING ROOM - BBRP | 2007-06-05 | USD | 0.1 | Active | UNIVERSITY NEW MEXICO HOSPITAL
0000060928 | 1004218 | STERIS CORP | HARMONY LC | HARMONY LC | LIGHTS/ SURGICAL |  | 454747 | 0424306013 | 2016-10-21 | 2017-10-15 | 15005 | OPERATING ROOM - BBRP | 2007-06-05 | USD | 0.1 | Active | UNIVERSITY NEW MEXICO HOSPITAL
0000060919 | 1004204 | STERIS CORP | HARMONY LC | HARMONY LC | LIGHTS/ SURGICAL |  | 454747 | 0422906014 | 2016-10-21 | 2017-10-15 | 15005 | OPERATING ROOM - BBRP | 2007-06-05 | USD | 0.01 | Active | UNIVERSITY NEW MEXICO HOSPITAL
0000060632 | 1004203 | STERIS CORP | HARMONY LC | HARMONY LC | LIGHTS/ SURGICAL |  | 454747 | 0414606108 | 2016-10-21 | 2017-10-15 | 15005 | OPERATING ROOM - BBRP | 2007-06-05 | USD | 0.1 | Active | UNIVERSITY NEW MEXICO HOSPITAL
0000060628 | 1004272 | STERIS CORP | HARMONY LC | HARMONY LC | LIGHTS/ SURGICAL |  | 454747 | 0417206065 | 2016-10-17 | 2017-10-15 | 15005 | OPERATING ROOM - BBRP | 2007-06-05 | USD | 0.1 | Active | UNIVERSITY NEW MEXICO HOSPITAL
0000060627 | 1004271 | STERIS CORP | HARMONY LC | HARMONY LC | LIGHTS/ SURGICAL |  | 454747 | 0425606055 | 2016-10-17 | 2017-10-15 | 15005 | OPERATING ROOM - BBRP | 2007-06-05 | USD | 0.1 | Active | UNIVERSITY NEW MEXICO HOSPITAL
0000060801 | 1003670 | GETINGE USA INC | 5624 | 5624 | WARMING UNITS/ MULTIPURPOSE |  | BBRP | L064125 | 2017-07-05 | 2018-07-15 | 12110 | NEUROSCIENCE ICU | 2007-06-05 | USD | 0.01 | Active | UNIVERSITY NEW MEXICO HOSPITAL
0000060818 | 1219163 | HILL-ROM INC | 767 | 767 | OPHTHALMOSCOPE/OTOSCOPES |  | BBRP | N/A |  | 2017-06-15 | 12480 | CTH REHAB-ORTHO UNIT | 2007-06-05 | USD | 0.01 | Active | UNIVERSITY NEW MEXICO HOSPITAL
0000060631 | 1440234 | STERIS CORP | DA-60 | HARMONY EMS | EQUIPMENT BOOM ARMS |  | BBRP | NSN |  | 2017-06-15 | 15005 | OPERATING ROOM - BBRP | 2007-06-05 | USD | 0.1 | Active | UNIVERSITY NEW MEXICO HOSPITAL
0000060936 | 1004124 | STERIS CORP | CENTURY (V-116) | CENTURY (V-116) | STERILIZING UNITS/ STEAM |  | 428423 | 0308107-13 | 2017-03-29 | 2017-09-15 | 15005 | OPERATING ROOM - BBRP | 2007-06-05 | USD | 33658.05 | Active | UNIVERSITY NEW MEXICO HOSPITAL
0000060775 | 1004112 | STERIS CORP | CENTURY (V-116) | CENTURY (V-116) | STERILIZING UNITS/ STEAM |  | 428423 | 0308207-12 | 2017-05-08 | 2017-10-15 | 15005 | OPERATING ROOM - BBRP | 2007-06-05 | USD | 36586.05 | Active | UNIVERSITY NEW MEXICO HOSPITAL
0000060752 | 1004125 | STERIS CORP | CENTURY (V-116) | CENTURY (V-116) | STERILIZING UNITS/ STEAM |  | 428423 | 0308307-22 | 2017-03-29 | 2017-09-15 | 15005 | OPERATING ROOM - BBRP | 2007-06-05 | USD | 36586.05 | Active | UNIVERSITY NEW MEXICO HOSPITAL
0000060963 | 1219231 | HUNTLEIGH HEALTHCARE LTD | PS 800 | PS 800 | FETAL HEART DETECTORS/ ULTRASONIC |  | 435395 | FD2P30202149-07 |  | 2017-06-15 | 32060 | M & FP-WEST MESA | 2007-06-05 | USD | 556.24 | Active | UNIVERSITY NEW MEXICO HOSPITAL
0000060907 | 1440027 | GE HEALTHCARE | TRANSPORT PRO | TRANSPORT PRO | MONITORS/ PATIENT TRANSPORT |  | BBRP | AAD06231793GA | 2017-02-01 | 2018-02-15 | 12455 | NEWBORN ICU | 2007-06-05 | USD | 0.01 | Active | UNIVERSITY NEW MEXICO HOSPITAL
0000060913 | 1143151 | DRAEGER MEDICAL INC | VAPOR 2000 ISOFLURANE | VAPOR 2000 | ANESTHESIA UNIT VAPORIZERS |  | 434729 | ARXN-0631 | 2017-01-04 | 2018-01-15 | 15060 | ANESTHESIA - BBRP | 2007-06-05 | USD | 1190 | Active | UNIVERSITY NEW MEXICO HOSPITAL
0000060911 | 1422475 | DRAEGER MEDICAL INC | VAPOR 2000 ISOFLURANE | VAPOR 2000 | ANESTHESIA UNIT VAPORIZERS |  | 434729 | ARXN-0617 | 2017-01-04 | 2018-01-15 | 15060 | ANESTHESIA - BBRP | 2007-06-05 | USD | 1190 | Active | UNIVERSITY NEW MEXICO HOSPITAL
0000060908 | 1004269 | DRAEGER MEDICAL INC | VAPOR 2000 ISOFLURANE | VAPOR 2000 | ANESTHESIA UNIT VAPORIZERS |  | 434729 | ARXN-0618 | 2017-01-04 | 2018-01-15 | 15060 | ANESTHESIA - BBRP | 2007-06-05 | USD | 1190 | Active | UNIVERSITY NEW MEXICO HOSPITAL
0000060769 | 1219150 | ARJO HOSPITAL EQUIPMENT INC | MINI DOPPLEX (D900) | MINI DOPPLEX (D900) | BLOOD-FLOW DETECTORS/ ULTRASONIC |  | BBRP | 900LX0A16754-07 |  | 2017-06-15 | 15060 | ANESTHESIA - BBRP | 2007-06-05 | USD | 0.01 | Active | UNIVERSITY NEW MEXICO HOSPITAL
0000060814 | 1219160 | BD | TURBO TEMP | TURBO TEMP | THERMOMETERS/ ELECTRONIC |  | BBRP | 12457561 |  | 2017-06-15 | 34315 | CLINICAL NEUROSCIENCE CENTER | 2007-06-05 | USD | 0.01 | Active | UNIVERSITY NEW MEXICO HOSPITAL
0000060813 | 1219159 | BD | TURBO TEMP | TURBO TEMP | THERMOMETERS/ ELECTRONIC |  | BBRP | 1257425 |  | 2017-06-15 | 32055 | 1209 CLINIC | 2007-06-05 | USD | 0.01 | Active | UNIVERSITY NEW MEXICO HOSPITAL
0000060630 | 1219069 | STERIS CORP | HARMONY EMS ( DF 80) | DF 80 | EQUIPMENT BOOM ARMS |  | BBRP | 0427606013 |  | 2017-06-15 | 15005 | OPERATING ROOM - BBRP | 2007-06-05 | USD | 0.1 | Active | UNIVERSITY NEW MEXICO HOSPITAL
0000060902 | 1439651 | EDWARDS LIFESCIENCES CORP | VIGILANCE II | VIGILANCE II | MONITORS/ BEDSIDE/ CARDIAC OUTPUT |  | 434796 | VG003200 | 2013-04-03 | 2014-04-15 | 12460 | PEDIATRIC ICU | 2007-06-05 | USD | 7000 | Active | UNIVERSITY NEW MEXICO HOSPITAL
0000060900 | 1140106 | EDWARDS LIFESCIENCES CORP | VIGILANCE II | VIGILANCE II | MONITORS/ BEDSIDE/ CARDIAC OUTPUT |  | 434796 | VG003167 | 2013-07-03 | 2014-07-15 | 12110 | NEUROSCIENCE ICU | 2007-06-05 | USD | 7000 | Active | UNIVERSITY NEW MEXICO HOSPITAL
0000060899 | 1219199 | EDWARDS LIFESCIENCES CORP | VIGILANCE II | VIGILANCE II | MONITORS/ BEDSIDE/ CARDIAC OUTPUT |  | 434796 | VG003021 | 2014-07-29 | 2014-07-15 | 12110 | NEUROSCIENCE ICU | 2007-06-05 | USD | 7000 | Active | UNIVERSITY NEW MEXICO HOSPITAL
0000060614 | 1440239 | STERIS CORP | HARMONY EMS (DA-60) | DA-60 | EQUIPMENT BOOM ARMS |  | BBRP | NSN |  | 2017-06-15 | 15005 | OPERATING ROOM - BBRP | 2007-06-05 | USD | 0.1 | Active | UNIVERSITY NEW MEXICO HOSPITAL
0000060550 | 1439683 | WELCH ALLYN INC | 747 | 747 | OPHTHALMOSCOPE/OTOSCOPES |  | BBRP | N/A |  | 2017-06-15 | 12410 | PEDIATRIC SPECIALTY CARE | 2007-06-05 | USD | 0.01 | Active | UNIVERSITY NEW MEXICO HOSPITAL
0000060720 | 1439872 | WELCH ALLYN INC | 747 | 747 | OPHTHALMOSCOPE/OTOSCOPES |  | BBRP | N/A |  | 2017-06-15 | 12480 | CTH REHAB-ORTHO UNIT | 2007-06-05 | USD | 0.01 | Active | UNIVERSITY NEW MEXICO HOSPITAL
0000060719 | 1144758 | WELCH ALLYN INC | 747 | 747 | OPHTHALMOSCOPE/OTOSCOPES |  | BBRP | N/A |  | 2017-06-15 | 12410 | PEDIATRIC SPECIALTY CARE | 2007-06-05 | USD | 0.01 | Active | UNIVERSITY NEW MEXICO HOSPITAL
0000060718 | 1219132 | WELCH ALLYN INC | 747 | 747 | OPHTHALMOSCOPE/OTOSCOPES |  | BBRP | N/A |  | 2017-06-15 | 12015 | PEDIATRIC INFUSION UNIT PIU | 2007-06-05 | USD | 0.01 | Active | UNIVERSITY NEW MEXICO HOSPITAL
0000060624 | 1422473 | STERIS CORP | DA-60 | HARMONY EMS | EQUIPMENT BOOM ARMS |  | BBRP | 0425106005 |  | 2017-06-15 | 15005 | OPERATING ROOM - BBRP | 2007-06-04 | USD | 0.1 | Active | UNIVERSITY NEW MEXICO HOSPITAL
0000060613 | 1439849 | STERIS CORP | HARMONY EMS (DA-60) | DA-60 | EQUIPMENT BOOM ARMS |  | BBRP | 0425406032 |  | 2017-06-15 | 15005 | OPERATING ROOM - BBRP | 2007-06-04 | USD | 0.1 | Active | UNIVERSITY NEW MEXICO HOSPITAL
0000060942 | 1440249 | STERIS CORP | DA-60 | HARMONY EMS | EQUIPMENT BOOM ARMS |  | BBRP | N/A |  | 2017-06-15 | 15005 | OPERATING ROOM - BBRP | 2007-06-04 | USD | 0.1 | Active | UNIVERSITY NEW MEXICO HOSPITAL
0000060939 | 1219221 | STERIS CORP | DA-60 | HARMONY EMS | EQUIPMENT BOOM ARMS |  | BBRP | N/A |  | 2017-06-15 | 15005 | OPERATING ROOM - BBRP | 2007-06-04 | USD | 0.1 | Active | UNIVERSITY NEW MEXICO HOSPITAL
0000060626 | 1422477 | STERIS CORP | HARMONY EMS ( DF 80) | DF 80 | EQUIPMENT BOOM ARMS |  | BBRP | 0427606015 |  | 2017-06-15 | 15005 | OPERATING ROOM - BBRP | 2007-06-04 | USD | 0.1 | Active | UNIVERSITY NEW MEXICO HOSPITAL
0000060945 | 1440248 | STERIS CORP | HARMONY EMS ( DF 80) | DF 80 | EQUIPMENT BOOM ARMS |  | BBRP | 0427606012 |  | 2017-06-15 | 15005 | OPERATING ROOM - BBRP | 2007-06-04 | USD | 0.1 | Active | UNIVERSITY NEW MEXICO HOSPITAL
0000060940 | 1219222 | STERIS CORP | HARMONY EMS ( DF 80) | DF 80 | EQUIPMENT BOOM ARMS |  | BBRP | 0427606014 |  | 2017-06-15 | 15005 | OPERATING ROOM - BBRP | 2007-06-04 | USD | 0.1 | Active | UNIVERSITY NEW MEXICO HOSPITAL
0000060930 | 1219216 | STERIS CORP | HARMONY EMS ( DF 80) | DF 80 | EQUIPMENT BOOM ARMS |  | BBRP | 0427606017 |  | 2017-06-15 | 15005 | OPERATING ROOM - BBRP | 2007-06-04 | USD | 0.1 | Active | UNIVERSITY NEW MEXICO HOSPITAL
0000060625 | 1422476 | STERIS CORP | HARMONY LC | HARMONY LC | CONTROLLERS |  | BBRP | N/A |  | 2017-06-15 | 15005 | OPERATING ROOM - BBRP | 2007-06-04 | USD | 0.1 | Active | UNIVERSITY NEW MEXICO HOSPITAL
0000060931 | 1219217 | STERIS CORP | HARMONY LC | HARMONY LC | CONTROLLERS |  | BBRP | N/A |  | 2017-06-15 | 15005 | OPERATING ROOM - BBRP | 2007-06-04 | USD | 0.1 | Active | UNIVERSITY NEW MEXICO HOSPITAL
0000060927 | 1219215 | STERIS CORP | HARMONY LC | HARMONY LC | CONTROLLERS |  | BBRP | N/A |  | 2017-06-15 | 15005 | OPERATING ROOM - BBRP | 2007-06-04 | USD | 0.1 | Active | UNIVERSITY NEW MEXICO HOSPITAL
0000060712 | 1219126 | GE HEALTHCARE | PRN-50 | PRN-50 | MODULES/ RECORDERS |  | 428875 | RPV06448849GA |  | 2017-06-15 | 12330 | FAMILY PRACTICE (3-N) | 2007-06-02 | USD | 1448 | Active | UNIVERSITY NEW MEXICO HOSPITAL
0000062553 | 1219409 | THE KENDALL CO | FIRSTEMP GENIUS 3000A | FIRSTEMP GENIUS 3000A | THERMOMETERS/ ELECTRONIC/ INFRARED/ EAR |  | BBRP | J0649478 |  | 2017-06-15 | 12130 | TRAUMA/SURGICAL ICU | 2007-06-02 | USD | 0.01 | Active | UNIVERSITY NEW MEXICO HOSPITAL
0000060827 | 1219166 | GE HEALTHCARE | TRAM (451N) | TRAM (451N) | MODULES/ MULTIPARAMETERS |  | 428875 | SBB06442703GA | 2007-06-02 | 2017-06-15 | 15060 | ANESTHESIA - BBRP | 2007-06-02 | USD | 6435 | Active | UNIVERSITY NEW MEXICO HOSPITAL
0000060562 | 1140857 | THE KENDALL CO | FIRSTEMP GENIUS 3000A | FIRSTEMP GENIUS 3000A | THERMOMETERS/ ELECTRONIC/ INFRARED/ EAR |  | BBRP | J0649583 |  | 2017-06-15 | 12410 | PEDIATRIC SPECIALTY CARE | 2007-06-02 | USD | 0.01 | Active | UNIVERSITY NEW MEXICO HOSPITAL
0000060746 | 1439825 | GE HEALTHCARE | TRAM (451N) | TRAM (451N) | MODULES/ MULTIPARAMETERS |  | 428875 | SBB06442692GA | 2007-06-02 | 2017-06-15 | 95700 | CLINICAL ENGINEERING | 2007-06-02 | USD | 6435 | Active | UNIVERSITY NEW MEXICO HOSPITAL
0000060790 | 1219154 | THE KENDALL CO | FIRSTEMP GENIUS 3000A | FIRSTEMP GENIUS 3000A | THERMOMETERS/ ELECTRONIC/ INFRARED/ EAR |  | BBRP | J0649438 |  | 2017-06-15 | 12120 | MEDICAL/CARDIAC ICU | 2007-06-02 | USD | 350 | Active | UNIVERSITY NEW MEXICO HOSPITAL
0000060742 | 1219142 | GE HEALTHCARE | TRAM (451N) | TRAM (451N) | MODULES/ MULTIPARAMETERS |  | 428875 | SBB06442699GA | 2007-06-02 | 2017-06-15 | 15060 | ANESTHESIA - BBRP | 2007-06-02 | USD | 64325 | Active | UNIVERSITY NEW MEXICO HOSPITAL
0000060788 | 1142906 | THE KENDALL CO | FIRSTEMP GENIUS 3000A | FIRSTEMP GENIUS 3000A | THERMOMETERS/ ELECTRONIC/ INFRARED/ EAR |  | BBRP | J0649425 |  | 2017-06-15 | 12120 | MEDICAL/CARDIAC ICU | 2007-06-02 | USD | 0.01 | Active | UNIVERSITY NEW MEXICO HOSPITAL
0000060714 | 1219128 | GE HEALTHCARE | 2025280-001 | 2025280-001 | MONITORS/ VIDEO |  | 428875 | DTEG420J0473 |  | 2017-06-15 | 12480 | CTH REHAB-ORTHO UNIT | 2007-06-02 | USD | 4584 | Active | UNIVERSITY NEW MEXICO HOSPITAL
101139 | 1142464 | MAQUET INC | HANAULUX BLUELINE 80 | HANAULUX BLUELINE 80 | LIGHTS/ EXAMINATION |  | BBRP | AR010729 |  | 2017-06-15 | 12000 | LABOR AND DELIVERY | 2007-06-02 | USD | 0.01 | Active | UNIVERSITY NEW MEXICO HOSPITAL
0000067836 | 1142447 | STERIS CORP | HARMONY LC | HARMONY LC | LIGHTS/ SURGICAL |  | BBRP | 110308611788 | 2016-11-21 | 2017-11-15 | 12000 | LABOR AND DELIVERY | 2007-06-02 | USD | 0.01 | Active | UNIVERSITY NEW MEXICO HOSPITAL
0000060284 | 1142659 | MAQUET INC | HANAULUX BLUELINE 80 | HANAULUX BLUELINE 80 | LIGHTS/ EXAMINATION |  | BBRP | AR010731 |  | 2017-06-15 | 12000 | LABOR AND DELIVERY | 2007-06-02 | USD | 0.01 | Active | UNIVERSITY NEW MEXICO HOSPITAL
0000067835 | 31142448 | STERIS CORP | HARMONY LC | HARMONY LC | LIGHTS/ SURGICAL |  | BBRP | 110308611790 | 2016-11-21 | 2017-11-15 | 12000 | LABOR AND DELIVERY | 2007-06-02 | USD | 0.01 | Active | UNIVERSITY NEW MEXICO HOSPITAL
0000060283 | 1142469 | MAQUET INC | HANAULUX BLUELINE 80 | HANAULUX BLUELINE 80 | LIGHTS/ EXAMINATION |  | BBRP | AR010733 |  | 2017-06-15 | 12000 | LABOR AND DELIVERY | 2007-06-02 | USD | 0.01 | Active | UNIVERSITY NEW MEXICO HOSPITAL
0000067834 | 1142449 | STERIS CORP | HARMONY LC | HARMONY LC | LIGHTS/ SURGICAL |  | BBRP | 110308611807 | 2016-11-21 | 2017-11-15 | 12000 | LABOR AND DELIVERY | 2007-06-02 | USD | 0.01 | Active | UNIVERSITY NEW MEXICO HOSPITAL
0000060282 | 1142462 | MAQUET INC | HANAULUX BLUELINE 80 | HANAULUX BLUELINE 80 | LIGHTS/ EXAMINATION |  | BBRP | AR010730 |  | 2017-06-15 | 12000 | LABOR AND DELIVERY | 2007-06-02 | USD | 0.01 | Active | UNIVERSITY NEW MEXICO HOSPITAL
0000067833 | 1142450 | STERIS CORP | HARMONY LC | HARMONY LC | LIGHTS/ SURGICAL |  | BBRP | 110308611791 | 2016-11-21 | 2017-11-15 | 12000 | LABOR AND DELIVERY | 2007-06-02 | USD | 0.01 | Active | UNIVERSITY NEW MEXICO HOSPITAL
0000060281 | 1142625 | MAQUET INC | HANAULUX BLUELINE 80 | HANAULUX BLUELINE 80 | LIGHTS/ EXAMINATION |  | BBRP | AR010732 |  | 2017-06-15 | 12000 | LABOR AND DELIVERY | 2007-06-02 | USD | 0.01 | Active | UNIVERSITY NEW MEXICO HOSPITAL
0000060612 | 1142198 | PRECISION MEDICAL INC | PM5200 | PM5200 | OXYGEN-AIR PROPORTIONERS |  | BBRP | BH001281 | 2016-09-26 | 2017-09-15 | 71510 | PULMONARY SERVICES | 2007-06-02 | USD | 0.01 | Active | UNIVERSITY NEW MEXICO HOSPITAL
0000062567 | 1141440 | AMVEX CORP | VR-PIUD-CMA | VR-PIUD-CMA | REGULATORS/ SUCTION |  | BBRP | VRA05236BG |  | 2017-06-15 | 12000 | LABOR AND DELIVERY | 2007-06-02 | USD | 0.01 | Active | UNIVERSITY NEW MEXICO HOSPITAL
0000060611 | 1142205 | PRECISION MEDICAL INC | PM5200 | PM5200 | OXYGEN-AIR PROPORTIONERS |  | BBRP | BH001274 | 2016-09-07 | 2017-09-15 | 71510 | PULMONARY SERVICES | 2007-06-02 | USD | 0.01 | Active | UNIVERSITY NEW MEXICO HOSPITAL
0000062566 | 1141841 | AMVEX CORP | VR-PIUD-CMA | VR-PIUD-CMA | REGULATORS/ SUCTION |  | BBRP | VRA05260BG |  | 2017-06-15 | 12000 | LABOR AND DELIVERY | 2007-06-02 | USD | 0.01 | Active | UNIVERSITY NEW MEXICO HOSPITAL
0000060605 | 1142199 | PRECISION MEDICAL INC | PM5200 | PM5200 | OXYGEN-AIR PROPORTIONERS |  | BBRP | BH001249 | 2016-09-01 | 2017-09-15 | 71510 | PULMONARY SERVICES | 2007-06-02 | USD | 0.01 | Active | UNIVERSITY NEW MEXICO HOSPITAL
0000060371 | 1141425 | AMVEX CORP | VR-PIUD-CMA | VR-PIUD-CMA | REGULATORS/ SUCTION |  | BBRP | VRA05462BG |  | 2017-06-15 | 12000 | LABOR AND DELIVERY | 2007-06-02 | USD | 0.01 | Active | UNIVERSITY NEW MEXICO HOSPITAL
0000060604 | 1142200 | PRECISION MEDICAL INC | PM5200 | PM5200 | OXYGEN-AIR PROPORTIONERS |  | BBRP | BH001273 | 2016-09-01 | 2017-09-15 | 71510 | PULMONARY SERVICES | 2007-06-02 | USD | 0.01 | Active | UNIVERSITY NEW MEXICO HOSPITAL
0000060370 | 1141435 | AMVEX CORP | VR-PIUD-CMA | VR-PIUD-CMA | REGULATORS/ SUCTION |  | BBRP | VRA05507BG |  | 2017-06-15 | 12000 | LABOR AND DELIVERY | 2007-06-02 | USD | 0.01 | Active | UNIVERSITY NEW MEXICO HOSPITAL
0000060603 | 1142195 | PRECISION MEDICAL INC | PM5200 | PM5200 | OXYGEN-AIR PROPORTIONERS |  | BBRP | BH001267 | 2017-03-14 | 2018-02-15 | 12415 | INTERMEDIATE CARE NURSERY | 2007-06-02 | USD | 0.01 | Reactivated | UNIVERSITY NEW MEXICO HOSPITAL
0000060361 | 1141442 | AMVEX CORP | VR-PIUD-CMA | VR-PIUD-CMA | REGULATORS/ SUCTION |  | BBRP | VRA05459BG |  | 2017-06-15 | 12000 | LABOR AND DELIVERY | 2007-06-02 | USD | 0.01 | Active | UNIVERSITY NEW MEXICO HOSPITAL
0000060602 | 1142204 | PRECISION MEDICAL INC | PM5200 | PM5200 | OXYGEN-AIR PROPORTIONERS |  | BBRP | BH001269 | 2016-09-07 | 2017-09-15 | 71510 | PULMONARY SERVICES | 2007-06-02 | USD | 0.01 | Active | UNIVERSITY NEW MEXICO HOSPITAL
0000060360 | 1141697 | AMVEX CORP | VR-PIUD-CMA | VR-PIUD-CMA | REGULATORS/ SUCTION |  | BBRP | VRA05460BG |  | 2017-06-15 | 12000 | LABOR AND DELIVERY | 2007-06-02 | USD | 0.01 | Active | UNIVERSITY NEW MEXICO HOSPITAL
0000060601 | 1142206 | PRECISION MEDICAL INC | PM5200 | PM5200 | OXYGEN-AIR PROPORTIONERS |  | BBRP | BH001276 | 2016-09-01 | 2017-09-15 | 71510 | PULMONARY SERVICES | 2007-06-02 | USD | 0.01 | Reactivated | UNIVERSITY NEW MEXICO HOSPITAL
0000060359 | 1141450 | AMVEX CORP | VR-PIUD-CMA | VR-PIUD-CMA | REGULATORS/ SUCTION |  | BBRP | VRA05431BG |  | 2017-06-15 | 12000 | LABOR AND DELIVERY | 2007-06-02 | USD | 0.01 | Active | UNIVERSITY NEW MEXICO HOSPITAL
0000060600 | 1142196 | PRECISION MEDICAL INC | PM5200 | PM5200 | OXYGEN-AIR PROPORTIONERS |  | BBRP | BH001270 | 2016-09-13 | 2017-09-15 | 71510 | PULMONARY SERVICES | 2007-06-02 | USD | 0.01 | Active | UNIVERSITY NEW MEXICO HOSPITAL
0000060358 | 1142631 | AMVEX CORP | VR-PIUD-CMA | VR-PIUD-CMA | REGULATORS/ SUCTION |  | BBRP | VRA05433BG |  | 2017-06-15 | 12000 | LABOR AND DELIVERY | 2007-06-02 | USD | 0.01 | Active | UNIVERSITY NEW MEXICO HOSPITAL
0000060599 | 1142201 | PRECISION MEDICAL INC | PM5200 | PM5200 | OXYGEN-AIR PROPORTIONERS |  | BBRP | BH001252 | 2016-09-26 | 2017-09-15 | 71510 | PULMONARY SERVICES | 2007-06-02 | USD | 0.01 | Active | UNIVERSITY NEW MEXICO HOSPITAL
0000060357 | 1218921 | AMVEX CORP | VR-PIUD-CMA | VR-PIUD-CMA | REGULATORS/ SUCTION |  | BBRP | VRA05477BG |  | 2017-06-15 | 12000 | LABOR AND DELIVERY | 2007-06-02 | USD | 0.01 | Active | UNIVERSITY NEW MEXICO HOSPITAL
0000060598 | 1142197 | PRECISION MEDICAL INC | PM5200 | PM5200 | OXYGEN-AIR PROPORTIONERS |  | BBRP | 001275 | 2016-09-07 | 2017-09-15 | 71510 | PULMONARY SERVICES | 2007-06-02 | USD | 0.01 | Active | UNIVERSITY NEW MEXICO HOSPITAL
0000060184 | 1142646 | AMVEX CORP | VR-PIUD-CMA | VR-PIUD-CMA | REGULATORS/ SUCTION |  | BBRP | VRA05187BG |  | 2017-06-15 | 12000 | LABOR AND DELIVERY | 2007-06-02 | USD | 0.01 | Active | UNIVERSITY NEW MEXICO HOSPITAL
0000060597 | 1142202 | PRECISION MEDICAL INC | PM5200 | PM5200 | OXYGEN-AIR PROPORTIONERS |  | BBRP | BH001232 | 2016-09-01 | 2017-09-15 | 71510 | PULMONARY SERVICES | 2007-06-02 | USD | 0.01 | Active | UNIVERSITY NEW MEXICO HOSPITAL
0000060071 | 1439615 | GE HEALTHCARE | DASH 4000 | DASH 4000 | MONITORING SYSTEMS/ PHYSIOLOGIC |  | 428875 | SBG06419238GA | 2017-04-17 | 2018-04-15 | 12015 | PEDIATRIC INFUSION UNIT PIU | 2007-06-02 | USD | 10774.42 | Active | UNIVERSITY NEW MEXICO HOSPITAL
0000060785 | 1141829 | GE HEALTHCARE | COROMETRICS 259CX-C | COROMETRICS 259CX-C | MONITORS/ BEDSIDE/ FETAL |  | 434519 | SBE06494020PA | 2016-11-30 | 2017-11-15 | 12000 | LABOR AND DELIVERY | 2007-06-02 | USD | 16262.59 | Active | UNIVERSITY NEW MEXICO HOSPITAL
0000060070 | 1144030 | GE HEALTHCARE | DASH 4000 | DASH 4000 | MONITORING SYSTEMS/ PHYSIOLOGIC |  | 428875 | SBG06419240GA | 2017-04-17 | 2018-04-15 | 12015 | PEDIATRIC INFUSION UNIT PIU | 2007-06-02 | USD | 10774.42 | Active | UNIVERSITY NEW MEXICO HOSPITAL
0000060783 | 1141711 | GE HEALTHCARE | COROMETRICS 259CX-C | COROMETRICS 259CX-C | MONITORS/ BEDSIDE/ FETAL |  | 434519 | SBE06494014PA | 2016-11-28 | 2017-11-15 | 12000 | LABOR AND DELIVERY | 2007-06-02 | USD | 16262.59 | Active | UNIVERSITY NEW MEXICO HOSPITAL
0000060069 | 1439573 | GE HEALTHCARE | DASH 4000 | DASH 4000 | MONITORING SYSTEMS/ PHYSIOLOGIC |  | 428875 | SBG06419239GA | 2017-04-17 | 2018-04-15 | 12015 | PEDIATRIC INFUSION UNIT PIU | 2007-06-02 | USD | 10774.42 | Active | UNIVERSITY NEW MEXICO HOSPITAL
0000060782 | 1142443 | GE HEALTHCARE | COROMETRICS 259CX-C | COROMETRICS 259CX-C | MONITORS/ BEDSIDE/ FETAL |  | 434519 | SBE0649044PA | 2016-11-23 | 2017-11-15 | 12000 | LABOR AND DELIVERY | 2007-06-02 | USD | 17217.89 | Active | UNIVERSITY NEW MEXICO HOSPITAL
0000060068 | 1399986 | GE HEALTHCARE | DASH 4000 | DASH 4000 | MONITORING SYSTEMS/ PHYSIOLOGIC |  | 428875 | SBG06419253GA | 2017-04-17 | 2018-04-15 | 12015 | PEDIATRIC INFUSION UNIT PIU | 2007-06-02 | USD | 10774.42 | Active | UNIVERSITY NEW MEXICO HOSPITAL
0000060781 | 1141417 | GE HEALTHCARE | COROMETRICS 259CX-C | COROMETRICS 259CX-C | MONITORS/ BEDSIDE/ FETAL |  | 434519 | SBE06494047PA | 2016-11-10 | 2017-11-15 | 12000 | LABOR AND DELIVERY | 2007-06-02 | USD | 17217.89 | Active | UNIVERSITY NEW MEXICO HOSPITAL
0000060067 | 1218709 | GE HEALTHCARE | DASH 4000 | DASH 4000 | MONITORING SYSTEMS/ PHYSIOLOGIC |  | 428875 | SBG06419196GA | 2017-04-19 | 2018-04-15 | 34150 | PEDIATRICS CLINIC | 2007-06-02 | USD | 10774.42 | Active | UNIVERSITY NEW MEXICO HOSPITAL
0000060780 | 1141448 | GE HEALTHCARE | COROMETRICS 259CX-C | COROMETRICS 259CX-C | MONITORS/ BEDSIDE/ FETAL |  | 434519 | SBE06504062PA | 2016-11-28 | 2017-11-15 | 12000 | LABOR AND DELIVERY | 2007-06-02 | USD | 17217.89 | Active | UNIVERSITY NEW MEXICO HOSPITAL
0000060236 | 1141443 | GE HEALTHCARE | DASH 4000 | DASH 4000 | MONITORING SYSTEMS/ PHYSIOLOGIC |  | BBRP | SBG06451819GA | 2016-11-29 | 2017-11-15 | 12000 | LABOR AND DELIVERY | 2007-06-02 | USD | 0.01 | Active | UNIVERSITY NEW MEXICO HOSPITAL
0000060778 | 1141848 | GE HEALTHCARE | COROMETRICS 259CX-C | COROMETRICS 259CX-C | MONITORS/ BEDSIDE/ FETAL |  | 434519 | SBE06494046PA | 2016-11-21 | 2017-11-15 | 12000 | LABOR AND DELIVERY | 2007-06-02 | USD | 17217.89 | Active | UNIVERSITY NEW MEXICO HOSPITAL
0000060235 | 1141447 | GE HEALTHCARE | DASH 4000 | DASH 4000 | MONITORING SYSTEMS/ PHYSIOLOGIC |  | BBRP | SBG06462648GA | 2016-11-10 | 2017-11-15 | 12000 | LABOR AND DELIVERY | 2007-06-02 | USD | 0.01 | Active | UNIVERSITY NEW MEXICO HOSPITAL
0000060619 | 1004239 | CARL ZEISS INC MICROSCOPY & IMAGING SYSTEMS | OPMI PENTERO | OPMI PENTERO | MICROSCOPES/ LIGHT/ OPERATING |  | 442772 | 6631402181 | 2016-11-17 | 2017-11-15 | 15005 | OPERATING ROOM - BBRP | 2007-06-02 | USD | 222205.09 | Active | UNIVERSITY NEW MEXICO HOSPITAL
0000060085 | 1439870 | GE HEALTHCARE | DASH 4000 | DASH 4000 | MONITORING SYSTEMS/ PHYSIOLOGIC |  | 428875 | SBG06462734GA | 2017-01-23 | 2018-01-15 | 12480 | CTH REHAB-ORTHO UNIT | 2007-06-02 | USD | 11743.61 | Active | UNIVERSITY NEW MEXICO HOSPITAL
0000060713 | 1219127 | GE HEALTHCARE | CIC PRO | CIC PRO | MONITORS/ CENTRAL STATION |  | 428875 | JA106486195GA | 2016-10-01 | 2017-10-15 | 15045 | PACU - BBRP | 2007-06-02 | USD | 11127.6 | Active | UNIVERSITY NEW MEXICO HOSPITAL
0000060415 | 1141847 | GE HEALTHCARE | DASH 4000 | DASH 4000 | MONITORING SYSTEMS/ PHYSIOLOGIC |  | BBRP | SBG06462725GA | 2016-11-23 | 2017-11-15 | 12000 | LABOR AND DELIVERY | 2007-06-02 | USD | 0.01 | Active | UNIVERSITY NEW MEXICO HOSPITAL
0000060784 | 1141091 | GE HEALTHCARE | COROMETRICS 259A | COROMETRICS 259A | MONITORS/ BEDSIDE/ FETAL |  | 434519 | SBE06494048PA | 2016-11-28 | 2017-11-15 | 12000 | LABOR AND DELIVERY | 2007-06-02 | USD | 16262.59 | Active | UNIVERSITY NEW MEXICO HOSPITAL
0000060414 | 1141846 | GE HEALTHCARE | DASH 4000 | DASH 4000 | MONITORING SYSTEMS/ PHYSIOLOGIC |  | BBRP | SBG06462724GA | 2016-11-23 | 2017-11-15 | 12000 | LABOR AND DELIVERY | 2007-06-02 | USD | 0.01 | Active | UNIVERSITY NEW MEXICO HOSPITAL
0000060771 | 1140883 | GE HEALTHCARE | COROMETRICS 259A | COROMETRICS 259A | MONITORS/ BEDSIDE/ FETAL |  | BBRP | SBE06483960PA | 2016-10-25 | 2017-10-15 | 12510 | WOMEN'S SPECIAL CARE | 2007-06-02 | USD | 0.01 | Active | UNIVERSITY NEW MEXICO HOSPITAL
0000060413 | 1141844 | GE HEALTHCARE | DASH 4000 | DASH 4000 | MONITORING SYSTEMS/ PHYSIOLOGIC |  | BBRP | SBG06462450GA | 2016-11-23 | 2017-11-15 | 12000 | LABOR AND DELIVERY | 2007-06-02 | USD | 0.01 | Active | UNIVERSITY NEW MEXICO HOSPITAL
0000062551 | 1219408 | THE KENDALL CO | FIRSTEMP GENIUS 3000A | FIRSTEMP GENIUS 3000A | THERMOMETERS/ ELECTRONIC/ INFRARED/ EAR |  | BBRP | J0650427 |  | 2017-06-15 | 12110 | NEUROSCIENCE ICU | 2007-06-02 | USD | 350 | Active | UNIVERSITY NEW MEXICO HOSPITAL
0000060412 | 1141845 | GE HEALTHCARE | DASH 4000 | DASH 4000 | MONITORING SYSTEMS/ PHYSIOLOGIC |  | BBRP | SBG06462706GA | 2016-11-10 | 2017-11-15 | 12000 | LABOR AND DELIVERY | 2007-06-02 | USD | 0.01 | Active | UNIVERSITY NEW MEXICO HOSPITAL
0000062550 | 1219407 | THE KENDALL CO | FIRSTEMP GENIUS 3000A | FIRSTEMP GENIUS 3000A | THERMOMETERS/ ELECTRONIC/ INFRARED/ EAR |  | BBRP | J0650532 |  | 2017-06-15 | 12110 | NEUROSCIENCE ICU | 2007-06-02 | USD | 350 | Active | UNIVERSITY NEW MEXICO HOSPITAL
0000060072 | 1439609 | GE HEALTHCARE | DASH 4000 | DASH 4000 | MONITORING SYSTEMS/ PHYSIOLOGIC |  | 428875 | SBG06419244GA | 2017-04-18 | 2018-04-15 | 12015 | PEDIATRIC INFUSION UNIT PIU | 2007-06-02 | USD | 10774.42 | Active | UNIVERSITY NEW MEXICO HOSPITAL
0000062547 | 1143137 | THE KENDALL CO | FIRSTEMP GENIUS 3000A | FIRSTEMP GENIUS 3000A | THERMOMETERS/ ELECTRONIC/ INFRARED/ EAR |  | BBRP | J0649585 |  | 2017-06-15 | 12120 | MEDICAL/CARDIAC ICU | 2007-06-02 | USD | 320 | Active | UNIVERSITY NEW MEXICO HOSPITAL
0000062100 | 1219271 | HEWLETT PACKARD (PHILIPS) | ML 370 | ML 370 | COMPUTERS |  | 434519 | USE540N4B0 |  | 2017-06-15 | 12000 | LABOR AND DELIVERY | 2007-06-02 | USD | 0.01 | Active | UNIVERSITY NEW MEXICO HOSPITAL
0000062546 | 1161897 | THE KENDALL CO | FIRSTEMP GENIUS 3000A | FIRSTEMP GENIUS 3000A | THERMOMETERS/ ELECTRONIC/ INFRARED/ EAR |  | BBRP | J0645897 |  | 2017-06-15 | 12110 | NEUROSCIENCE ICU | 2007-06-02 | USD | 350 | Active | UNIVERSITY NEW MEXICO HOSPITAL
0000062099 | 1219270 | HEWLETT PACKARD (PHILIPS) | ML 370 | ML 370 | COMPUTERS |  | 434519 | USE624NCKL |  | 2017-06-15 | 12000 | LABOR AND DELIVERY | 2007-06-02 | USD | 0.01 | Active | UNIVERSITY NEW MEXICO HOSPITAL
0000062545 | 1140861 | THE KENDALL CO | FIRSTEMP GENIUS 3000A | FIRSTEMP GENIUS 3000A | THERMOMETERS/ ELECTRONIC/ INFRARED/ EAR |  | BBRP | J0645965 |  | 2017-06-15 | 12110 | NEUROSCIENCE ICU | 2007-06-02 | USD | 350 | Active | UNIVERSITY NEW MEXICO HOSPITAL
0000060556 | 1140865 | SHERWOOD MEDICAL | FIRSTTEMP GENIUS | 3000A | THERMOMETERS/ ELECTRONIC/ INFRARED/ EAR |  | BBRP | J0651675 |  | 2017-06-15 | 12460 | PEDIATRIC ICU | 2007-06-02 | USD | 0.01 | Active | UNIVERSITY NEW MEXICO HOSPITAL
0000062544 | 1219405 | THE KENDALL CO | FIRSTEMP GENIUS 3000A | FIRSTEMP GENIUS 3000A | THERMOMETERS/ ELECTRONIC/ INFRARED/ EAR |  | BBRP | J0647516 |  | 2017-06-15 | 12120 | MEDICAL/CARDIAC ICU | 2007-06-02 | USD | 320 | Active | UNIVERSITY NEW MEXICO HOSPITAL
0000060861 | 1140864 | SHERWOOD MEDICAL | FIRSTTEMP GENIUS | 3000A | THERMOMETERS/ ELECTRONIC/ INFRARED/ EAR |  | BBRP | J0649460 |  | 2017-06-15 | 12015 | PEDIATRIC INFUSION UNIT PIU | 2007-06-02 | USD | 0.01 | Active | UNIVERSITY NEW MEXICO HOSPITAL
0000060094 | 1439998 | ZOLL MEDICAL CORP | M SERIES | M SERIES | DEFIBRILLATOR/ MONITOR/ PACEMAKERS |  | BBRP | T06L86896 | 2017-04-27 | 2017-10-15 | 12460 | PEDIATRIC ICU | 2007-06-02 | USD | 0.01 | Active | UNIVERSITY NEW MEXICO HOSPITAL
82061 | 1085477 | WHITEHALL HYDROTHERA | H-105-M | H-105-M | BATHS/ WHIRLPOOL | FOUND |  | C-20320 | 2017-01-18 | 2018-01-15 | 76010 | REHABILITATION SERVICES | 2007-06-02 | USD |  | Active | UNIVERSITY NEW MEXICO HOSPITAL
0000064300 | 1003484 | CARL ZEISS INC MICROSCOPY & IMAGING SYSTEMS | OPMI SENSERA S7 | OPMI SENSERA S7 | MICROSCOPES/ LIGHT/ OPERATING |  | 442772 | 6628502827 | 2016-11-22 | 2017-11-15 | 15005 | OPERATING ROOM - BBRP | 2007-06-02 | USD | 55294.91 | Active | UNIVERSITY NEW MEXICO HOSPITAL
0000060815 | 1219161 | EDWARDS LIFESCIENCES CORP | VIGILANCE II | VIGILANCE II | MONITORS/ BEDSIDE/ CARDIAC OUTPUT |  | BBRP | VG003125 | 2013-05-02 | 2014-05-15 | 12120 | MEDICAL/CARDIAC ICU | 2007-06-02 | USD | 0.01 | Active | UNIVERSITY NEW MEXICO HOSPITAL
62370 | 1439656 | CINCINNATI SUB-ZERO PRODUCTS INC | BLANKETROL II | 222S | WARMING UNITS/ PATIENT/ CIRCULATING-FLUID |  | NEVER REGIST | 063-18240 | 2017-07-07 | 2017-10-15 | 12460 | PEDIATRIC ICU | 2007-06-02 | USD |  | Active | UNIVERSITY NEW MEXICO HOSPITAL
0000060400 | 1141445 | FISHER & PAYKEL HEALTHCARE INC | COSYCOT | IW980JEU | WARMING UNITS/ PATIENT/ RADIANT/ INFANT |  | BBRP | 060308000289 | 2017-05-18 | 2017-11-15 | 12000 | LABOR AND DELIVERY | 2007-06-02 | USD | 0.01 | Active | UNIVERSITY NEW MEXICO HOSPITAL
0000060399 | 1141441 | FISHER & PAYKEL HEALTHCARE INC | COSYCOT | IW980JEU | WARMING UNITS/ PATIENT/ RADIANT/ INFANT |  | BBRP | 060322000333 | 2017-05-25 | 2017-11-15 | 12000 | LABOR AND DELIVERY | 2007-06-02 | USD | 0.01 | Active | UNIVERSITY NEW MEXICO HOSPITAL
0000060398 | 1141840 | FISHER & PAYKEL HEALTHCARE INC | COSYCOT | IW980JEU | WARMING UNITS/ PATIENT/ RADIANT/ INFANT |  | BBRP | 060207000184 | 2017-05-17 | 2017-11-15 | 12000 | LABOR AND DELIVERY | 2007-06-02 | USD | 0.01 | Active | UNIVERSITY NEW MEXICO HOSPITAL
0000060397 | 1141699 | FISHER & PAYKEL HEALTHCARE INC | COSYCOT | IW980JEU | WARMING UNITS/ PATIENT/ RADIANT/ INFANT |  | BBRP | 060531000604 | 2017-05-18 | 2017-11-15 | 12000 | LABOR AND DELIVERY | 2007-06-02 | USD | 0.01 | Active | UNIVERSITY NEW MEXICO HOSPITAL
0000060396 | 1141438 | FISHER & PAYKEL HEALTHCARE INC | COSYCOT | IW980JEU | WARMING UNITS/ PATIENT/ RADIANT/ INFANT |  | BBRP | 060308000283 | 2017-05-04 | 2017-11-15 | 12000 | LABOR AND DELIVERY | 2007-06-02 | USD | 0.01 | Active | UNIVERSITY NEW MEXICO HOSPITAL
0000060395 | 1141424 | FISHER & PAYKEL HEALTHCARE INC | COSYCOT | IW980JEU | WARMING UNITS/ PATIENT/ RADIANT/ INFANT |  | BBRP | 030217000178 | 2017-05-04 | 2017-11-15 | 12000 | LABOR AND DELIVERY | 2007-06-02 | USD | 0.01 | Active | UNIVERSITY NEW MEXICO HOSPITAL
0000060394 | 1141419 | FISHER & PAYKEL HEALTHCARE INC | COSYCOT | IW980JEU | WARMING UNITS/ PATIENT/ RADIANT/ INFANT |  | BBRP | 060207000188 | 2017-05-04 | 2017-11-15 | 12000 | LABOR AND DELIVERY | 2007-06-02 | USD | 0.01 | Active | UNIVERSITY NEW MEXICO HOSPITAL
0000060393 | 1141451 | FISHER & PAYKEL HEALTHCARE INC | COSYCOT | IW980JEU | WARMING UNITS/ PATIENT/ RADIANT/ INFANT |  | BBRP | 060308000288 | 2017-05-15 | 2017-11-15 | 12000 | LABOR AND DELIVERY | 2007-06-02 | USD | 0.01 | Active | UNIVERSITY NEW MEXICO HOSPITAL
0000060392 | 1142648 | FISHER & PAYKEL HEALTHCARE INC | COSYCOT | IW980JEU | WARMING UNITS/ PATIENT/ RADIANT/ INFANT |  | BBRP | 060530000600 | 2017-05-05 | 2017-11-15 | 12000 | LABOR AND DELIVERY | 2007-06-02 | USD | 0.01 | Active | UNIVERSITY NEW MEXICO HOSPITAL
0000060391 | 1141700 | FISHER & PAYKEL HEALTHCARE INC | COSYCOT | IW980JEU | WARMING UNITS/ PATIENT/ RADIANT/ INFANT |  | BBRP | 060322000336 | 2017-05-04 | 2017-11-15 | 12000 | LABOR AND DELIVERY | 2007-06-02 | USD | 0.01 | Active | UNIVERSITY NEW MEXICO HOSPITAL
82265 | 1096500 | FISHER & PAYKEL HEALTHCARE INC | COSYCOT | IW980JEU | WARMING UNITS/ PATIENT/ RADIANT/ INFANT |  | BBRP | 060207000185 | 2017-05-04 | 2017-11-15 | 12000 | LABOR AND DELIVERY | 2007-06-02 | USD | 0.01 | Active | UNIVERSITY NEW MEXICO HOSPITAL
0000060389 | 1142632 | FISHER & PAYKEL HEALTHCARE INC | COSYCOT | IW980JEU | WARMING UNITS/ PATIENT/ RADIANT/ INFANT |  | bbrp | 060308000286 | 2017-05-04 | 2017-11-15 | 12000 | LABOR AND DELIVERY | 2007-06-02 | USD | 0.01 | Active | UNIVERSITY NEW MEXICO HOSPITAL
0000062019 | 1142633 | SCALE-TRONIX INC | 4002 | 4002 | SCALES/ INFANT |  | BBRP | 4002-6340 | 2016-11-21 | 2017-11-15 | 12000 | LABOR AND DELIVERY | 2007-06-02 | USD | 0.01 | Active | UNIVERSITY NEW MEXICO HOSPITAL
0000060643 | 1003499 | SSCOR INC | 2314B | 2314B | ASPIRATORS |  | BBRP | N03484 | 2017-04-01 | 2018-04-15 | 12015 | PEDIATRIC INFUSION UNIT PIU | 2007-06-02 | USD | 0.01 | Active | UNIVERSITY NEW MEXICO HOSPITAL
0000064054 | 1422031 | BHM MEDICAL INC | MAXI MOVE | MAXI MOVE | SCALES/ LIFT |  | found | SEE0744041 | 2017-05-30 | 2018-05-15 | 12120 | MEDICAL/CARDIAC ICU | 2007-06-01 | USD | 1 | Active | UNIVERSITY NEW MEXICO HOSPITAL
0000059054 | 1218665 | DELL INC | OPTIPLEX GX1 TOWER | 560444 | COMPUTERS |  | 432166 | HYFBCC1 |  | 2017-06-15 | 75000 | RADIOLOGY - GENERAL | 2007-06-01 | USD | 17787.1 | Active | UNIVERSITY NEW MEXICO HOSPITAL
0000062824 | 1440462 | PRECISION MEDICAL INC | PM5300 | PM5300 | OXYGEN-AIR PROPORTIONERS |  | BBRP | 004233 | 2017-02-13 | 2018-02-15 | 12455 | NEWBORN ICU | 2007-06-01 | USD | 1 | Active | UNIVERSITY NEW MEXICO HOSPITAL
0000059053 | 1218664 | DELL INC | OPTIPLEX GX1 TOWER | 560444 | COMPUTERS |  | 432166 | JXFBCC1 |  | 2017-06-15 | 75000 | RADIOLOGY - GENERAL | 2007-06-01 | USD | 17787.1 | Active | UNIVERSITY NEW MEXICO HOSPITAL
0000062823 | 1440024 | PRECISION MEDICAL INC | PM5300 | PM5300 | OXYGEN-AIR PROPORTIONERS |  | BBRP | 004235 | 2017-02-13 | 2018-02-15 | 12455 | NEWBORN ICU | 2007-06-01 | USD | 1 | Active | UNIVERSITY NEW MEXICO HOSPITAL
0000064292 | 546514 | PHILIPS HEALTHCARE | DigitalDiagnost | 712050 | RADIOGRAPHIC SYSTEMS/ DIGITAL |  | 424486 | 602603 | 2012-01-11 | 2012-07-15 | 75000 | RADIOLOGY - GENERAL | 2007-06-01 | USD | 427129.76 | Active | UNIVERSITY NEW MEXICO HOSPITAL
0000062820 | 1440461 | PRECISION MEDICAL INC | PM5300 | PM5300 | OXYGEN-AIR PROPORTIONERS |  | BBRP | 004149 | 2017-02-10 | 2018-02-15 | 12455 | NEWBORN ICU | 2007-06-01 | USD | 1 | Active | UNIVERSITY NEW MEXICO HOSPITAL
0000064291 | 546515 | PHILIPS HEALTHCARE | DigitalDiagnost | 712050 | RADIOGRAPHIC SYSTEMS/ DIGITAL |  | 424486 | 702009 | 2012-01-10 | 2012-07-15 | 75000 | RADIOLOGY - GENERAL | 2007-06-01 | USD | 427129.76 | Active | UNIVERSITY NEW MEXICO HOSPITAL
0000062819 | 1440463 | PRECISION MEDICAL INC | PM5300 | PM5300 | OXYGEN-AIR PROPORTIONERS |  | BBRP | 004234 | 2017-02-13 | 2018-02-15 | 12455 | NEWBORN ICU | 2007-06-01 | USD | 1 | Active | UNIVERSITY NEW MEXICO HOSPITAL
0000067252 | 549171 | PHILIPS HEALTHCARE | BV Pulsera, Mobile X-Ray unit | 718094 | RADIOGRAPHIC/FLUOROSCOPIC UNITS/ MOBILE |  | ADDED | 509 | 2011-09-19 | 2012-03-15 | 75000 | RADIOLOGY - GENERAL | 2007-06-01 | USD | 0.01 | Active | UNIVERSITY NEW MEXICO HOSPITAL
0000062818 | 1440460 | PRECISION MEDICAL INC | PM5300 | PM5300 | OXYGEN-AIR PROPORTIONERS |  | BBRP | 004230 | 2017-02-13 | 2018-02-15 | 12455 | NEWBORN ICU | 2007-06-01 | USD | 1 | Active | UNIVERSITY NEW MEXICO HOSPITAL
0000060946 | 1083457 | HOLOGIC INC | INSIGHT | 531044 | RADIOGRAPHIC/FLUOROSCOPIC UNITS/ MOBILE |  | ADDED | 09-0507-34 | 2012-03-15 | 2012-09-15 | 15005 | OPERATING ROOM - BBRP | 2007-06-01 | USD | 0.01 | Active | UNIVERSITY NEW MEXICO HOSPITAL
0000067187 | 1003957 | TIMETER INSTRUMENT CORP | VR-1000 | VR-1000 | REGULATORS/ SUCTION |  | FOUND | VRA08993BH | 2008-06-27 | 2017-06-15 | 15040 | PACU (RECOVERY ROOM 1) | 2007-06-01 | USD | 0.01 | Active | UNIVERSITY NEW MEXICO HOSPITAL
0000060656 | 1144027 | GE HEALTHCARE | COROMETRICS 250 SERIES | 259A | MONITORS/ BEDSIDE/ FETAL |  | BBRP | SBE06504060PA | 2016-10-25 | 2017-10-15 | 12510 | WOMEN'S SPECIAL CARE | 2007-06-01 | USD | 0.01 | Active | UNIVERSITY NEW MEXICO HOSPITAL
0000067186 | 1003954 | TIMETER INSTRUMENT CORP | VR-1000 | VR-1000 | REGULATORS/ SUCTION |  | FOUND | VRA08991BH | 2008-06-27 | 2017-06-15 | 15040 | PACU (RECOVERY ROOM 1) | 2007-06-01 | USD | 0.01 | Active | UNIVERSITY NEW MEXICO HOSPITAL
0000060882 | 1219188 | MAQUET INC | HANAULUX BLUELINE 80 | HANAULUX BLUELINE 80 | LIGHTS/ EXAMINATION |  | BBRP | AR010336 |  | 2017-06-15 | 12110 | NEUROSCIENCE ICU | 2007-06-01 | USD | 0.1 | Active | UNIVERSITY NEW MEXICO HOSPITAL
0000060830 | 1003474 | KARL STORZ ENDOSCOPY-AMERICA INC | 26430520 | 26430520 | INSUFFLATORS |  | 434551 | HD0623829 | 2017-04-28 | 2017-10-15 | 15005 | OPERATING ROOM - BBRP | 2007-06-01 | USD | 5842.11 | Active | UNIVERSITY NEW MEXICO HOSPITAL
0000060864 | 1003675 | MAQUET INC | HANAULUX BLUELINE 80 | HANAULUX BLUELINE 80 | LIGHTS/ EXAMINATION |  | BBRP | AR010029 |  | 2017-06-15 | 15000 | OPERATING ROOM | 2007-06-01 | USD | 0.1 | Active | UNIVERSITY NEW MEXICO HOSPITAL
0000060820 | 1003483 | KARL STORZ ENDOSCOPY-AMERICA INC | 26430520 | 26430520 | INSUFFLATORS |  | 434551 | GD0623224 | 2017-04-28 | 2017-10-15 | 15005 | OPERATING ROOM - BBRP | 2007-06-01 | USD | 5842.11 | Active | UNIVERSITY NEW MEXICO HOSPITAL
0000060863 | 1003676 | MAQUET INC | HANAULUX BLUELINE 80 | HANAULUX BLUELINE 80 | LIGHTS/ EXAMINATION |  | BBRP | AR010339 |  | 2017-06-15 | 15005 | OPERATING ROOM - BBRP | 2007-06-01 | USD | 0.1 | Active | UNIVERSITY NEW MEXICO HOSPITAL
0000060735 | 1003419 | KARL STORZ ENDOSCOPY-AMERICA INC | 26430520 | 26430520 | INSUFFLATORS |  | 434551 | LD625630 | 2017-04-28 | 2017-10-15 | 15005 | OPERATING ROOM - BBRP | 2007-06-01 | USD | 5842.11 | Active | UNIVERSITY NEW MEXICO HOSPITAL
0000064268 | 1140550 | SCALE-TRONIX INC | 5122 | 5122 | SCALES/ PATIENT/ PLATFORM/ ELECTRONIC |  | BBRP | 5122-680 | 2017-05-01 | 2018-05-15 | 12120 | MEDICAL/CARDIAC ICU | 2007-06-01 | USD | 0.01 | Reactivated | UNIVERSITY NEW MEXICO HOSPITAL
0000060734 | 1004242 | KARL STORZ ENDOSCOPY-AMERICA INC | 26430520 | 26430520 | INSUFFLATORS |  | 434551 | HD0623814 | 2017-04-28 | 2017-10-15 | 15005 | OPERATING ROOM - BBRP | 2007-06-01 | USD | 5842.11 | Active | UNIVERSITY NEW MEXICO HOSPITAL
93423 | 1379979 | AMVEX CORP | VR-PIUD-CMA | VR-PIUD-CMA | REGULATORS/ SUCTION |  |  | VRA05228BG |  | 2017-06-15 | 21015 | ED-NORTH | 2007-06-01 | USD | 0.01 | Active | UNIVERSITY NEW MEXICO HOSPITAL
0000060795 | 1142655 | GE HEALTHCARE | COROMETRICS 172 | COROMETRICS 172 | MONITORS/ BEDSIDE/ FETAL |  | 434519 | SAS06518284PA | 2016-10-25 | 2017-11-15 | 12000 | LABOR AND DELIVERY | 2007-06-01 | USD | 6822.4 | Active | UNIVERSITY NEW MEXICO HOSPITAL
93420 | 1379977 | AMVEX CORP | VR-PIUD-CMA | VR-PIUD-CMA | REGULATORS/ SUCTION |  |  | VRA05214BG |  | 2017-06-15 | 21015 | ED-NORTH | 2007-06-01 | USD | 0.01 | Active | UNIVERSITY NEW MEXICO HOSPITAL
0000062645 | 1140353 | NATUS MEDICAL INC | NEOBLUE | NEOBLUE | PHOTOTHERAPY UNITS/ VISIBLE LIGHT/ HYPERBILIRUBINE |  | bbrp | 17008 | 2017-04-25 | 2017-10-15 | 12520 | MOTHER & BABY UNIT (3-E) BBRP | 2007-06-01 | USD | 1 | Active | UNIVERSITY NEW MEXICO HOSPITAL
0000060490 | 1421985 | AMVEX CORP | VR-PIUD-CMA | VR-PIUD-CMA | REGULATORS/ SUCTION |  | BBRP | VRA05337BG |  | 2017-06-15 | 21020 | PEDIATRIC EMERGENCY DEPARTMENT | 2007-06-01 | USD | 0.01 | Active | UNIVERSITY NEW MEXICO HOSPITAL
0000062030 | 1141444 | SCALE-TRONIX INC | 4002 | 4002 | SCALES/ INFANT |  | BBRP | 4002-6337 | 2016-11-10 | 2017-11-15 | 12000 | LABOR AND DELIVERY | 2007-06-01 | USD | 0.01 | Active | UNIVERSITY NEW MEXICO HOSPITAL
0000060382 | 1440355 | AMVEX CORP | VR-PIUD-CMA | VR-PIUD-CMA | REGULATORS/ SUCTION |  | BBRP | VRA05450BG |  | 2017-06-15 | 12520 | MOTHER & BABY UNIT (3-E) BBRP | 2007-06-01 | USD | 0.01 | Active | UNIVERSITY NEW MEXICO HOSPITAL
0000062029 | 1141439 | SCALE-TRONIX INC | 4002 | 4002 | SCALES/ INFANT |  | BBRP | 4002-6342 | 2016-11-10 | 2017-11-15 | 12000 | LABOR AND DELIVERY | 2007-06-01 | USD | 0.01 | Active | UNIVERSITY NEW MEXICO HOSPITAL
0000060381 | 1440367 | AMVEX CORP | VR-PIUD-CMA | VR-PIUD-CMA | REGULATORS/ SUCTION |  | BBRP | VRA05482BG |  | 2017-06-15 | 12520 | MOTHER & BABY UNIT (3-E) BBRP | 2007-06-01 | USD | 0.01 | Active | UNIVERSITY NEW MEXICO HOSPITAL
0000062028 | 1141830 | SCALE-TRONIX INC | 4002 | 4002 | SCALES/ INFANT |  | BBRP | 4002-6341 | 2016-11-29 | 2017-11-15 | 12000 | LABOR AND DELIVERY | 2007-06-01 | USD | 0.01 | Active | UNIVERSITY NEW MEXICO HOSPITAL
0000060380 | 1440380 | AMVEX CORP | VR-PIUD-CMA | VR-PIUD-CMA | REGULATORS/ SUCTION |  | BBRP | VRA05525BG |  | 2017-06-15 | 12520 | MOTHER & BABY UNIT (3-E) BBRP | 2007-06-01 | USD | 0.01 | Active | UNIVERSITY NEW MEXICO HOSPITAL
0000062027 | 1141698 | SCALE-TRONIX INC | 4002 | 4002 | SCALES/ INFANT |  | BBRP | 4002-6338 | 2016-11-10 | 2017-11-15 | 12000 | LABOR AND DELIVERY | 2007-06-01 | USD | 0.01 | Active | UNIVERSITY NEW MEXICO HOSPITAL
0000060355 | 1440085 | AMVEX CORP | VR-PIUD-CMA | VR-PIUD-CMA | REGULATORS/ SUCTION |  | BBRP | VRA05185BG |  | 2017-06-15 | 12510 | WOMEN'S SPECIAL CARE | 2007-06-01 | USD | 0.01 | Active | UNIVERSITY NEW MEXICO HOSPITAL
0000062026 | 1141437 | SCALE-TRONIX INC | 4002 | 4002 | SCALES/ INFANT |  | BBRP | 4002-6336 | 2016-11-29 | 2017-11-15 | 12000 | LABOR AND DELIVERY | 2007-06-01 | USD | 0.01 | Active | UNIVERSITY NEW MEXICO HOSPITAL
0000060354 | 1440084 | AMVEX CORP | VR-PIUD-CMA | VR-PIUD-CMA | REGULATORS/ SUCTION |  | BBRP | VRA05189BG |  | 2017-06-15 | 12510 | WOMEN'S SPECIAL CARE | 2007-06-01 | USD | 0.01 | Active | UNIVERSITY NEW MEXICO HOSPITAL
0000062025 | 1141423 | SCALE-TRONIX INC | 4002 | 4002 | SCALES/ INFANT |  | BBRP | 4002-6335 | 2016-11-11 | 2017-11-15 | 12000 | LABOR AND DELIVERY | 2007-06-01 | USD | 0.01 | Active | UNIVERSITY NEW MEXICO HOSPITAL
0000060353 | 1440082 | AMVEX CORP | VR-PIUD-CMA | VR-PIUD-CMA | REGULATORS/ SUCTION |  | BBRP | VRA05289BG |  | 2017-06-15 | 12510 | WOMEN'S SPECIAL CARE | 2007-06-01 | USD | 0.01 | Active | UNIVERSITY NEW MEXICO HOSPITAL
0000062024 | 1141418 | SCALE-TRONIX INC | 4002 | 4002 | SCALES/ INFANT |  | BBRP | 4002-6345 | 2016-11-22 | 2017-11-15 | 12000 | LABOR AND DELIVERY | 2007-06-01 | USD | 0.01 | Active | UNIVERSITY NEW MEXICO HOSPITAL
0000060487 | 1422218 | AMVEX CORP | VR-PIUD-CMA | VR-PIUD-CMA | REGULATORS/ SUCTION |  | BBRP | VRA05384BG |  | 2017-06-15 | 21020 | PEDIATRIC EMERGENCY DEPARTMENT | 2007-06-01 | USD | 0.01 | Active | UNIVERSITY NEW MEXICO HOSPITAL
0000062023 | 1141449 | SCALE-TRONIX INC | 4002 | 4002 | SCALES/ INFANT |  | BBRP | 4002-6343 | 2016-11-22 | 2017-11-15 | 12000 | LABOR AND DELIVERY | 2007-06-01 | USD | 0.01 | Active | UNIVERSITY NEW MEXICO HOSPITAL
0000060379 | 1440353 | AMVEX CORP | VR-PIUD-CMA | VR-PIUD-CMA | REGULATORS/ SUCTION |  | BBRP | VRA05332BG |  | 2017-06-15 | 12520 | MOTHER & BABY UNIT (3-E) BBRP | 2007-06-01 | USD | 0.01 | Active | UNIVERSITY NEW MEXICO HOSPITAL
0000062022 | 1142647 | SCALE-TRONIX INC | 4002 | 4002 | SCALES/ INFANT |  | BBRP | 4002-6339 | 2016-11-22 | 2017-11-15 | 12000 | LABOR AND DELIVERY | 2007-06-01 | USD | 0.01 | Active | UNIVERSITY NEW MEXICO HOSPITAL
0000060378 | 1440331 | AMVEX CORP | VR-PIUD-CMA | VR-PIUD-CMA | REGULATORS/ SUCTION |  | BBRP | VRA05529BG |  | 2017-06-15 | 12520 | MOTHER & BABY UNIT (3-E) BBRP | 2007-06-01 | USD | 0.01 | Active | UNIVERSITY NEW MEXICO HOSPITAL
0000062021 | 1141696 | SCALE-TRONIX INC | 4002 | 4002 | SCALES/ INFANT |  | BBRP | 4002-6346 | 2016-11-22 | 2017-11-15 | 12000 | LABOR AND DELIVERY | 2007-06-01 | USD | 0.01 | Active | UNIVERSITY NEW MEXICO HOSPITAL
0000060377 | 1218935 | AMVEX CORP | VR-PIUD-CMA | VR-PIUD-CMA | REGULATORS/ SUCTION |  | BBRP | VRA05449BG |  | 2017-06-15 | 12520 | MOTHER & BABY UNIT (3-E) BBRP | 2007-06-01 | USD | 0.01 | Active | UNIVERSITY NEW MEXICO HOSPITAL
0000062020 | 1142650 | SCALE-TRONIX INC | 4002 | 4002 | SCALES/ INFANT |  | BBRP | 4002-6344 | 2016-11-21 | 2017-11-15 | 12000 | LABOR AND DELIVERY | 2007-06-01 | USD | 0.01 | Active | UNIVERSITY NEW MEXICO HOSPITAL
0000060352 | 1440059 | AMVEX CORP | VR-PIUD-CMA | VR-PIUD-CMA | REGULATORS/ SUCTION |  | BBRP | VRA05261BG |  | 2017-06-15 | 12510 | WOMEN'S SPECIAL CARE | 2007-06-01 | USD | 0.01 | Active | UNIVERSITY NEW MEXICO HOSPITAL
0000060351 | 1440058 | AMVEX CORP | VR-PIUD-CMA | VR-PIUD-CMA | REGULATORS/ SUCTION |  | BBRP | VRA05256BG |  | 2017-06-15 | 12510 | WOMEN'S SPECIAL CARE | 2007-06-01 | USD | 0.01 | Active | UNIVERSITY NEW MEXICO HOSPITAL
0000060350 | 1440009 | AMVEX CORP | VR-PIUD-CMA | VR-PIUD-CMA | REGULATORS/ SUCTION |  | BBRP | VRA05334BG |  | 2017-06-15 | 12510 | WOMEN'S SPECIAL CARE | 2007-06-01 | USD | 0.01 | Active | UNIVERSITY NEW MEXICO HOSPITAL
0000060376 | 1440368 | AMVEX CORP | VR-PIUD-CMA | VR-PIUD-CMA | REGULATORS/ SUCTION |  | BBRP | VRA05454BG |  | 2017-06-15 | 12520 | MOTHER & BABY UNIT (3-E) BBRP | 2007-06-01 | USD | 0.01 | Active | UNIVERSITY NEW MEXICO HOSPITAL
0000060375 | 1440369 | AMVEX CORP | VR-PIUD-CMA | VR-PIUD-CMA | REGULATORS/ SUCTION |  | BBRP | VRA05453BG |  | 2017-06-15 | 12520 | MOTHER & BABY UNIT (3-E) BBRP | 2007-06-01 | USD | 0.01 | Active | UNIVERSITY NEW MEXICO HOSPITAL
0000060374 | 1440378 | AMVEX CORP | VR-PIUD-CMA | VR-PIUD-CMA | REGULATORS/ SUCTION |  | BBRP | VRA05527BG |  | 2017-06-15 | 12520 | MOTHER & BABY UNIT (3-E) BBRP | 2007-06-01 | USD | 0.01 | Active | UNIVERSITY NEW MEXICO HOSPITAL
0000060349 | 1440088 | AMVEX CORP | VR-PIUD-CMA | VR-PIUD-CMA | REGULATORS/ SUCTION |  | BBRP | VRA05265BG |  | 2017-06-15 | 12510 | WOMEN'S SPECIAL CARE | 2007-06-01 | USD | 0.01 | Active | UNIVERSITY NEW MEXICO HOSPITAL
0000060373 | 1218931 | AMVEX CORP | VR-PIUD-CMA | VR-PIUD-CMA | REGULATORS/ SUCTION |  | BBRP | VRA05441BG |  | 2017-06-15 | 12520 | MOTHER & BABY UNIT (3-E) BBRP | 2007-06-01 | USD | 0.01 | Active | UNIVERSITY NEW MEXICO HOSPITAL
0000060372 | a0G600000051A1D | AMVEX CORP | VR-PIUD-CMA | VR-PIUD-CMA | REGULATORS/ SUCTION |  | BBRP | VRA05451BG |  | 2017-06-15 | 12520 | MOTHER & BABY UNIT (3-E) BBRP | 2007-06-01 | USD | 0.01 | Active | UNIVERSITY NEW MEXICO HOSPITAL
0000060480 | 1218973 | AMVEX CORP | VR-PIUD-CMA | VR-PIUD-CMA | REGULATORS/ SUCTION |  | BBRP | VRA05181BG |  | 2017-06-15 | 21015 | ED-NORTH | 2007-06-01 | USD | 0.01 | Active | UNIVERSITY NEW MEXICO HOSPITAL
0000060479 | 1218972 | AMVEX CORP | VR-PIUD-CMA | VR-PIUD-CMA | REGULATORS/ SUCTION |  | BBRP | VRA05338BG |  | 2017-06-15 | 21015 | ED-NORTH | 2007-06-01 | USD | 0.01 | Active | UNIVERSITY NEW MEXICO HOSPITAL
0000060369 | 1439693 | AMVEX CORP | VR-PIUD-CMA | VR-PIUD-CMA | REGULATORS/ SUCTION |  | BBRP | VRA05503BG |  | 2017-06-15 | 12410 | PEDIATRIC SPECIALTY CARE | 2007-06-01 | USD | 0.01 | Active | UNIVERSITY NEW MEXICO HOSPITAL
0000060368 | 1440352 | AMVEX CORP | VR-PIUD-CMA | VR-PIUD-CMA | REGULATORS/ SUCTION |  | BBRP | VRA05480BG |  | 2017-06-15 | 12520 | MOTHER & BABY UNIT (3-E) BBRP | 2007-06-01 | USD | 0.01 | Active | UNIVERSITY NEW MEXICO HOSPITAL
0000060367 | 1440289 | AMVEX CORP | VR-PIUD-CMA | VR-PIUD-CMA | REGULATORS/ SUCTION |  | BBRP | VRA05544BG |  | 2017-06-15 | 12520 | MOTHER & BABY UNIT (3-E) BBRP | 2007-06-01 | USD | 0.01 | Active | UNIVERSITY NEW MEXICO HOSPITAL
0000060366 | 1440376 | AMVEX CORP | VR-PIUD-CMA | VR-PIUD-CMA | REGULATORS/ SUCTION |  | BBRP | VRA05524BG |  | 2017-06-15 | 12520 | MOTHER & BABY UNIT (3-E) BBRP | 2007-06-01 | USD | 0.01 | Active | UNIVERSITY NEW MEXICO HOSPITAL
0000060365 | 1440375 | AMVEX CORP | VR-PIUD-CMA | VR-PIUD-CMA | REGULATORS/ SUCTION |  | BBRP | VRA05479BG |  | 2017-06-15 | 12520 | MOTHER & BABY UNIT (3-E) BBRP | 2007-06-01 | USD | 0.01 | Active | UNIVERSITY NEW MEXICO HOSPITAL
0000060308 | 1440008 | AMVEX CORP | VR-PIUD-CMA | VR-PIUD-CMA | REGULATORS/ SUCTION |  | BBRP | VRA05398BG |  | 2017-06-15 | 12510 | WOMEN'S SPECIAL CARE | 2007-06-01 | USD | 0.01 | Active | UNIVERSITY NEW MEXICO HOSPITAL
0000060307 | 1440007 | AMVEX CORP | VR-PIUD-CMA | VR-PIUD-CMA | REGULATORS/ SUCTION |  | BBRP | VRA05350BG |  | 2017-06-15 | 12510 | WOMEN'S SPECIAL CARE | 2007-06-01 | USD | 0.01 | Active | UNIVERSITY NEW MEXICO HOSPITAL
0000060401 | 1440344 | AMVEX CORP | VR-PIUD-CMA | VR-PIUD-CMA | REGULATORS/ SUCTION |  | BBRP | VRA05211BG |  | 2017-06-15 | 21015 | ED-NORTH | 2007-06-01 | USD | 0.01 | Active | UNIVERSITY NEW MEXICO HOSPITAL
0000060364 | 1218924 | AMVEX CORP | VR-PIUD-CMA | VR-PIUD-CMA | REGULATORS/ SUCTION |  | BBRP | VRA05522BG |  | 2017-06-15 | 12520 | MOTHER & BABY UNIT (3-E) BBRP | 2007-06-01 | USD | 0.01 | Active | UNIVERSITY NEW MEXICO HOSPITAL
0000060363 | 1440366 | AMVEX CORP | VR-PIUD-CMA | VR-PIUD-CMA | REGULATORS/ SUCTION |  | BBRP | VRA05502BG |  | 2017-06-15 | 12520 | MOTHER & BABY UNIT (3-E) BBRP | 2007-06-01 | USD | 0.01 | Active | UNIVERSITY NEW MEXICO HOSPITAL
0000060362 | 1218922 | AMVEX CORP | VR-PIUD-CMA | VR-PIUD-CMA | REGULATORS/ SUCTION |  | BBRP | VRA05523BG |  | 2017-06-15 | 12520 | MOTHER & BABY UNIT (3-E) BBRP | 2007-06-01 | USD | 0.01 | Active | UNIVERSITY NEW MEXICO HOSPITAL
0000060306 | 1440006 | AMVEX CORP | VR-PIUD-CMA | VR-PIUD-CMA | REGULATORS/ SUCTION |  | BBRP | VRA05179BG |  | 2017-06-15 | 12510 | WOMEN'S SPECIAL CARE | 2007-06-01 | USD | 0.01 | Active | UNIVERSITY NEW MEXICO HOSPITAL
0000060305 | 1440005 | AMVEX CORP | VR-PIUD-CMA | VR-PIUD-CMA | REGULATORS/ SUCTION |  | BBRP | VRA05347BG |  | 2017-06-15 | 12510 | WOMEN'S SPECIAL CARE | 2007-06-01 | USD | 0.01 | Active | UNIVERSITY NEW MEXICO HOSPITAL
0000060304 | 1440057 | AMVEX CORP | VR-PIUD-CMA | VR-PIUD-CMA | REGULATORS/ SUCTION |  | BBRP | VRA05262BG |  | 2017-06-15 | 12510 | WOMEN'S SPECIAL CARE | 2007-06-01 | USD | 0.01 | Active | UNIVERSITY NEW MEXICO HOSPITAL
0000060388 | 1440361 | AMVEX CORP | VR-PIUD-CMA | VR-PIUD-CMA | REGULATORS/ SUCTION |  | BBRP | VRA05486BG |  | 2017-06-15 | 12520 | MOTHER & BABY UNIT (3-E) BBRP | 2007-06-01 | USD | 0.01 | Active | UNIVERSITY NEW MEXICO HOSPITAL
0000060387 | 1440354 | AMVEX CORP | VR-PIUD-CMA | VR-PIUD-CMA | REGULATORS/ SUCTION |  | BBRP | VRA054B1BG |  | 2017-06-15 | 12520 | MOTHER & BABY UNIT (3-E) BBRP | 2007-06-01 | USD | 0.01 | Active | UNIVERSITY NEW MEXICO HOSPITAL
0000060386 | 1440350 | AMVEX CORP | VR-PIUD-CMA | VR-PIUD-CMA | REGULATORS/ SUCTION |  | BBRP | VRA0 |  | 2017-06-15 | 12520 | MOTHER & BABY UNIT (3-E) BBRP | 2007-06-01 | USD | 0.01 | Active | UNIVERSITY NEW MEXICO HOSPITAL
0000060685 | 1219099 | AMVEX CORP | VR-PIUD-CMA | VR-PIUD-CMA | REGULATORS/ SUCTION |  | BBRP | VRA05252BG |  | 2017-06-15 | 21015 | ED-NORTH | 2007-06-01 | USD | 0.01 | Active | UNIVERSITY NEW MEXICO HOSPITAL
0000060684 | 1422077 | AMVEX CORP | VR-PIUD-CMA | VR-PIUD-CMA | REGULATORS/ SUCTION |  | BBRP | VRA05400BG |  | 2017-06-15 | 21015 | ED-NORTH | 2007-06-01 | USD | 0.01 | Active | UNIVERSITY NEW MEXICO HOSPITAL
0000060683 | 1219097 | AMVEX CORP | VR-PIUD-CMA | VR-PIUD-CMA | REGULATORS/ SUCTION |  | BBRP | VRA05324BG |  | 2017-06-15 | 21015 | ED-NORTH | 2007-06-01 | USD | 0.01 | Active | UNIVERSITY NEW MEXICO HOSPITAL
0000060682 | 1219096 | AMVEX CORP | VR-PIUD-CMA | VR-PIUD-CMA | REGULATORS/ SUCTION |  | BBRP | VRA05385BG |  | 2017-06-15 | 21015 | ED-NORTH | 2007-06-01 | USD | 0.01 | Active | UNIVERSITY NEW MEXICO HOSPITAL
0000060681 | 1422276 | AMVEX CORP | VR-PIUD-CMA | VR-PIUD-CMA | REGULATORS/ SUCTION |  | BBRP | VRA05321BG |  | 2017-06-15 | 21015 | ED-NORTH | 2007-06-01 | USD | 0.01 | Active | UNIVERSITY NEW MEXICO HOSPITAL
0000060680 | 1422294 | AMVEX CORP | VR-PIUD-CMA | VR-PIUD-CMA | REGULATORS/ SUCTION |  | BBRP | VRA05366BG |  | 2017-06-15 | 21015 | ED-NORTH | 2007-06-01 | USD | 0.01 | Active | UNIVERSITY NEW MEXICO HOSPITAL
0000060679 | 1219093 | AMVEX CORP | VR-PIUD-CMA | VR-PIUD-CMA | REGULATORS/ SUCTION |  | BBRP | VRA05311BG |  | 2017-06-15 | 21015 | ED-NORTH | 2007-06-01 | USD | 0.01 | Active | UNIVERSITY NEW MEXICO HOSPITAL
0000060678 | 1439568 | AMVEX CORP | VR-PIUD-CMA | VR-PIUD-CMA | REGULATORS/ SUCTION |  | BBRP | VRA05193BG |  | 2017-06-15 | 12430 | GENERAL PEDIATRICS UNIT | 2007-06-01 | USD | 0.01 | Active | UNIVERSITY NEW MEXICO HOSPITAL
0000060677 | 1140248 | AMVEX CORP | VR-PIUD-CMA | VR-PIUD-CMA | REGULATORS/ SUCTION |  | BBRP | VRA05213BG |  | 2017-06-15 | 21015 | ED-NORTH | 2007-06-01 | USD | 0.01 | Active | UNIVERSITY NEW MEXICO HOSPITAL
0000060528 | 1439599 | AMVEX CORP | VR-PIUD-CMA | VR-PIUD-CMA | REGULATORS/ SUCTION |  | BBRP | VRA05475BG |  | 2017-06-15 | 12430 | GENERAL PEDIATRICS UNIT | 2007-06-01 | USD | 0.01 | Active | UNIVERSITY NEW MEXICO HOSPITAL
0000060511 | 1422300 | AMVEX CORP | VR-PIUD-CMA | VR-PIUD-CMA | REGULATORS/ SUCTION |  | BBRP | VRA05535BG |  | 2017-06-15 | 21020 | PEDIATRIC EMERGENCY DEPARTMENT | 2007-06-01 | USD | 0.01 | Active | UNIVERSITY NEW MEXICO HOSPITAL
0000060510 | 1422459 | AMVEX CORP | VR-PIUD-CMA | VR-PIUD-CMA | REGULATORS/ SUCTION |  | BBRP | VRA05448BG |  | 2017-06-15 | 21020 | PEDIATRIC EMERGENCY DEPARTMENT | 2007-06-01 | USD | 0.01 | Active | UNIVERSITY NEW MEXICO HOSPITAL
0000060508 | 1219000 | AMVEX CORP | VR-PIUD-CMA | VR-PIUD-CMA | REGULATORS/ SUCTION |  | BBRP | VRA05250BG |  | 2017-06-15 | 21020 | PEDIATRIC EMERGENCY DEPARTMENT | 2007-06-01 | USD | 0.01 | Active | UNIVERSITY NEW MEXICO HOSPITAL
0000060502 | 1218994 | AMVEX CORP | VR-PIUD-CMA | VR-PIUD-CMA | REGULATORS/ SUCTION |  | BBRP | VRA05199BG |  | 2017-06-15 | 21020 | PEDIATRIC EMERGENCY DEPARTMENT | 2007-06-01 | USD | 0.01 | Active | UNIVERSITY NEW MEXICO HOSPITAL
0000060498 | 1422282 | AMVEX CORP | VR-PIUD-CMA | VR-PIUD-CMA | REGULATORS/ SUCTION |  | BBRP | VRA05339BG | 2013-07-02 | 2013-07-15 | 21020 | PEDIATRIC EMERGENCY DEPARTMENT | 2007-06-01 | USD | 0.01 | Active | UNIVERSITY NEW MEXICO HOSPITAL
0000060385 | 1218943 | AMVEX CORP | VR-PIUD-CMA | VR-PIUD-CMA | REGULATORS/ SUCTION |  | BBRP | VRA05528BG |  | 2017-06-15 | 12520 | MOTHER & BABY UNIT (3-E) BBRP | 2007-06-01 | USD | 0.01 | Active | UNIVERSITY NEW MEXICO HOSPITAL
0000060384 | 1440351 | AMVEX CORP | VR-PIUD-CMA | VR-PIUD-CMA | REGULATORS/ SUCTION |  | BBRP | VRA05526BG |  | 2017-06-15 | 12520 | MOTHER & BABY UNIT (3-E) BBRP | 2007-06-01 | USD | 0.01 | Active | UNIVERSITY NEW MEXICO HOSPITAL
0000060383 | 1440330 | AMVEX CORP | VR-PIUD-CMA | VR-PIUD-CMA | REGULATORS/ SUCTION |  | BBRP | VRA05483BG |  | 2017-06-15 | 12520 | MOTHER & BABY UNIT (3-E) BBRP | 2007-06-01 | USD | 0.01 | Active | UNIVERSITY NEW MEXICO HOSPITAL
0000060356 | 1440086 | AMVEX CORP | VR-PIUD-CMA | VR-PIUD-CMA | REGULATORS/ SUCTION |  | BBRP | VRA05180BG |  | 2017-06-15 | 12510 | WOMEN'S SPECIAL CARE | 2007-06-01 | USD | 0.01 | Active | UNIVERSITY NEW MEXICO HOSPITAL
0000060706 | 1219120 | AMVEX CORP | VR-PIUD-CMA | VR-PIUD-CMA | REGULATORS/ SUCTION |  | BBRP | VRA05443BG |  | 2017-06-15 | 21015 | ED-NORTH | 2007-06-01 | USD | 0.01 | Active | UNIVERSITY NEW MEXICO HOSPITAL
0000060705 | 1422409 | AMVEX CORP | VR-PIUD-CMA | VR-PIUD-CMA | REGULATORS/ SUCTION |  | BBRP | VRA05447BG |  | 2017-06-15 | 21015 | ED-NORTH | 2007-06-01 | USD | 0.01 | Active | UNIVERSITY NEW MEXICO HOSPITAL
0000060704 | 1219118 | AMVEX CORP | VR-PIUD-CMA | VR-PIUD-CMA | REGULATORS/ SUCTION |  | BBRP | VRA05514BG |  | 2017-06-15 | 21015 | ED-NORTH | 2007-06-01 | USD | 0.01 | Active | UNIVERSITY NEW MEXICO HOSPITAL
0000060703 | 1219117 | AMVEX CORP | VR-PIUD-CMA | VR-PIUD-CMA | REGULATORS/ SUCTION |  | BBRP | VRA05510BG |  | 2017-06-15 | 21015 | ED-NORTH | 2007-06-01 | USD | 0.01 | Active | UNIVERSITY NEW MEXICO HOSPITAL
0000060702 | 1219116 | AMVEX CORP | VR-PIUD-CMA | VR-PIUD-CMA | REGULATORS/ SUCTION |  | BBRP | VRA05513BG |  | 2017-06-15 | 21015 | ED-NORTH | 2007-06-01 | USD | 0.01 | Active | UNIVERSITY NEW MEXICO HOSPITAL
0000060701 | 1008045 | AMVEX CORP | VR-PIUD-CMA | VR-PIUD-CMA | REGULATORS/ SUCTION |  | BBRP | VRA05512BG | 2017-02-01 | 2017-08-15 | 12455 | NEWBORN ICU | 2007-06-01 | USD | 0.01 | Active | UNIVERSITY NEW MEXICO HOSPITAL
0000060693 | 1219107 | AMVEX CORP | VR-PIUD-CMA | VR-PIUD-CMA | REGULATORS/ SUCTION |  | BBRP | VRA05212BG |  | 2017-06-15 | 21015 | ED-NORTH | 2007-06-01 | USD | 0.01 | Active | UNIVERSITY NEW MEXICO HOSPITAL
0000060692 | 1219106 | AMVEX CORP | VR-PIUD-CMA | VR-PIUD-CMA | REGULATORS/ SUCTION |  | BBRP | VRA05325BG |  | 2017-06-15 | 21015 | ED-NORTH | 2007-06-01 | USD | 0.01 | Active | UNIVERSITY NEW MEXICO HOSPITAL
0000060691 | 1219105 | AMVEX CORP | VR-PIUD-CMA | VR-PIUD-CMA | REGULATORS/ SUCTION |  | BBRP | VRA05315BG |  | 2017-06-15 | 21015 | ED-NORTH | 2007-06-01 | USD | 0.01 | Active | UNIVERSITY NEW MEXICO HOSPITAL
0000060690 | 1219104 | AMVEX CORP | VR-PIUD-CMA | VR-PIUD-CMA | REGULATORS/ SUCTION |  | BBRP | VRA05316BG |  | 2017-06-15 | 21015 | ED-NORTH | 2007-06-01 | USD | 0.01 | Active | UNIVERSITY NEW MEXICO HOSPITAL
0000060689 | 1219103 | AMVEX CORP | VR-PIUD-CMA | VR-PIUD-CMA | REGULATORS/ SUCTION |  | BBRP | VRA05186BG |  | 2017-06-15 | 21015 | ED-NORTH | 2007-06-01 | USD | 0.01 | Active | UNIVERSITY NEW MEXICO HOSPITAL
0000060688 | 1219102 | AMVEX CORP | VR-PIUD-CMA | VR-PIUD-CMA | REGULATORS/ SUCTION |  | BBRP | VRA05251BG |  | 2017-06-15 | 70071 | LIFEGUARD-ROTOR | 2007-06-01 | USD | 0.01 | Active | UNIVERSITY NEW MEXICO HOSPITAL
0000060687 | 1219101 | AMVEX CORP | VR-PIUD-CMA | VR-PIUD-CMA | REGULATORS/ SUCTION |  | BBRP | VRA05381BG |  | 2017-06-15 | 21015 | ED-NORTH | 2007-06-01 | USD | 0.01 | Active | UNIVERSITY NEW MEXICO HOSPITAL
0000060686 | 1219100 | AMVEX CORP | VR-PIUD-CMA | VR-PIUD-CMA | REGULATORS/ SUCTION |  | BBRP | VRA05279BG |  | 2017-06-15 | 21015 | ED-NORTH | 2007-06-01 | USD | 0.01 | Active | UNIVERSITY NEW MEXICO HOSPITAL
0000060154 | 1142674 | AMVEX CORP | VR-PIUD-CMA | VR-PIUD-CMA | REGULATORS/ SUCTION |  | BBRP | VRA05201BG |  | 2017-06-15 | 12000 | LABOR AND DELIVERY | 2007-06-01 | USD | 0.01 | Active | UNIVERSITY NEW MEXICO HOSPITAL
0000060150 | 1422070 | AMVEX CORP | VR-PIUD-CMA | VR-PIUD-CMA | REGULATORS/ SUCTION |  | BBRP | VRA05208BG |  | 2017-06-15 | 21015 | ED-NORTH | 2007-06-01 | USD | 0.01 | Active | UNIVERSITY NEW MEXICO HOSPITAL
0000060185 | 1439795 | AMVEX CORP | VR-PIUD-CMA | VR-PIUD-CMA | REGULATORS/ SUCTION |  | BBRP | VRA05397BG |  | 2017-06-15 | 12460 | PEDIATRIC ICU | 2007-06-01 | USD | 0.01 | Active | UNIVERSITY NEW MEXICO HOSPITAL
0000060183 | 1144969 | AMVEX CORP | VR-PIUD-CMA | VR-PIUD-CMA | REGULATORS/ SUCTION |  | BBRP | VRA05191BG |  | 2017-06-15 | 12460 | PEDIATRIC ICU | 2007-06-01 | USD | 0.01 | Active | UNIVERSITY NEW MEXICO HOSPITAL
0000060182 | 1439941 | AMVEX CORP | VR-PIUD-CMA | VR-PIUD-CMA | REGULATORS/ SUCTION |  | BBRP | VRA05266BG |  | 2017-06-15 | 12000 | LABOR AND DELIVERY | 2007-06-01 | USD | 0.01 | Active | UNIVERSITY NEW MEXICO HOSPITAL
0000060181 | 1439994 | AMVEX CORP | VR-PIUD-CMA | VR-PIUD-CMA | REGULATORS/ SUCTION |  | BBRP | VRA05175BG |  | 2017-06-15 | 12460 | PEDIATRIC ICU | 2007-06-01 | USD | 0.01 | Active | UNIVERSITY NEW MEXICO HOSPITAL
0000060179 | 1004999 | AMVEX CORP | VR-PIUD-CMA | VR-PIUD-CMA | REGULATORS/ SUCTION |  | BBRP | VRA05291BG |  | 2017-06-15 | 21015 | ED-NORTH | 2007-06-01 | USD | 0.01 | Active | UNIVERSITY NEW MEXICO HOSPITAL
0000060172 | 1218792 | AMVEX CORP | VR-PIUD-CMA | VR-PIUD-CMA | REGULATORS/ SUCTION |  | BBRP | VRA05323BG |  | 2017-06-15 | 21015 | ED-NORTH | 2007-06-01 | USD | 0.01 | Active | UNIVERSITY NEW MEXICO HOSPITAL
0000060288 | 1004089 | DATEX-OHMEDA INC | GIRAFFE OMNIBED | GIRAFFE OMNIBED | INCUBATORS/ INFANT |  | bbrp | HDHL50040 | 2017-02-07 | 2018-02-15 | 12455 | NEWBORN ICU | 2007-06-01 | USD | 0.1 | Active | UNIVERSITY NEW MEXICO HOSPITAL
0000060286 | 1004095 | DATEX-OHMEDA INC | GIRAFFE OMNIBED | GIRAFFE OMNIBED | INCUBATORS/ INFANT |  | bbrp | HDHL50041 | 2017-02-07 | 2018-02-15 | 12455 | NEWBORN ICU | 2007-06-01 | USD | 0.1 | Active | UNIVERSITY NEW MEXICO HOSPITAL
0000060285 | 1004100 | DATEX-OHMEDA INC | GIRAFFE OMNIBED | GIRAFFE OMNIBED | INCUBATORS/ INFANT |  | bbrp | HDHL50034 | 2017-02-02 | 2018-02-15 | 12455 | NEWBORN ICU | 2007-06-01 | USD | 0.1 | Active | UNIVERSITY NEW MEXICO HOSPITAL
0000060990 | 1219242 | BARNSTEAD/THERMOLYNE | 18007A | AQUABATH | BATHS/ WATER |  | BBRP | 1605070201561 | 2017-04-28 | 2018-04-15 | 12410 | PEDIATRIC SPECIALTY CARE | 2007-06-01 | USD | 0.01 | Active | UNIVERSITY NEW MEXICO HOSPITAL
0000060610 | 1004167 | OHMEDA DIV BOC HEALTHCARE INC | SURG/FREEFLO | SURG/FREEFLO | REGULATORS/ SUCTION |  | BBRP | BDKK01417 |  | 2017-06-15 | 15045 | PACU - BBRP | 2007-06-01 | USD | 0.01 | Active | UNIVERSITY NEW MEXICO HOSPITAL
0000060609 | 1004172 | OHMEDA DIV BOC HEALTHCARE INC | SURG/FREEFLO | SURG/FREEFLO | REGULATORS/ SUCTION |  | BBRP | BDKK01411 |  | 2017-06-15 | 15045 | PACU - BBRP | 2007-06-01 | USD | 0.01 | Active | UNIVERSITY NEW MEXICO HOSPITAL
0000060921 | 1219211 | OHMEDA DIV BOC HEALTHCARE INC | SURG/FREEFLO | SURG/FREEFLO | REGULATORS/ SUCTION |  | BBRP | BDKK01204 |  | 2017-06-15 | 15005 | OPERATING ROOM - BBRP | 2007-06-01 | USD | 0.01 | Active | UNIVERSITY NEW MEXICO HOSPITAL
0000060920 | 1219210 | OHMEDA DIV BOC HEALTHCARE INC | SURG/FREEFLO | SURG/FREEFLO | REGULATORS/ SUCTION |  | BBRP | BDKK01416 |  | 2017-06-15 | 15005 | OPERATING ROOM - BBRP | 2007-06-01 | USD | 0.01 | Active | UNIVERSITY NEW MEXICO HOSPITAL
0000060947 | 1219226 | OHMEDA DIV BOC HEALTHCARE INC | SURG/FREEFLO | SURG/FREEFLO | REGULATORS/ SUCTION |  | BBRP | BDKK01202 |  | 2017-06-15 | 15005 | OPERATING ROOM - BBRP | 2007-06-01 | USD | 0.01 | Active | UNIVERSITY NEW MEXICO HOSPITAL
0000060941 | 1219223 | OHMEDA DIV BOC HEALTHCARE INC | SURG/FREEFLO | SURG/FREEFLO | REGULATORS/ SUCTION |  | BBRP | BDKK01208 |  | 2017-06-15 | 15005 | OPERATING ROOM - BBRP | 2007-06-01 | USD | 0.01 | Active | UNIVERSITY NEW MEXICO HOSPITAL
0000060934 | 1004233 | OHMEDA DIV BOC HEALTHCARE INC | SURG/FREEFLO | SURG/FREEFLO | REGULATORS/ SUCTION |  | BBRP | BDKK01415 |  | 2017-06-15 | 15045 | PACU - BBRP | 2007-06-01 | USD | 0.01 | Active | UNIVERSITY NEW MEXICO HOSPITAL
0000060933 | 1219219 | OHMEDA DIV BOC HEALTHCARE INC | SURG/FREEFLO | SURG/FREEFLO | REGULATORS/ SUCTION |  | BBRP | BDKK01414 |  | 2017-06-15 | 15005 | OPERATING ROOM - BBRP | 2007-06-01 | USD | 0.01 | Active | UNIVERSITY NEW MEXICO HOSPITAL
0000060932 | 1219218 | OHMEDA DIV BOC HEALTHCARE INC | SURG/FREEFLO | SURG/FREEFLO | REGULATORS/ SUCTION |  | BBRP | BDKK01409 |  | 2017-06-15 | 15005 | OPERATING ROOM - BBRP | 2007-06-01 | USD | 0.01 | Active | UNIVERSITY NEW MEXICO HOSPITAL
0000060924 | 1004194 | OHMEDA DIV BOC HEALTHCARE INC | SURG/FREEFLO | SURG/FREEFLO | REGULATORS/ SUCTION |  | BBRP | BDKK01410 |  | 2017-06-15 | 15045 | PACU - BBRP | 2007-06-01 | USD | 0.01 | Active | UNIVERSITY NEW MEXICO HOSPITAL
0000060923 | 1219213 | OHMEDA DIV BOC HEALTHCARE INC | SURG/FREEFLO | SURG/FREEFLO | REGULATORS/ SUCTION |  | BBRP | BDKK01412 |  | 2017-06-15 | 15005 | OPERATING ROOM - BBRP | 2007-06-01 | USD | 0.01 | Active | UNIVERSITY NEW MEXICO HOSPITAL
0000060922 | 1219212 | OHMEDA DIV BOC HEALTHCARE INC | SURG/FREEFLO | SURG/FREEFLO | REGULATORS/ SUCTION |  | BBRP | BDKK0123 |  | 2017-06-15 | 15005 | OPERATING ROOM - BBRP | 2007-06-01 | USD | 0.01 | Active | UNIVERSITY NEW MEXICO HOSPITAL
0000060842 | 1219173 | OHMEDA DIV BOC HEALTHCARE INC | SURG/FREEFLO | SURG/FREEFLO | REGULATORS/ SUCTION |  | BBRP | B0KK01206 |  | 2017-06-15 | 15005 | OPERATING ROOM - BBRP | 2007-06-01 | USD | 0.01 | Active | UNIVERSITY NEW MEXICO HOSPITAL
0000060839 | 1439950 | OHMEDA DIV BOC HEALTHCARE INC | SURG/FREEFLO | SURG/FREEFLO | REGULATORS/ SUCTION |  | BBRP | BOKK01207 |  | 2017-06-15 | 15005 | OPERATING ROOM - BBRP | 2007-06-01 | USD | 0.01 | Active | UNIVERSITY NEW MEXICO HOSPITAL
0000060885 | 1140684 | GE HEALTHCARE | PANDA IRES | PANDA IRES | WARMING UNITS/ PATIENT/ RADIANT/ INFANT |  | BBRP | HCCK10600 | 2017-04-27 | 2018-04-15 | 12520 | MOTHER & BABY UNIT (3-E) BBRP | 2007-06-01 | USD | 0.1 | Active | UNIVERSITY NEW MEXICO HOSPITAL
0000060884 | 1140683 | GE HEALTHCARE | PANDA IRES | PANDA IRES | WARMING UNITS/ PATIENT/ RADIANT/ INFANT |  | BBRP | WCCK10602 | 2017-04-27 | 2018-04-15 | 12520 | MOTHER & BABY UNIT (3-E) BBRP | 2007-06-01 | USD | 0.1 | Active | UNIVERSITY NEW MEXICO HOSPITAL
0000060883 | 1140686 | GE HEALTHCARE | PANDA IRES | PANDA IRES | WARMING UNITS/ PATIENT/ RADIANT/ INFANT |  | BBRP | HCCK10601 | 2016-04-26 | 2017-04-15 | 12520 | MOTHER & BABY UNIT (3-E) BBRP | 2007-06-01 | USD | 0.1 | Active | UNIVERSITY NEW MEXICO HOSPITAL
0000060853 | 1219176 | STRYKER CORP | 855 | 855 | CAST CUTTERS |  | BBRP | 0705900029 |  | 2017-06-15 | 15005 | OPERATING ROOM - BBRP | 2007-06-01 | USD | 0.1 | Active | UNIVERSITY NEW MEXICO HOSPITAL
0000060588 | 1219045 | STERIS CORP | B605516837 | DF90 | EQUIPMENT BOOM ARMS |  | BBRP | D425606001 |  | 2017-06-15 | 12460 | PEDIATRIC ICU | 2007-06-01 | USD | 0.1 | Active | UNIVERSITY NEW MEXICO HOSPITAL
0000060587 | 1439797 | STERIS CORP | B605516837 | DF90 | EQUIPMENT BOOM ARMS |  | BBRP | 0425606002 |  | 2017-06-15 | 12460 | PEDIATRIC ICU | 2007-06-01 | USD | 0.1 | Active | UNIVERSITY NEW MEXICO HOSPITAL
0000060700 | 1219114 | STERIS CORP | B605516837 | DF90 | EQUIPMENT BOOM ARMS |  | BBRP | 0425806023 |  | 2017-06-15 | 21015 | ED-NORTH | 2007-06-01 | USD | 0.1 | Active | UNIVERSITY NEW MEXICO HOSPITAL
0000060699 | 1219113 | STERIS CORP | B605516837 | DF90 | EQUIPMENT BOOM ARMS |  | BBRP | 0425806020 |  | 2017-06-15 | 21015 | ED-NORTH | 2007-06-01 | USD | 0.1 | Active | UNIVERSITY NEW MEXICO HOSPITAL
0000060698 | 1219112 | STERIS CORP | B605516837 | DF90 | EQUIPMENT BOOM ARMS |  | BBRP | 0425706098 |  | 2017-06-15 | 21015 | ED-NORTH | 2007-06-01 | USD | 0.1 | Active | UNIVERSITY NEW MEXICO HOSPITAL
0000060697 | 1219111 | STERIS CORP | B605516837 | DF90 | EQUIPMENT BOOM ARMS |  | BBRP | 0425806021 |  | 2017-06-15 | 21015 | ED-NORTH | 2007-06-01 | USD | 0.1 | Active | UNIVERSITY NEW MEXICO HOSPITAL
0000060696 | 1219110 | STERIS CORP | B605516837 | DF90 | EQUIPMENT BOOM ARMS |  | BBRP | 0425806022 |  | 2017-06-15 | 21015 | ED-NORTH | 2007-06-01 | USD | 0.1 | Active | UNIVERSITY NEW MEXICO HOSPITAL
0000060695 | 1219109 | STERIS CORP | B605516837 | DF90 | EQUIPMENT BOOM ARMS |  | BBRP | 0425706100 |  | 2017-06-15 | 21015 | ED-NORTH | 2007-06-01 | USD | 0.1 | Active | UNIVERSITY NEW MEXICO HOSPITAL
0000060694 | 1219108 | STERIS CORP | B605516837 | DF90 | EQUIPMENT BOOM ARMS |  | BBRP | 0425706099 |  | 2017-06-15 | 21015 | ED-NORTH | 2007-06-01 | USD | 0.1 | Active | UNIVERSITY NEW MEXICO HOSPITAL
0000064288 | 1219656 | SIEMENS MEDICAL SYSTEMS INC | SOMATOM DEFINITION | SOMATOM DEFINITION | SCANNING SYSTEMS/ COMPUTED TOMOGRAPHY |  | 422649 | 60163 | 2017-03-17 | 2017-09-15 | 75010 | RADIOLOGY - CT SCAN | 2007-06-01 | USD | 2119751 | Active | UNIVERSITY NEW MEXICO HOSPITAL
0000060738 | 1003492 | KARL STORZ ENDOSCOPY-AMERICA INC | 20133120 | 20133120 | LIGHT SOURCES |  | 432434 | ID0624459 | 2016-10-14 | 2017-10-15 | 15005 | OPERATING ROOM - BBRP | 2007-06-01 | USD | 6467.17 | Reactivated | UNIVERSITY NEW MEXICO HOSPITAL
0000060852 | 1003496 | KARL STORZ ENDOSCOPY-AMERICA INC | 20133120 | 20133120 | LIGHT SOURCES |  | 432434 | ID0624571 | 2016-10-14 | 2017-10-15 | 15005 | OPERATING ROOM - BBRP | 2007-06-01 | USD | 6467.17 | Reactivated | UNIVERSITY NEW MEXICO HOSPITAL
0000060850 | 1003467 | KARL STORZ ENDOSCOPY-AMERICA INC | 20133120 | 20133120 | LIGHT SOURCES |  | 432434 | KD0625273 | 2016-10-17 | 2017-10-15 | 15005 | OPERATING ROOM - BBRP | 2007-06-01 | USD | 6467.18 | Active | UNIVERSITY NEW MEXICO HOSPITAL
0000060843 | 1004120 | KARL STORZ ENDOSCOPY-AMERICA INC | 20133120 | 20133120 | LIGHT SOURCES |  | 432434 | G00623558 | 2016-10-14 | 2017-10-15 | 15005 | OPERATING ROOM - BBRP | 2007-06-01 | USD | 6467.17 | Active | UNIVERSITY NEW MEXICO HOSPITAL
0000060841 | 1003479 | KARL STORZ ENDOSCOPY-AMERICA INC | 20133120 | 20133120 | LIGHT SOURCES |  | 432434 | ID0624599 | 2016-10-14 | 2017-10-15 | 15005 | OPERATING ROOM - BBRP | 2007-06-01 | USD | 6467.18 | Active | UNIVERSITY NEW MEXICO HOSPITAL
0000060840 | 1003488 | KARL STORZ ENDOSCOPY-AMERICA INC | 20133120 | 20133120 | LIGHT SOURCES |  | 432434 | KD0625277 | 2016-10-13 | 2017-10-15 | 15005 | OPERATING ROOM - BBRP | 2007-06-01 | USD | 6467.18 | Active | UNIVERSITY NEW MEXICO HOSPITAL
0000060838 | 1004240 | KARL STORZ ENDOSCOPY-AMERICA INC | 20133120 | 20133120 | LIGHT SOURCES |  | 432434 | ID0624478 | 2016-10-01 | 2017-10-15 | 15005 | OPERATING ROOM - BBRP | 2007-06-01 | USD | 6467.18 | Active | UNIVERSITY NEW MEXICO HOSPITAL
0000060835 | 1003481 | KARL STORZ ENDOSCOPY-AMERICA INC | 20133120 | 20133120 | LIGHT SOURCES |  | 432434 | MD0626080 | 2016-10-17 | 2017-10-15 | 15005 | OPERATING ROOM - BBRP | 2007-06-01 | USD | 6467.18 | Active | UNIVERSITY NEW MEXICO HOSPITAL
0000060833 | 1003476 | KARL STORZ ENDOSCOPY-AMERICA INC | 20133120 | 20133120 | LIGHT SOURCES |  | 432434 | ID0624595 | 2016-10-11 | 2017-10-15 | 15005 | OPERATING ROOM - BBRP | 2007-06-01 | USD | 6467.18 | Active | UNIVERSITY NEW MEXICO HOSPITAL
0000060823 | 1003482 | KARL STORZ ENDOSCOPY-AMERICA INC | 20133120 | 20133120 | LIGHT SOURCES |  | 432434 | ID0624575 | 2016-10-11 | 2017-10-15 | 15005 | OPERATING ROOM - BBRP | 2007-06-01 | USD | 6467.17 | Reactivated | UNIVERSITY NEW MEXICO HOSPITAL
0000060770 | 1144786 | GETINGE USA INC | WMX 770-D | WMX 770-D | WARMING UNITS/ BLANKET |  | BBRP | 43919 | 2017-02-01 | 2018-02-15 | 12455 | NEWBORN ICU | 2007-06-01 | USD | 0.1 | Active | UNIVERSITY NEW MEXICO HOSPITAL
0000064286 | 1219655 | SIEMENS HEALTHCARE | MAGNETOM TRIO | MAGNETOM TRIO | SCANNING SYSTEMS/ MAGNETIC RESONANCE IMAGING91 |  | 424389 | 35257 | 2015-09-17 | 2015-12-15 | 75095 | OSIS MRI | 2007-06-01 | USD | 2292584 | Active | UNIVERSITY NEW MEXICO HOSPITAL
60772 | 1144263 | GETINGE USA INC | WMX-2180-D | WMX-2180-D | WARMING UNITS/ BLANKET |  | BBRP | 439917-000 | 2017-02-10 | 2018-02-15 | 12455 | NEWBORN ICU | 2007-06-01 | USD | 0.1 | Active | UNIVERSITY NEW MEXICO HOSPITAL
0000060525 | 1004229 | MEDTRONIC INC | FORCE FX-C | FORCE FX-C | ELECTROSURGICAL UNITS |  | 434322 | F6K50650A | 2017-04-28 | 2017-10-15 | 15005 | OPERATING ROOM - BBRP | 2007-06-01 | USD | 8950.47 | Active | UNIVERSITY NEW MEXICO HOSPITAL
0000060524 | 1003480 | MEDTRONIC INC | FORCE FX-C | FORCE FX-C | ELECTROSURGICAL UNITS |  | 434322 | F6K50717A | 2017-04-28 | 2017-10-15 | 15005 | OPERATING ROOM - BBRP | 2007-06-01 | USD | 8950.47 | Active | UNIVERSITY NEW MEXICO HOSPITAL
0000060523 | 1004116 | MEDTRONIC INC | FORCE FX-C | FORCE FX-C | ELECTROSURGICAL UNITS |  | 434322 | F6K50716A | 2017-04-28 | 2017-10-15 | 15005 | OPERATING ROOM - BBRP | 2007-06-01 | USD | 8950.47 | Active | UNIVERSITY NEW MEXICO HOSPITAL
0000060522 | 1003468 | MEDTRONIC INC | FORCE FX-C | FORCE FX-C | ELECTROSURGICAL UNITS |  | 434322 | F6K50709A | 2017-04-28 | 2017-10-15 | 15005 | OPERATING ROOM - BBRP | 2007-06-01 | USD | 8950.47 | Active | UNIVERSITY NEW MEXICO HOSPITAL
0000060521 | 1003494 | MEDTRONIC INC | FORCE FX-C | FORCE FX-C | ELECTROSURGICAL UNITS |  | 434322 | F6K50720A | 2017-04-28 | 2017-10-15 | 15005 | OPERATING ROOM - BBRP | 2007-06-01 | USD | 8950.47 | Active | UNIVERSITY NEW MEXICO HOSPITAL
0000060520 | 1003473 | MEDTRONIC INC | FORCE FX-C | FORCE FX-C | ELECTROSURGICAL UNITS |  | 434322 | F6K50719A | 2017-04-28 | 2017-10-15 | 15005 | OPERATING ROOM - BBRP | 2007-06-01 | USD | 8950.47 | Active | UNIVERSITY NEW MEXICO HOSPITAL
0000060519 | 1440220 | MEDTRONIC INC | FORCE FX-C | FORCE FX-C | ELECTROSURGICAL UNITS |  | 434322 | F6K50705 | 2017-04-28 | 2017-10-15 | 15005 | OPERATING ROOM - BBRP | 2007-06-01 | USD | 8950.47 | Active | UNIVERSITY NEW MEXICO HOSPITAL
0000064247 | 1084881 | SCALE-TRONIX INC | 4802 | 4802 | SCALES/ INFANT |  | BBRP | 4802-15877 | 2016-10-06 | 2017-10-15 | 12520 | MOTHER & BABY UNIT (3-E) BBRP | 2007-06-01 | USD | 0.01 | Active | UNIVERSITY NEW MEXICO HOSPITAL
0000064245 | 1140343 | SCALE-TRONIX INC | 4802 | 4802 | SCALES/ INFANT |  | BBRP | 4802-1587 | 2016-10-25 | 2017-10-15 | 12510 | WOMEN'S SPECIAL CARE | 2007-06-01 | USD | 0.01 | Active | UNIVERSITY NEW MEXICO HOSPITAL
0000060906 | 1440299 | SCALE-TRONIX INC | 4802 | 4802 | SCALES/ INFANT |  | BBRP | 4802 | 2017-02-02 | 2018-02-15 | 12455 | NEWBORN ICU | 2007-06-01 | USD | 0.1 | Active | UNIVERSITY NEW MEXICO HOSPITAL
0000060578 | 1143291 | MEDELA INC | SYMPHONY | SYMPHONY | PUMPS/ BREAST |  | BBRP | 1135115 | 2017-04-28 | 2018-04-15 | 12430 | GENERAL PEDIATRICS UNIT | 2007-06-01 | USD | 0.01 | Active | UNIVERSITY NEW MEXICO HOSPITAL
0000060530 | 1143290 | MEDELA INC | SYMPHONY | SYMPHONY | PUMPS/ BREAST |  | BBRP | 1135089 | 2017-04-20 | 2018-04-15 | 12430 | GENERAL PEDIATRICS UNIT | 2007-06-01 | USD | 0.01 | Active | UNIVERSITY NEW MEXICO HOSPITAL
0000060774 | 1140309 | MEDELA INC | SYMPHONY | SYMPHONY | PUMPS/ BREAST |  | BBRP | 1135088 | 2016-10-04 | 2017-10-15 | 12510 | WOMEN'S SPECIAL CARE | 2007-06-01 | USD | 0.1 | Active | UNIVERSITY NEW MEXICO HOSPITAL
0000060768 | 1142372 | MEDELA INC | SYMPHONY | SYMPHONY | PUMPS/ BREAST |  | BBRP | 1135110 | 2016-10-04 | 2017-10-15 | 12520 | MOTHER & BABY UNIT (3-E) BBRP | 2007-06-01 | USD | 0.1 | Active | UNIVERSITY NEW MEXICO HOSPITAL
82256 | 1096509 | MEDELA INC | SYMPHONY | SYMPHONY | PUMPS/ BREAST |  | BBRP | 1135118 | 2016-10-04 | 2017-10-15 | 12520 | MOTHER & BABY UNIT (3-E) BBRP | 2007-06-01 | USD | 0.1 | Reactivated | UNIVERSITY NEW MEXICO HOSPITAL
0000060870 | 1003669 | GETINGE USA INC | 5624 | 5624 | WARMING UNITS/ MULTIPURPOSE |  | BBRP | L064130 | 2017-07-05 | 2018-07-15 | 12110 | NEUROSCIENCE ICU | 2007-06-01 | USD | 0.01 | Active | UNIVERSITY NEW MEXICO HOSPITAL
0000060951 | 1143407 | GETINGE USA INC | 5624 | 5624 | WARMING UNITS/ MULTIPURPOSE |  | bbrp | L064127 | 2017-05-01 | 2018-05-15 | 12130 | TRAUMA/SURGICAL ICU | 2007-06-01 | USD | 0.1 | Active | UNIVERSITY NEW MEXICO HOSPITAL
0000062035 | 1141907 | PRECISION MEDICAL INC | PM5200 | PM5200 | OXYGEN-AIR PROPORTIONERS |  | BBRP | 001257 | 2016-11-30 | 2017-11-15 | 12000 | LABOR AND DELIVERY | 2007-06-01 | USD | 0.01 | Active | UNIVERSITY NEW MEXICO HOSPITAL
0000062034 | 1141903 | PRECISION MEDICAL INC | PM5200 | PM5200 | OXYGEN-AIR PROPORTIONERS |  | BBRP | 001264 | 2016-11-29 | 2017-11-15 | 12000 | LABOR AND DELIVERY | 2007-06-01 | USD | 0.01 | Active | UNIVERSITY NEW MEXICO HOSPITAL
0000062033 | 1141571 | PRECISION MEDICAL INC | PM5200 | PM5200 | OXYGEN-AIR PROPORTIONERS |  | BBRP | 001266 | 2016-11-11 | 2017-11-15 | 12000 | LABOR AND DELIVERY | 2007-06-01 | USD | 0.01 | Active | UNIVERSITY NEW MEXICO HOSPITAL
0000062031 | 1141572 | PRECISION MEDICAL INC | PM5200 | PM5200 | OXYGEN-AIR PROPORTIONERS |  | BBRP | 001263 | 2016-11-28 | 2017-11-15 | 12000 | LABOR AND DELIVERY | 2007-06-01 | USD | 0.01 | Active | UNIVERSITY NEW MEXICO HOSPITAL
0000060779 | 1142644 | GE HEALTHCARE | COROMETRICS 259CX-C | COROMETRICS 259CX-C | MONITORS/ BEDSIDE/ FETAL |  | 434519 | SBE06494019PA | 2016-11-28 | 2017-11-15 | 12000 | LABOR AND DELIVERY | 2007-06-01 | USD | 17217.89 | Active | UNIVERSITY NEW MEXICO HOSPITAL
0000060777 | 1142649 | GE HEALTHCARE | COROMETRICS 259CX-C | COROMETRICS 259CX-C | MONITORS/ BEDSIDE/ FETAL |  | 434519 | SBE06494054PA | 2016-11-28 | 2017-11-15 | 12000 | LABOR AND DELIVERY | 2007-06-01 | USD | 17217.89 | Active | UNIVERSITY NEW MEXICO HOSPITAL
0000060776 | 1142630 | GE HEALTHCARE | COROMETRICS 259CX-C | COROMETRICS 259CX-C | MONITORS/ BEDSIDE/ FETAL |  | 434519 | SBE06494049PA | 2016-11-29 | 2017-11-15 | 12000 | LABOR AND DELIVERY | 2007-06-01 | USD | 17217.89 | Active | UNIVERSITY NEW MEXICO HOSPITAL
0000067277 | 1003471 | O R SOLUTIIONS | ORS-2038 | ORS-2038 | WARMING UNITS/ CONTRAST MEDIA |  | consignment | 43826 | 2016-10-11 | 2017-10-15 | 15005 | OPERATING ROOM - BBRP | 2007-06-01 | USD | 0.01 | Reactivated | UNIVERSITY NEW MEXICO HOSPITAL
0000060492 | 1440347 | HILL-ROM INC | 767 | 767 | OPHTHALMOSCOPE/OTOSCOPES |  | BBRP | NONE |  | 2017-06-15 | 21015 | ED-NORTH | 2007-06-01 | USD | 0.01 | Active | UNIVERSITY NEW MEXICO HOSPITAL
0000060491 | 1422184 | HILL-ROM INC | 767 | 767 | OPHTHALMOSCOPE/OTOSCOPES |  | BBRP | NONE |  | 2017-06-15 | 21015 | ED-NORTH | 2007-06-01 | USD | 0.01 | Active | UNIVERSITY NEW MEXICO HOSPITAL
0000060489 | 1004972 | HILL-ROM INC | 767 | 767 | OPHTHALMOSCOPE/OTOSCOPES |  | BBRP | NONE |  | 2017-06-15 | 21015 | ED-NORTH | 2007-06-01 | USD | 0.01 | Active | UNIVERSITY NEW MEXICO HOSPITAL
0000060488 | 1422286 | HILL-ROM INC | 767 | 767 | OPHTHALMOSCOPE/OTOSCOPES |  | BBRP | NONE |  | 2017-06-15 | 21015 | ED-NORTH | 2007-06-01 | USD | 0.01 | Active | UNIVERSITY NEW MEXICO HOSPITAL
0000060486 | 1422295 | HILL-ROM INC | 767 | 767 | OPHTHALMOSCOPE/OTOSCOPES |  | BBRP | NONE |  | 2017-06-15 | 21015 | ED-NORTH | 2007-06-01 | USD | 0.01 | Active | UNIVERSITY NEW MEXICO HOSPITAL
0000060485 | 1140222 | HILL-ROM INC | 767 | 767 | OPHTHALMOSCOPE/OTOSCOPES |  | BBRP | NONE |  | 2017-06-15 | 21015 | ED-NORTH | 2007-06-01 | USD | 0.01 | Active | UNIVERSITY NEW MEXICO HOSPITAL
0000060484 | 1004993 | HILL-ROM INC | 767 | 767 | OPHTHALMOSCOPE/OTOSCOPES |  | BBRP | NONE |  | 2017-06-15 | 21015 | ED-NORTH | 2007-06-01 | USD | 0.01 | Active | UNIVERSITY NEW MEXICO HOSPITAL
0000060483 | 1004994 | HILL-ROM INC | 767 | 767 | OPHTHALMOSCOPE/OTOSCOPES |  | BBRP | NONE |  | 2017-06-15 | 21015 | ED-NORTH | 2007-06-01 | USD | 0.01 | Active | UNIVERSITY NEW MEXICO HOSPITAL
0000060482 | 1422411 | HILL-ROM INC | 767 | 767 | OPHTHALMOSCOPE/OTOSCOPES |  | BBRP | NONE |  | 2017-06-15 | 21015 | ED-NORTH | 2007-06-01 | USD | 0.01 | Active | UNIVERSITY NEW MEXICO HOSPITAL
0000060481 | 1218974 | HILL-ROM INC | 767 | 767 | OPHTHALMOSCOPE/OTOSCOPES |  | BBRP | NONE |  | 2017-06-15 | 21015 | ED-NORTH | 2007-06-01 | USD | 0.01 | Active | UNIVERSITY NEW MEXICO HOSPITAL
0000060478 | 1422279 | HILL-ROM INC | 767 | 767 | OPHTHALMOSCOPE/OTOSCOPES |  | BBRP | NONE |  | 2017-06-15 | 21015 | ED-NORTH | 2007-06-01 | USD | 0.01 | Active | UNIVERSITY NEW MEXICO HOSPITAL
0000060476 | 1218970 | HILL-ROM INC | 767 | 767 | OPHTHALMOSCOPE/OTOSCOPES |  | BBRP | NONE |  | 2017-06-15 | 21015 | ED-NORTH | 2007-06-01 | USD | 0.01 | Active | UNIVERSITY NEW MEXICO HOSPITAL
0000060425 | 1439861 | HILL-ROM INC | 767 | 767 | OPHTHALMOSCOPE/OTOSCOPES |  | BBRP | NONE |  | 2017-06-15 | 12000 | LABOR AND DELIVERY | 2007-06-01 | USD | 0.01 | Active | UNIVERSITY NEW MEXICO HOSPITAL
0000060424 | 1440097 | HILL-ROM INC | 767 | 767 | OPHTHALMOSCOPE/OTOSCOPES |  | BBRP | NONE |  | 2017-06-15 | 12520 | MOTHER & BABY UNIT (3-E) BBRP | 2007-06-01 | USD | 0.01 | Active | UNIVERSITY NEW MEXICO HOSPITAL
0000060518 | 1422297 | HILL-ROM INC | 767 | 767 | OPHTHALMOSCOPE/OTOSCOPES |  | BBRP | NONE |  | 2017-06-15 | 21020 | PEDIATRIC EMERGENCY DEPARTMENT | 2007-06-01 | USD | 0.01 | Active | UNIVERSITY NEW MEXICO HOSPITAL
0000060517 | 1219009 | HILL-ROM INC | 767 | 767 | OPHTHALMOSCOPE/OTOSCOPES |  | BBRP | NONE |  | 2017-06-15 | 21020 | PEDIATRIC EMERGENCY DEPARTMENT | 2007-06-01 | USD | 0.01 | Active | UNIVERSITY NEW MEXICO HOSPITAL
0000060516 | 1422306 | HILL-ROM INC | 767 | 767 | OPHTHALMOSCOPE/OTOSCOPES |  | BBRP | NONE |  | 2017-06-15 | 21020 | PEDIATRIC EMERGENCY DEPARTMENT | 2007-06-01 | USD | 0.01 | Active | UNIVERSITY NEW MEXICO HOSPITAL
0000060515 | 1219007 | HILL-ROM INC | 767 | 767 | OPHTHALMOSCOPE/OTOSCOPES |  | BBRP | NONE |  | 2017-06-15 | 21020 | PEDIATRIC EMERGENCY DEPARTMENT | 2007-06-01 | USD | 0.01 | Active | UNIVERSITY NEW MEXICO HOSPITAL
0000060513 | 1422289 | HILL-ROM INC | 767 | 767 | OPHTHALMOSCOPE/OTOSCOPES |  | BBRP | NONE |  | 2017-06-15 | 21020 | PEDIATRIC EMERGENCY DEPARTMENT | 2007-06-01 | USD | 0.01 | Active | UNIVERSITY NEW MEXICO HOSPITAL
0000060512 | 1219004 | HILL-ROM INC | 767 | 767 | OPHTHALMOSCOPE/OTOSCOPES |  | BBRP | NONE |  | 2017-06-15 | 21020 | PEDIATRIC EMERGENCY DEPARTMENT | 2007-06-01 | USD | 0.01 | Active | UNIVERSITY NEW MEXICO HOSPITAL
0000060509 | 1219001 | HILL-ROM INC | 767 | 767 | OPHTHALMOSCOPE/OTOSCOPES |  | BBRP | NONE |  | 2017-06-15 | 21020 | PEDIATRIC EMERGENCY DEPARTMENT | 2007-06-01 | USD | 0.01 | Active | UNIVERSITY NEW MEXICO HOSPITAL
0000060507 | 1218999 | HILL-ROM INC | 767 | 767 | OPHTHALMOSCOPE/OTOSCOPES |  | BBRP | NONE |  | 2017-06-15 | 21015 | ED-NORTH | 2007-06-01 | USD | 0.01 | Active | UNIVERSITY NEW MEXICO HOSPITAL
0000060506 | 1422460 | HILL-ROM INC | 767 | 767 | OPHTHALMOSCOPE/OTOSCOPES |  | BBRP | NONE |  | 2017-06-15 | 21015 | ED-NORTH | 2007-06-01 | USD | 0.01 | Active | UNIVERSITY NEW MEXICO HOSPITAL
0000060505 | 1422292 | HILL-ROM INC | 767 | 767 | OPHTHALMOSCOPE/OTOSCOPES |  | BBRP | NONE |  | 2017-06-15 | 21015 | ED-NORTH | 2007-06-01 | USD | 0.01 | Active | UNIVERSITY NEW MEXICO HOSPITAL
0000060504 | 1004942 | HILL-ROM INC | 767 | 767 | OPHTHALMOSCOPE/OTOSCOPES |  | BBRP | NONE |  | 2017-06-15 | 21015 | ED-NORTH | 2007-06-01 | USD | 0.01 | Active | UNIVERSITY NEW MEXICO HOSPITAL
0000060503 | 1004948 | HILL-ROM INC | 767 | 767 | OPHTHALMOSCOPE/OTOSCOPES |  | BBRP | NONE |  | 2017-06-15 | 21015 | ED-NORTH | 2007-06-01 | USD | 0.01 | Active | UNIVERSITY NEW MEXICO HOSPITAL
0000060501 | 1422211 | HILL-ROM INC | 767 | 767 | OPHTHALMOSCOPE/OTOSCOPES |  | BBRP | NONE |  | 2017-06-15 | 21015 | ED-NORTH | 2007-06-01 | USD | 0.01 | Active | UNIVERSITY NEW MEXICO HOSPITAL
0000060499 | 1421976 | HILL-ROM INC | 767 | 767 | OPHTHALMOSCOPE/OTOSCOPES |  | BBRP | NONE |  | 2017-06-15 | 21015 | ED-NORTH | 2007-06-01 | USD | 0.01 | Active | UNIVERSITY NEW MEXICO HOSPITAL
0000060497 | 1421958 | HILL-ROM INC | 767 | 767 | OPHTHALMOSCOPE/OTOSCOPES |  | BBRP | NONE |  | 2017-06-15 | 21015 | ED-NORTH | 2007-06-01 | USD | 0.01 | Active | UNIVERSITY NEW MEXICO HOSPITAL
0000060496 | 1421979 | HILL-ROM INC | 767 | 767 | OPHTHALMOSCOPE/OTOSCOPES |  | BBRP | NONE |  | 2017-06-15 | 21015 | ED-NORTH | 2007-06-01 | USD | 0.01 | Active | UNIVERSITY NEW MEXICO HOSPITAL
0000060495 | 1422192 | HILL-ROM INC | 767 | 767 | OPHTHALMOSCOPE/OTOSCOPES |  | BBRP | NONE |  | 2017-06-15 | 21015 | ED-NORTH | 2007-06-01 | USD | 0.01 | Active | UNIVERSITY NEW MEXICO HOSPITAL
0000060494 | 1422196 | HILL-ROM INC | 767 | 767 | OPHTHALMOSCOPE/OTOSCOPES |  | BBRP | NONE |  | 2017-06-15 | 21015 | ED-NORTH | 2007-06-01 | USD | 0.01 | Active | UNIVERSITY NEW MEXICO HOSPITAL
0000060493 | 1422198 | HILL-ROM INC | 767 | 767 | OPHTHALMOSCOPE/OTOSCOPES |  | BBRP | NONE |  | 2017-06-15 | 21015 | ED-NORTH | 2007-06-01 | USD | 0.01 | Active | UNIVERSITY NEW MEXICO HOSPITAL
0000060709 | 1219123 | HILL-ROM INC | 767 | 767 | OPHTHALMOSCOPE/OTOSCOPES |  | BBRP | NONE |  | 2017-06-15 | 21015 | ED-NORTH | 2007-06-01 | USD | 0.01 | Active | UNIVERSITY NEW MEXICO HOSPITAL
0000060708 | 1004963 | HILL-ROM INC | 767 | 767 | OPHTHALMOSCOPE/OTOSCOPES |  | BBRP | NONE |  | 2017-06-15 | 21015 | ED-NORTH | 2007-06-01 | USD | 0.01 | Active | UNIVERSITY NEW MEXICO HOSPITAL
0000060707 | 1421960 | HILL-ROM INC | 767 | 767 | OPHTHALMOSCOPE/OTOSCOPES |  | BBRP | NONE |  | 2017-06-15 | 21015 | ED-NORTH | 2007-06-01 | USD | 0.01 | Active | UNIVERSITY NEW MEXICO HOSPITAL
0000060766 | 1219147 | HILL-ROM INC | 767 | 767 | OPHTHALMOSCOPE/OTOSCOPES |  | BBRP | None |  | 2017-06-15 | 12455 | NEWBORN ICU | 2007-06-01 | USD | 0.1 | Active | UNIVERSITY NEW MEXICO HOSPITAL
0000058584 | 1440214 | DELL INC | 2007FPB | 2007FPB | MONITORS/ VIDEO |  | BBRP | MX-0C9536-46634-73T |  | 2017-06-15 | 12455 | NEWBORN ICU | 2007-06-01 | USD | 0.1 | Active | UNIVERSITY NEW MEXICO HOSPITAL
0000060736 | 1219141 | SONY CORP OF AMERICA | UP-55MD | UP-55MD | PRINTERS/ VIDEO |  | 434551 | 81358 |  | 2017-04-15 | 15005 | OPERATING ROOM - BBRP | 2007-06-01 | USD | 6109.46 | Reactivated | UNIVERSITY NEW MEXICO HOSPITAL
0000060854 | 1219177 | AMERICAN ORTHOPAEDIC | 0295-200 | 0295-200 | CAST CUTTERS |  |  | 20629 |  | 2017-06-15 | 15005 | OPERATING ROOM - BBRP | 2007-06-01 | USD | 0 | Active | UNIVERSITY NEW MEXICO HOSPITAL
0000067182 | 1003905 | EXERGEN CORP | TAT-5000 | TAT-5000 | THERMOMETERS/ ELECTRONIC/ INFRARED |  | FOUND | A41496 |  | 2017-06-15 | 15040 | PACU (RECOVERY ROOM 1) | 2007-06-01 | USD | 0.01 | Active | UNIVERSITY NEW MEXICO HOSPITAL
0000067290 | 1004266 | GE HEALTHCARE | USE 1913A | CDA19 | MONITORS/ MEDICAL GRADE DISPLAY |  | BBRP | DTG370T0088 |  | 2017-06-15 | 15060 | ANESTHESIA - BBRP | 2007-06-01 | USD | 0.01 | Active | UNIVERSITY NEW MEXICO HOSPITAL
0000060773 | 1142458 | GE HEALTHCARE | DINAMAP PRO 100 | DINAMAP PRO 100 | MONITORS/ BEDSIDE/ BLOOD PRESSURE |  | BBRP | AAX06490007SA | 2016-11-28 | 2017-11-15 | 12000 | LABOR AND DELIVERY | 2007-06-01 | USD | 0.01 | Active | UNIVERSITY NEW MEXICO HOSPITAL
0000060871 | 1084661 | BD | TURBO TEMP | TURBO TEMP | THERMOMETERS/ ELECTRONIC |  | BBRP | 12458254 |  | 2017-06-15 | 12320 | GENERAL MEDICINE (5-W) | 2007-06-01 | USD | 0.01 | Active | UNIVERSITY NEW MEXICO HOSPITAL
0000060868 | 1219184 | BD | TURBO TEMP | TURBO TEMP | THERMOMETERS/ ELECTRONIC |  | BBRP | 12457426 |  | 2017-06-15 | 12110 | NEUROSCIENCE ICU | 2007-06-01 | USD | 0.01 | Active | UNIVERSITY NEW MEXICO HOSPITAL
0000060866 | 1219182 | BD | TURBO TEMP | TURBO TEMP | THERMOMETERS/ ELECTRONIC |  | BBRP | 1245774G |  | 2017-06-15 | 12110 | NEUROSCIENCE ICU | 2007-06-01 | USD | 0.01 | Active | UNIVERSITY NEW MEXICO HOSPITAL
0000060865 | 1219181 | BD | TURBO TEMP | TURBO TEMP | THERMOMETERS/ ELECTRONIC |  | BBRP | 12457557 |  | 2017-06-15 | 12110 | NEUROSCIENCE ICU | 2007-06-01 | USD | 0.01 | Active | UNIVERSITY NEW MEXICO HOSPITAL
0000062003 | 1219245 | INSTROMEDIX INC | KING OF HEARTS EXPRESS | 5218-06 | RECORDERS/ TAPE/ DATA/ ELECTROCARDIOGRAPHY/ EVENT |  | H442783 | 6103136 | 2011-09-15 | 2011-09-15 | 71030 | HEART STATION | 2007-05-31 | USD | 600 | Active | UNIVERSITY NEW MEXICO HOSPITAL
0000060642 | 1219077 | SONY CORP OF AMERICA | DVO-1000MD | DVO-1000MD | RECORDERS/ DIGITAL VERSATILE DISK |  | BBRP | MZ000646004254 |  | 2017-06-15 | 15005 | OPERATING ROOM - BBRP | 2007-05-31 | USD | 0.1 | Active | UNIVERSITY NEW MEXICO HOSPITAL
0000058570 | 1218385 | INSTROMEDIX INC | KING OF HEARTS EXPRESS | 5218-06 | RECORDERS/ TAPE/ DATA/ ELECTROCARDIOGRAPHY/ EVENT |  | H442783 | 6103137 | 2011-09-15 | 2011-09-15 | 71030 | HEART STATION | 2007-05-31 | USD | 600 | Active | UNIVERSITY NEW MEXICO HOSPITAL
0000060641 | 1219076 | SONY CORP OF AMERICA | DVO-1000MD | DVO-1000MD | RECORDERS/ DIGITAL VERSATILE DISK |  | BBRP | MZ000646004325 |  | 2017-06-15 | 15005 | OPERATING ROOM - BBRP | 2007-05-31 | USD | 0.1 | Active | UNIVERSITY NEW MEXICO HOSPITAL
0000058569 | 1141233 | INSTROMEDIX INC | KING OF HEARTS EXPRESS | 5218-06 | RECORDERS/ TAPE/ DATA/ ELECTROCARDIOGRAPHY/ EVENT |  | H442783 | 6103132 | 2011-09-15 | 2011-09-15 | 71030 | HEART STATION | 2007-05-31 | USD | 600 | Active | UNIVERSITY NEW MEXICO HOSPITAL
0000060640 | 1219075 | SONY CORP OF AMERICA | DVO-1000MD | DVO-1000MD | RECORDERS/ DIGITAL VERSATILE DISK |  | BBRP | MZ000646004319 |  | 2017-06-15 | 15005 | OPERATING ROOM - BBRP | 2007-05-31 | USD | 0.1 | Active | UNIVERSITY NEW MEXICO HOSPITAL
0000058568 | 1141464 | INSTROMEDIX INC | KING OF HEARTS EXPRESS | 5218-06 | RECORDERS/ TAPE/ DATA/ ELECTROCARDIOGRAPHY/ EVENT |  | H442783 | 6105990 | 2011-09-15 | 2011-09-15 | 71030 | HEART STATION | 2007-05-31 | USD | 600 | Active | UNIVERSITY NEW MEXICO HOSPITAL
0000060639 | 1219074 | SONY CORP OF AMERICA | DVO-1000MD | DVO-1000MD | RECORDERS/ DIGITAL VERSATILE DISK |  | BBRP | MZ000646004266 |  | 2017-06-15 | 15005 | OPERATING ROOM - BBRP | 2007-05-31 | USD | 0.1 | Active | UNIVERSITY NEW MEXICO HOSPITAL
0000058566 | 1218384 | INSTROMEDIX INC | KING OF HEARTS EXPRESS | 5218-06 | RECORDERS/ TAPE/ DATA/ ELECTROCARDIOGRAPHY/ EVENT |  | H442783 | 6105986 | 2011-09-15 | 2011-09-15 | 71030 | HEART STATION | 2007-05-31 | USD | 600 | Active | UNIVERSITY NEW MEXICO HOSPITAL
0000060847 | 1004114 | SMITHS MEDICAL MD INC | SYSTEM 1000 | SYSTEM 1000 | WARMING UNITS/ BLOOD/SOLUTION (FLUID) |  | BBRP | S1000002 | 2017-04-28 | 2017-10-15 | 15060 | ANESTHESIA - BBRP | 2007-05-31 | USD | 0.01 | Active | UNIVERSITY NEW MEXICO HOSPITAL
0000058564 | 1218383 | INSTROMEDIX INC | KING OF HEARTS EXPRESS | 5218-06 | RECORDERS/ TAPE/ DATA/ ELECTROCARDIOGRAPHY/ EVENT |  | H442783 | 6105987 |  | 2017-06-15 | 71030 | HEART STATION | 2007-05-31 | USD | 600 | Active | UNIVERSITY NEW MEXICO HOSPITAL
0000058574 | 1141485 | INSTROMEDIX INC | KING OF HEARTS EXPRESS | 5218-06 | RECORDERS/ TAPE/ DATA/ ELECTROCARDIOGRAPHY/ EVENT |  | H442783 | 6103134 | 2011-09-15 | 2011-09-15 | 71030 | HEART STATION | 2007-05-31 | USD | 600 | Active | UNIVERSITY NEW MEXICO HOSPITAL
0000058573 | 1218387 | INSTROMEDIX INC | KING OF HEARTS EXPRESS | 5218-06 | RECORDERS/ TAPE/ DATA/ ELECTROCARDIOGRAPHY/ EVENT |  | H442783 | 6103139 | 2011-09-15 | 2011-09-15 | 71030 | HEART STATION | 2007-05-31 | USD | 600 | Active | UNIVERSITY NEW MEXICO HOSPITAL
0000058572 | 1141293 | INSTROMEDIX INC | KING OF HEARTS EXPRESS | 5218-06 | RECORDERS/ TAPE/ DATA/ ELECTROCARDIOGRAPHY/ EVENT |  | H442783 | 6103138 | 2011-09-15 | 2011-09-15 | 71030 | HEART STATION | 2007-05-31 | USD | 600 | Active | UNIVERSITY NEW MEXICO HOSPITAL
0000058571 | 1218386 | INSTROMEDIX INC | KING OF HEARTS EXPRESS | 5218-06 | RECORDERS/ TAPE/ DATA/ ELECTROCARDIOGRAPHY/ EVENT |  | H442783 | 6103133 | 2011-09-15 | 2011-09-15 | 71030 | HEART STATION | 2007-05-31 | USD | 600 | Active | UNIVERSITY NEW MEXICO HOSPITAL
0000060607 | 1141836 | HEMAMETRICS INC | CRIT-LINE III TQA | CRIT-LINE III TQA | ANALYZERS/ POINT-OF-CARE/ WHOLE BLOOD |  | BBRP | 196NBM410743 | 2015-09-14 | 2015-09-15 | 72040 | I/P HEMODIALYSIS | 2007-05-31 | USD | 0.1 | Active | UNIVERSITY NEW MEXICO HOSPITAL
0000060824 | 1004211 | DRAEGER MEDICAL INC | APOLLO | 8606500-54 | ANESTHESIA UNITS |  | 434729 | ARYA-0081 | 2017-06-30 | 2017-12-15 | 15060 | ANESTHESIA - BBRP | 2007-05-31 | USD | 67336.63 | Active | UNIVERSITY NEW MEXICO HOSPITAL
0000060765 | 1004267 | DRAEGER MEDICAL INC | APOLLO | 8606500-54 | ANESTHESIA UNITS |  | 434729 | ARYA-0083 | 2017-06-29 | 2017-12-15 | 15060 | ANESTHESIA - BBRP | 2007-05-31 | USD | 67336.63 | Active | UNIVERSITY NEW MEXICO HOSPITAL
0000060748 | 1004198 | DRAEGER MEDICAL INC | APOLLO | 8606500-54 | ANESTHESIA UNITS |  | 434729 | ARYA-0082 | 2017-06-30 | 2017-12-15 | 15060 | ANESTHESIA - BBRP | 2007-05-31 | USD | 67336.63 | Active | UNIVERSITY NEW MEXICO HOSPITAL
0000060606 | 1219054 | SONY CORP OF AMERICA | UP-D897 | UP-D897 | PRINTERS/ VIDEO |  | BBRP | 72143 |  | 2017-06-15 | 15005 | OPERATING ROOM - BBRP | 2007-05-31 | USD | 0.1 | Active | UNIVERSITY NEW MEXICO HOSPITAL
0000060636 | 1219073 | STRYKER CORP | SYSTEM 6 | SYSTEM 6 | BATTERY CHARGERS |  | BBRP | 070316573 |  | 2017-06-15 | 15005 | OPERATING ROOM - BBRP | 2007-05-31 | USD | 0.1 | Active | UNIVERSITY NEW MEXICO HOSPITAL
0000060634 | 1219071 | STRYKER CORP | SYSTEM 6 | SYSTEM 6 | BATTERY CHARGERS |  | BBRP | 0706503283 |  | 2017-06-15 | 15005 | OPERATING ROOM - BBRP | 2007-05-31 | USD | 0.1 | Active | UNIVERSITY NEW MEXICO HOSPITAL
0000060561 | 1077053 | THE KENDALL CO | FIRSTEMP GENIUS 3000A | FIRSTEMP GENIUS 3000A | THERMOMETERS/ ELECTRONIC/ INFRARED/ EAR |  | BBRP | J0649568 |  | 2017-06-15 | 12460 | PEDIATRIC ICU | 2007-05-30 | USD | 0.01 | Active | UNIVERSITY NEW MEXICO HOSPITAL
0000060569 | 1143150 | HUDSON RESPIRATORY CARE INC | 5800 | 5800 | MONITORS/CONTROLLERS/ OXYGEN |  | BBRP | 10207004 | 2016-09-23 | 2017-09-15 | 71510 | PULMONARY SERVICES | 2007-05-30 | USD | 0.01 | Active | UNIVERSITY NEW MEXICO HOSPITAL
0000060559 | 1144982 | THE KENDALL CO | FIRSTEMP GENIUS 3000A | FIRSTEMP GENIUS 3000A | THERMOMETERS/ ELECTRONIC/ INFRARED/ EAR |  | BBRP | J0649319 |  | 2017-06-15 | 12460 | PEDIATRIC ICU | 2007-05-30 | USD | 0.01 | Active | UNIVERSITY NEW MEXICO HOSPITAL
0000060566 | 1219030 | HUDSON RESPIRATORY CARE INC | 5800 | 5800 | MONITORS/CONTROLLERS/ OXYGEN |  |  | 10207039 | 2016-09-15 | 2017-09-15 | 71510 | PULMONARY SERVICES | 2007-05-30 | USD | 0.01 | Reactivated | UNIVERSITY NEW MEXICO HOSPITAL
0000058694 | 1218470 | MAQUET INC | HANAULUX BLUELINE 80 | HANAULUX BLUELINE 80 | LIGHTS/ EXAMINATION |  | BBRP | AR010744 |  | 2017-06-15 | 12460 | PEDIATRIC ICU | 2007-05-30 | USD | 0.01 | Active | UNIVERSITY NEW MEXICO HOSPITAL
0000060565 | 1219029 | HUDSON RESPIRATORY CARE INC | 5800 | 5800 | MONITORS/CONTROLLERS/ OXYGEN |  | BBRP | 10207041 | 2016-09-13 | 2017-09-15 | 71510 | PULMONARY SERVICES | 2007-05-30 | USD | 0.01 | Active | UNIVERSITY NEW MEXICO HOSPITAL
0000058693 | 1218469 | MAQUET INC | HANAULUX BLUELINE 80 | HANAULUX BLUELINE 80 | LIGHTS/ EXAMINATION |  | BBRP | AR010742 |  | 2017-06-15 | 12460 | PEDIATRIC ICU | 2007-05-30 | USD | 0.01 | Active | UNIVERSITY NEW MEXICO HOSPITAL
0000060596 | 1219053 | HUDSON RESPIRATORY CARE INC | 5800 | 5800 | MONITORS/CONTROLLERS/ OXYGEN |  | BBRP | 10207048 | 2016-09-13 | 2017-09-15 | 71510 | PULMONARY SERVICES | 2007-05-30 | USD | 0.01 | Active | UNIVERSITY NEW MEXICO HOSPITAL
0000058692 | 1218468 | MAQUET INC | HANAULUX BLUELINE 80 | HANAULUX BLUELINE 80 | LIGHTS/ EXAMINATION |  | BBRP | AR010802 |  | 2017-06-15 | 12460 | PEDIATRIC ICU | 2007-05-30 | USD | 0.01 | Active | UNIVERSITY NEW MEXICO HOSPITAL
0000060595 | 1219052 | HUDSON RESPIRATORY CARE INC | 5800 | 5800 | MONITORS/CONTROLLERS/ OXYGEN |  |  | 10207037 | 2016-09-13 | 2017-09-15 | 71510 | PULMONARY SERVICES | 2007-05-30 | USD | 0.01 | Reactivated | UNIVERSITY NEW MEXICO HOSPITAL
0000058691 | 1144958 | MAQUET INC | HANAULUX BLUELINE 80 | HANAULUX BLUELINE 80 | LIGHTS/ EXAMINATION |  | BBRP | AR010801 |  | 2017-06-15 | 12460 | PEDIATRIC ICU | 2007-05-30 | USD | 0.01 | Active | UNIVERSITY NEW MEXICO HOSPITAL
0000060594 | 1219051 | HUDSON RESPIRATORY CARE INC | 5800 | 5800 | MONITORS/CONTROLLERS/ OXYGEN |  | BBRP | 10207006 | 2016-09-13 | 2017-09-15 | 71510 | PULMONARY SERVICES | 2007-05-30 | USD | 0.01 | Active | UNIVERSITY NEW MEXICO HOSPITAL
0000058690 | 1144959 | MAQUET INC | HANAULUX BLUELINE 80 | HANAULUX BLUELINE 80 | LIGHTS/ EXAMINATION |  | BBRP | AR010804 |  | 2017-06-15 | 12460 | PEDIATRIC ICU | 2007-05-30 | USD | 0.01 | Active | UNIVERSITY NEW MEXICO HOSPITAL
0000060564 | 1439823 | HUDSON RESPIRATORY CARE INC | 5800 | 5800 | MONITORS/CONTROLLERS/ OXYGEN |  | BBRP | 10207031 | 2016-09-23 | 2017-09-15 | 71510 | PULMONARY SERVICES | 2007-05-30 | USD | 0.01 | Active | UNIVERSITY NEW MEXICO HOSPITAL
0000058689 | 1144964 | MAQUET INC | HANAULUX BLUELINE 80 | HANAULUX BLUELINE 80 | LIGHTS/ EXAMINATION |  | BBRP | AR010806 |  | 2017-06-15 | 12460 | PEDIATRIC ICU | 2007-05-30 | USD | 0.01 | Active | UNIVERSITY NEW MEXICO HOSPITAL
0000060563 | 1219027 | HUDSON RESPIRATORY CARE INC | 5800 | 5800 | MONITORS/CONTROLLERS/ OXYGEN |  | BBRP | 10207042 | 2016-09-13 | 2017-09-15 | 71510 | PULMONARY SERVICES | 2007-05-30 | USD | 0.01 | Active | UNIVERSITY NEW MEXICO HOSPITAL
0000058688 | 1077043 | MAQUET INC | HANAULUX BLUELINE 80 | HANAULUX BLUELINE 80 | LIGHTS/ EXAMINATION |  | BBRP | AR010803 |  | 2017-06-15 | 12460 | PEDIATRIC ICU | 2007-05-30 | USD | 0.01 | Active | UNIVERSITY NEW MEXICO HOSPITAL
0000060593 | 1219050 | HUDSON RESPIRATORY CARE INC | 5800 | 5800 | MONITORS/CONTROLLERS/ OXYGEN |  |  | 10207045 | 2016-09-15 | 2017-09-15 | 71510 | PULMONARY SERVICES | 2007-05-30 | USD | 0.01 | Reactivated | UNIVERSITY NEW MEXICO HOSPITAL
0000058687 | 1077037 | MAQUET INC | HANAULUX BLUELINE 80 | HANAULUX BLUELINE 80 | LIGHTS/ EXAMINATION |  | BBRP | AR010805 |  | 2017-06-15 | 12460 | PEDIATRIC ICU | 2007-05-30 | USD | 0.01 | Active | UNIVERSITY NEW MEXICO HOSPITAL
0000060592 | 1219049 | HUDSON RESPIRATORY CARE INC | 5800 | 5800 | MONITORS/CONTROLLERS/ OXYGEN |  | BBRP | 10207035 | 2016-09-13 | 2017-09-15 | 71510 | PULMONARY SERVICES | 2007-05-30 | USD | 0.01 | Active | UNIVERSITY NEW MEXICO HOSPITAL
0000058704 | 1077034 | MAQUET INC | HANAULUX BLUELINE 80 | HANAULUX BLUELINE 80 | LIGHTS/ EXAMINATION |  | BBRP | AR010794 |  | 2017-06-15 | 12460 | PEDIATRIC ICU | 2007-05-30 | USD | 0.01 | Active | UNIVERSITY NEW MEXICO HOSPITAL
0000060591 | 1162009 | HUDSON RESPIRATORY CARE INC | 5800 | 5800 | MONITORS/CONTROLLERS/ OXYGEN |  | BBRP | 10207014 | 2016-03-01 | 2017-03-15 | 95700 | CLINICAL ENGINEERING | 2007-05-30 | USD | 0.01 | Reactivated | UNIVERSITY NEW MEXICO HOSPITAL
0000058703 | 1077033 | MAQUET INC | HANAULUX BLUELINE 80 | HANAULUX BLUELINE 80 | LIGHTS/ EXAMINATION |  | BBRP | AR010792 |  | 2017-06-15 | 12460 | PEDIATRIC ICU | 2007-05-30 | USD | 0.01 | Active | UNIVERSITY NEW MEXICO HOSPITAL
0000060590 | 1439822 | HUDSON RESPIRATORY CARE INC | 5800 | 5800 | MONITORS/CONTROLLERS/ OXYGEN |  | BBRP | 10207024 | 2016-09-01 | 2017-09-15 | 71510 | PULMONARY SERVICES | 2007-05-30 | USD | 0.01 | Active | UNIVERSITY NEW MEXICO HOSPITAL
0000058702 | 1144989 | MAQUET INC | HANAULUX BLUELINE 80 | HANAULUX BLUELINE 80 | LIGHTS/ EXAMINATION |  | BBRP | AR010790 |  | 2017-06-15 | 12460 | PEDIATRIC ICU | 2007-05-30 | USD | 0.01 | Active | UNIVERSITY NEW MEXICO HOSPITAL
0000060589 | 1219046 | HUDSON RESPIRATORY CARE INC | 5800 | 5800 | MONITORS/CONTROLLERS/ OXYGEN |  | BBRP | 10207012 | 2016-09-13 | 2017-09-15 | 71510 | PULMONARY SERVICES | 2007-05-30 | USD | 0.01 | Active | UNIVERSITY NEW MEXICO HOSPITAL
0000058701 | 1439785 | MAQUET INC | HANAULUX BLUELINE 80 | HANAULUX BLUELINE 80 | LIGHTS/ EXAMINATION |  | BBRP | AR010793 |  | 2017-06-15 | 12460 | PEDIATRIC ICU | 2007-05-30 | USD | 0.01 | Active | UNIVERSITY NEW MEXICO HOSPITAL
0000060576 | 1439754 | HUDSON RESPIRATORY CARE INC | 5800 | 5800 | MONITORS/CONTROLLERS/ OXYGEN |  | BBRP | 10207016 | 2016-09-09 | 2017-09-15 | 71510 | PULMONARY SERVICES | 2007-05-30 | USD | 0.01 | Active | UNIVERSITY NEW MEXICO HOSPITAL
0000058700 | 1439999 | MAQUET INC | HANAULUX BLUELINE 80 | HANAULUX BLUELINE 80 | LIGHTS/ EXAMINATION |  | BBRP | AR010791 |  | 2017-06-15 | 12460 | PEDIATRIC ICU | 2007-05-30 | USD | 0.01 | Active | UNIVERSITY NEW MEXICO HOSPITAL
0000060575 | 1219036 | HUDSON RESPIRATORY CARE INC | 5800 | 5800 | MONITORS/CONTROLLERS/ OXYGEN |  | BBRP | 10207029 | 2016-09-13 | 2017-09-15 | 71510 | PULMONARY SERVICES | 2007-05-30 | USD | 0.01 | Active | UNIVERSITY NEW MEXICO HOSPITAL
0000058699 | 1144983 | MAQUET INC | HANAULUX BLUELINE 80 | HANAULUX BLUELINE 80 | LIGHTS/ EXAMINATION |  | BBRP | AR010789 |  | 2017-06-15 | 12460 | PEDIATRIC ICU | 2007-05-30 | USD | 0.01 | Active | UNIVERSITY NEW MEXICO HOSPITAL
0000060573 | 1219035 | HUDSON RESPIRATORY CARE INC | 5800 | 5800 | MONITORS/CONTROLLERS/ OXYGEN |  | BBRP | 10207017 | 2016-09-13 | 2017-09-15 | 71510 | PULMONARY SERVICES | 2007-05-30 | USD | 0.01 | Active | UNIVERSITY NEW MEXICO HOSPITAL
0000058698 | 1439908 | MAQUET INC | HANAULUX BLUELINE 80 | HANAULUX BLUELINE 80 | LIGHTS/ EXAMINATION |  | BBRP | AR010745 |  | 2017-06-15 | 12460 | PEDIATRIC ICU | 2007-05-30 | USD | 0.01 | Active | UNIVERSITY NEW MEXICO HOSPITAL
0000060571 | 1219034 | HUDSON RESPIRATORY CARE INC | 5800 | 5800 | MONITORS/CONTROLLERS/ OXYGEN |  | BBRP | 10207046 | 2016-09-13 | 2017-09-15 | 71510 | PULMONARY SERVICES | 2007-05-30 | USD | 0.01 | Active | UNIVERSITY NEW MEXICO HOSPITAL
0000058697 | 1218473 | MAQUET INC | HANAULUX BLUELINE 80 | HANAULUX BLUELINE 80 | LIGHTS/ EXAMINATION |  | BBRP | AR010746 |  | 2017-06-15 | 12460 | PEDIATRIC ICU | 2007-05-30 | USD | 0.01 | Active | UNIVERSITY NEW MEXICO HOSPITAL
0000058320 | 1142709 | HEMOCUE INC | HEMOCUE | HEMOCUE | ANALYZERS/ HEMATOLOGY/ COAGULATION/ AUTOMATED |  | 46159 | 0626013037 |  | 2017-06-15 | 54080 | UNMMG - TRUMAN ST. CLINIC | 2007-05-30 | USD | 280 | Active | UNIVERSITY NEW MEXICO HOSPITAL
0000058696 | 1439895 | MAQUET INC | HANAULUX BLUELINE 80 | HANAULUX BLUELINE 80 | LIGHTS/ EXAMINATION |  | BBRP | AR010741 |  | 2017-06-15 | 12460 | PEDIATRIC ICU | 2007-05-30 | USD | 0.01 | Active | UNIVERSITY NEW MEXICO HOSPITAL
0000058561 | 1218381 | HEMOCUE INC | HEMOCUE | HEMOCUE | ANALYZERS/ HEMATOLOGY/ COAGULATION/ AUTOMATED |  | 46159 | 0623012251 |  | 2017-06-15 | 34120 | REPRO/ENDO CLINIC | 2007-05-30 | USD | 280 | Active | UNIVERSITY NEW MEXICO HOSPITAL
0000058695 | 1439880 | MAQUET INC | HANAULUX BLUELINE 80 | HANAULUX BLUELINE 80 | LIGHTS/ EXAMINATION |  | BBRP | AR010743 |  | 2017-06-15 | 12460 | PEDIATRIC ICU | 2007-05-30 | USD | 0.01 | Active | UNIVERSITY NEW MEXICO HOSPITAL
0000060897 | 1439746 | GETINGE USA INC | 5624 | 5624 | WARMING UNITS/ MULTIPURPOSE |  | BBRP | L064129 | 2017-04-24 | 2018-04-15 | 12460 | PEDIATRIC ICU | 2007-05-30 | USD | 0.01 | Active | UNIVERSITY NEW MEXICO HOSPITAL
0000060665 | 1219084 | MAR COR PURIFICATION | V-6000 | V-6000 | WATER PURIFICATION SYSTEMS/ REVERSE OSMOSIS |  | BBRP | 77602 | 2016-09-12 | 2017-09-15 | 4362 | PEDIATRIC DIALYSIS | 2007-05-30 | USD | 1 | Active | UNIVERSITY NEW MEXICO HOSPITAL
0000060962 | 1219230 | GETINGE USA INC | 5624 | 5624 | WARMING UNITS/ MULTIPURPOSE |  | BBRP | L064128 | 2017-04-01 | 2018-04-15 | 12460 | PEDIATRIC ICU | 2007-05-30 | USD | 0.14 | Active | UNIVERSITY NEW MEXICO HOSPITAL
0000060664 | 1219083 | MIDMARK CORP | 623 (623-007) | 623 (623-007) | CHAIRS/ EXAMINATION/ TREATMENT |  | BBRP | V384970 |  | 2017-06-15 | 12480 | CTH REHAB-ORTHO UNIT | 2007-05-30 | USD | 0.01 | Active | UNIVERSITY NEW MEXICO HOSPITAL
0000060577 | 1142203 | PRECISION MEDICAL INC | PM5200 | PM5200 | OXYGEN-AIR PROPORTIONERS |  | BBRP | BH001275 | 2016-09-07 | 2017-09-15 | 71510 | PULMONARY SERVICES | 2007-05-30 | USD | 0.01 | Active | UNIVERSITY NEW MEXICO HOSPITAL
0000060584 | 1439658 | BURTON MED | 09615 | 09615 | LIGHTS/ EXAMINATION |  | BBRP | G12146 |  | 2017-06-15 | 12460 | PEDIATRIC ICU | 2007-05-30 | USD | 0.01 | Active | UNIVERSITY NEW MEXICO HOSPITAL
0000058578 | 1439742 | DELL INC | 2007FPB | 2007FPB | MONITORS/ VIDEO |  | BBRP | 73T2P7L |  | 2017-06-15 | 12460 | PEDIATRIC ICU | 2007-05-30 | USD | 0.01 | Active | UNIVERSITY NEW MEXICO HOSPITAL
0000060586 | 1219043 | SHERWOOD MEDICAL | FIRSTTEMP GENIUS | 3000A | THERMOMETERS/ ELECTRONIC/ INFRARED/ EAR |  | BBRP | V0649518 |  | 2017-06-15 | 12460 | PEDIATRIC ICU | 2007-05-30 | USD | 0.01 | Active | UNIVERSITY NEW MEXICO HOSPITAL
0000058577 | 1439748 | DELL INC | 2007FPB | 2007FPB | MONITORS/ VIDEO |  | BBRP | 73T284L |  | 2017-06-15 | 12460 | PEDIATRIC ICU | 2007-05-30 | USD | 0.01 | Active | UNIVERSITY NEW MEXICO HOSPITAL
0000060560 | 1219026 | SHERWOOD MEDICAL | FIRSTTEMP GENIUS | 3000A | THERMOMETERS/ ELECTRONIC/ INFRARED/ EAR |  | BBRP | J0649526 |  | 2017-06-15 | 12460 | PEDIATRIC ICU | 2007-05-30 | USD | 0.01 | Active | UNIVERSITY NEW MEXICO HOSPITAL
0000060667 | 1439757 | BD | TURBO TEMP | TURBO TEMP | THERMOMETERS/ ELECTRONIC |  | BBRP | 12458056 |  | 2017-06-15 | 12460 | PEDIATRIC ICU | 2007-05-30 | USD | 0.01 | Active | UNIVERSITY NEW MEXICO HOSPITAL
0000060663 | 1219082 | BD | TURBO TEMP | TURBO TEMP | THERMOMETERS/ ELECTRONIC |  | BBRP | 12458103 |  | 2017-06-15 | 12480 | CTH REHAB-ORTHO UNIT | 2007-05-30 | USD | 250 | Active | UNIVERSITY NEW MEXICO HOSPITAL
0000060676 | 1439654 | BD | TURBO TEMP | TURBO TEMP | THERMOMETERS/ ELECTRONIC |  | BBRP | 12458104 |  | 2017-06-15 | 12460 | PEDIATRIC ICU | 2007-05-30 | USD | 0.01 | Active | UNIVERSITY NEW MEXICO HOSPITAL
0000060674 | 1219088 | BD | TURBO TEMP | TURBO TEMP | THERMOMETERS/ ELECTRONIC |  | BBRP | 12458105 |  | 2017-06-15 | 12460 | PEDIATRIC ICU | 2007-05-30 | USD | 0.01 | Active | UNIVERSITY NEW MEXICO HOSPITAL
0000060585 | 1144981 | BD | TURBO TEMP | TURBO TEMP | THERMOMETERS/ ELECTRONIC |  | BBRP | 12457481 |  | 2017-06-15 | 12460 | PEDIATRIC ICU | 2007-05-30 | USD | 0.01 | Active | UNIVERSITY NEW MEXICO HOSPITAL
0000060673 | 1143363 | BD | TURBO TEMP | TURBO TEMP | THERMOMETERS/ ELECTRONIC |  | BBRP | 12457752 |  | 2017-06-15 | 12460 | PEDIATRIC ICU | 2007-05-30 | USD | 0.01 | Active | UNIVERSITY NEW MEXICO HOSPITAL
0000060672 | 1143364 | BD | TURBO TEMP | TURBO TEMP | THERMOMETERS/ ELECTRONIC |  | BBRP | 12458055 |  | 2017-06-15 | 12460 | PEDIATRIC ICU | 2007-05-30 | USD | 0.01 | Active | UNIVERSITY NEW MEXICO HOSPITAL
0000060671 | 1439758 | BD | TURBO TEMP | TURBO TEMP | THERMOMETERS/ ELECTRONIC |  | BBRP | 12457331 |  | 2017-06-15 | 12460 | PEDIATRIC ICU | 2007-05-30 | USD | 0.01 | Active | UNIVERSITY NEW MEXICO HOSPITAL
0000060582 | 1219040 | BD | TURBO TEMP | TURBO TEMP | THERMOMETERS/ ELECTRONIC |  | BBRP | 12457377 |  | 2017-06-15 | 12460 | PEDIATRIC ICU | 2007-05-30 | USD | 0.01 | Active | UNIVERSITY NEW MEXICO HOSPITAL
0000058706 | 1439791 | NOT ASSIGNED | HARMONY LA 300 | HARMONY LA300 | LIGHTS/ EXAMINATION |  | BBRP | 0420906013 |  | 2017-06-15 | 12460 | PEDIATRIC ICU | 2007-05-30 | USD | 0.01 | Active | UNIVERSITY NEW MEXICO HOSPITAL
0000058705 | 1439857 | NOT ASSIGNED | HARMONY LA 300 | HARMONY LA300 | LIGHTS/ EXAMINATION |  | BBRP | 0417206063 | 2011-10-25 | 2012-04-15 | 12460 | PEDIATRIC ICU | 2007-05-30 | USD | 0.01 | Active | UNIVERSITY NEW MEXICO HOSPITAL
0000060659 | 1004155 | ADVANCED STERILIZATION PRODUCTS A JOHNSON & JOHNSON CO | ASP STERRAD 100S | 530868 | STERILIZING UNITS/ PLASMA |  | 429819 | 10101061361 | 2017-05-09 | 2017-11-15 | 15005 | OPERATING ROOM - BBRP | 2007-05-30 | USD | 120567.91 | Active | UNIVERSITY NEW MEXICO HOSPITAL
0000060548 | 1439694 | SCALE-TRONIX INC | 4502 | 4502 | SCALES/ DIAPER |  | BBRP | 4502-656 | 2017-04-12 | 2018-04-15 | 12410 | PEDIATRIC SPECIALTY CARE | 2007-05-29 | USD | 0.01 | Active | UNIVERSITY NEW MEXICO HOSPITAL
0000060538 | 1439587 | GE HEALTHCARE | PRN 50-M | 418331-002 | RECORDERS |  | 428875 | RPV06458954GA |  | 2017-06-15 | 12410 | PEDIATRIC SPECIALTY CARE | 2007-05-29 | USD | 1448.7 | Active | UNIVERSITY NEW MEXICO HOSPITAL
0000060542 | 1219018 | SCALE-TRONIX INC | 4502 | 4502 | SCALES/ DIAPER |  | BBRP | 4502-670 | 2017-04-12 | 2018-04-15 | 12410 | PEDIATRIC SPECIALTY CARE | 2007-05-29 | USD | 0.01 | Active | UNIVERSITY NEW MEXICO HOSPITAL
0000060537 | 1439584 | GE HEALTHCARE | 2025280-001 | 2025280-001 | MONITORS/ VIDEO |  | 428875 | DTG420J0427 |  | 2017-06-15 | 12410 | PEDIATRIC SPECIALTY CARE | 2007-05-29 | USD | 1584 | Active | UNIVERSITY NEW MEXICO HOSPITAL
0000060536 | 1439585 | GE HEALTHCARE | CIC PRO | CIC PRO | MONITORS/ CENTRAL STATION |  | 428875 | JA106486196GA | 2017-04-28 | 2018-04-15 | 12410 | PEDIATRIC SPECIALTY CARE | 2007-05-29 | USD | 22512.66 | Active | UNIVERSITY NEW MEXICO HOSPITAL
0000060961 | 1004075 | ZOLL MEDICAL CORP | M SERIES | M SERIES | DEFIBRILLATOR/ MONITOR/ PACEMAKERS |  | 434711 | T06L86869 | 2017-07-17 | 2018-01-15 | 21015 | ED-NORTH | 2007-05-29 | USD | 9131.6 | Active | UNIVERSITY NEW MEXICO HOSPITAL
0000060799 | 1140167 | ZOLL MEDICAL CORP | M SERIES | M SERIES | DEFIBRILLATOR/ MONITOR/ PACEMAKERS |  | 434711 | T06L86674 | 2017-04-27 | 2017-10-15 | 12520 | MOTHER & BABY UNIT (3-E) BBRP | 2007-05-29 | USD | 9131.6 | Active | UNIVERSITY NEW MEXICO HOSPITAL
0000060653 | 1004069 | ZOLL MEDICAL CORP | M SERIES | M SERIES | DEFIBRILLATOR/ MONITOR/ PACEMAKERS |  | 434711 | T06L86720 | 2017-07-17 | 2018-01-15 | 21020 | PEDIATRIC EMERGENCY DEPARTMENT | 2007-05-29 | USD | 9131.6 | Active | UNIVERSITY NEW MEXICO HOSPITAL
0000060652 | 1004070 | ZOLL MEDICAL CORP | M SERIES | M SERIES | DEFIBRILLATOR/ MONITOR/ PACEMAKERS |  | 434711 | T06L86865 | 2017-07-17 | 2018-01-15 | 21015 | ED-NORTH | 2007-05-29 | USD | 9131.6 | Active | UNIVERSITY NEW MEXICO HOSPITAL
0000060651 | 1143037 | ZOLL MEDICAL CORP | M SERIES | M SERIES | DEFIBRILLATOR/ MONITOR/ PACEMAKERS |  | 434711 | T06L86828 | 2017-04-18 | 2017-10-15 | 12015 | PEDIATRIC INFUSION UNIT PIU | 2007-05-28 | USD | 9131.6 | Active | UNIVERSITY NEW MEXICO HOSPITAL
0000060650 | 1142635 | ZOLL MEDICAL CORP | M SERIES | M SERIES | DEFIBRILLATOR/ MONITOR/ PACEMAKERS |  | 434711 | T06L86688 | 2017-05-01 | 2017-11-15 | 12000 | LABOR AND DELIVERY | 2007-05-28 | USD | 9131.6 | Active | UNIVERSITY NEW MEXICO HOSPITAL
0000060649 | 1141891 | ZOLL MEDICAL CORP | M SERIES | M SERIES | DEFIBRILLATOR/ MONITOR/ PACEMAKERS |  | 434711 | T06L86693 | 2017-05-01 | 2017-11-15 | 12000 | LABOR AND DELIVERY | 2007-05-28 | USD | 9131.6 | Active | UNIVERSITY NEW MEXICO HOSPITAL
0000060648 | 1140379 | ZOLL MEDICAL CORP | M SERIES | M SERIES | DEFIBRILLATOR/ MONITOR/ PACEMAKERS |  | 434711 | T06L86821 | 2017-04-27 | 2017-10-15 | 12510 | WOMEN'S SPECIAL CARE | 2007-05-28 | USD | 9131.6 | Active | UNIVERSITY NEW MEXICO HOSPITAL
0000060717 | 1422036 | GE HEALTHCARE | PRN-50 | PRN-50 | MODULES/ RECORDERS |  | 428875 | RPV07151523GA |  | 2017-06-15 | 12120 | MEDICAL/CARDIAC ICU | 2007-05-27 | USD | 1448.7 | Active | UNIVERSITY NEW MEXICO HOSPITAL
0000058587 | 1004195 | GE HEALTHCARE | CIC PRO | CIC PRO | MONITORS/ CENTRAL STATION |  | 442210 | SCH07110746GA | 2016-11-14 | 2017-11-15 | 12330 | FAMILY PRACTICE (3-N) | 2007-05-27 | USD | 50190 | Reactivated | UNIVERSITY NEW MEXICO HOSPITAL
0000060646 | 1004168 | ZOLL MEDICAL CORP | M SERIES | M SERIES | DEFIBRILLATOR/ MONITOR/ PACEMAKERS |  | 434711 | T06L86658 | 2017-04-18 | 2017-10-15 | 15045 | PACU - BBRP | 2007-05-26 | USD | 9131.6 | Active | UNIVERSITY NEW MEXICO HOSPITAL
0000060711 | 1219125 | U S ELECTRONICS INC | USE1901A | USE1901A | MONITORS/ VIDEO |  | 442210 | DTH060T0876 |  | 2017-06-15 | 15060 | ANESTHESIA - BBRP | 2007-05-26 | USD | 980 | Active | UNIVERSITY NEW MEXICO HOSPITAL
0000060645 | 1003498 | ZOLL MEDICAL CORP | M SERIES | M SERIES | DEFIBRILLATOR/ MONITOR/ PACEMAKERS |  | 434711 | T04E58786 | 2017-04-18 | 2017-10-15 | 15005 | OPERATING ROOM - BBRP | 2007-05-26 | USD | 9131.6 | Active | UNIVERSITY NEW MEXICO HOSPITAL
0000060473 | 1004680 | GE HEALTHCARE | DASH 3000 | DASH 3000 | MONITORING SYSTEMS/ PHYSIOLOGIC |  | 428875 | SBG06472814GA | 2017-07-17 | 2018-07-15 | 21015 | ED-NORTH | 2007-05-26 | USD | 5268.12 | Active | UNIVERSITY NEW MEXICO HOSPITAL
0000060469 | 1004679 | GE HEALTHCARE | DASH 3000 | DASH 3000 | MONITORING SYSTEMS/ PHYSIOLOGIC |  | 428875 | SBG06472817GA | 2017-07-17 | 2018-07-15 | 21015 | ED-NORTH | 2007-05-26 | USD | 5268.12 | Active | UNIVERSITY NEW MEXICO HOSPITAL
0000060468 | 1004676 | GE HEALTHCARE | DASH 3000 | DASH 3000 | MONITORING SYSTEMS/ PHYSIOLOGIC |  | 428875 | SBG06472812GA | 2017-07-17 | 2018-07-15 | 21015 | ED-NORTH | 2007-05-26 | USD | 5268.12 | Active | UNIVERSITY NEW MEXICO HOSPITAL
0000060467 | 1004673 | GE HEALTHCARE | DASH 3000 | DASH 3000 | MONITORING SYSTEMS/ PHYSIOLOGIC |  | 428875 | SBG06472815GA | 2017-07-17 | 2018-07-15 | 21015 | ED-NORTH | 2007-05-26 | USD | 5268.12 | Active | UNIVERSITY NEW MEXICO HOSPITAL
0000060716 | 1440215 | GE HEALTHCARE | CIC PRO | CIC PRO | MONITORS/ CENTRAL STATION |  | BBRP | JA106074165GA | 2017-02-24 | 2018-02-15 | 12455 | NEWBORN ICU | 2007-05-26 | USD | 0.01 | Active | UNIVERSITY NEW MEXICO HOSPITAL
0000060715 | 1096893 | GE HEALTHCARE | CIC PRO | CIC PRO | MONITORS/ CENTRAL STATION |  | BBRP | SCH07150945GA | 2017-02-24 | 2018-02-15 | 12455 | NEWBORN ICU | 2007-05-26 | USD | 0.01 | Active | UNIVERSITY NEW MEXICO HOSPITAL
0000060477 | 1004064 | GE HEALTHCARE | TRANSPORT PRO | TRANSPORT PRO | MONITORS/ PATIENT TRANSPORT |  | 428875 | SCS06440452GA | 2017-07-07 | 2018-07-15 | 21015 | ED-NORTH | 2007-05-26 | USD | 5775 | Active | UNIVERSITY NEW MEXICO HOSPITAL
0000060475 | 1004726 | GE HEALTHCARE | TRANSPORT PRO | TRANSPORT PRO | MONITORS/ PATIENT TRANSPORT |  | 428875 | SCS06440418GA | 2017-07-07 | 2018-07-15 | 21015 | ED-NORTH | 2007-05-26 | USD | 5775 | Active | UNIVERSITY NEW MEXICO HOSPITAL
0000060474 | 1004755 | GE HEALTHCARE | TRANSPORT PRO | TRANSPORT PRO | MONITORS/ PATIENT TRANSPORT |  | 428875 | SCS06440441GA | 2016-07-11 | 2017-07-15 | 21015 | ED-NORTH | 2007-05-26 | USD | 5775 | Active | UNIVERSITY NEW MEXICO HOSPITAL
0000060472 | 1004063 | GE HEALTHCARE | TRANSPORT PRO | TRANSPORT PRO | MONITORS/ PATIENT TRANSPORT |  | 428875 | SCS06440453GA | 2017-07-17 | 2018-07-15 | 21015 | ED-NORTH | 2007-05-26 | USD | 5775 | Active | UNIVERSITY NEW MEXICO HOSPITAL
0000060471 | 1004674 | GE HEALTHCARE | TRANSPORT PRO | TRANSPORT PRO | MONITORS/ PATIENT TRANSPORT |  | 428875 | SCS06440449GA | 2017-07-17 | 2018-07-15 | 21015 | ED-NORTH | 2007-05-26 | USD | 5775 | Active | UNIVERSITY NEW MEXICO HOSPITAL
0000060470 | 1004756 | GE HEALTHCARE | TRANSPORT PRO | TRANSPORT PRO | MONITORS/ PATIENT TRANSPORT |  | 428875 | SCS06440446GA | 2017-07-07 | 2018-07-15 | 21015 | ED-NORTH | 2007-05-26 | USD | 5775 | Active | UNIVERSITY NEW MEXICO HOSPITAL
0000060710 | 1162964 | GE HEALTHCARE | PRN 50-M | 418331-002 | RECORDERS |  | 442210 | RPV07151525GA |  | 2017-06-15 | 15045 | PACU - BBRP | 2007-05-26 | USD | 1578.5 | Active | UNIVERSITY NEW MEXICO HOSPITAL
0000060644 | 1004916 | ZOLL MEDICAL CORP | M SERIES | M SERIES | DEFIBRILLATOR/ MONITOR/ PACEMAKERS |  | 434711 | T06L86890 | 2017-01-01 | 2017-07-15 | 75025 | RADIOLOGY - INTERVENTIONAL RAD | 2007-05-25 | USD | 9131.6 | Active | UNIVERSITY NEW MEXICO HOSPITAL
0000025700 | 1214507 | IMEX MEDICAL SYSTEMS INC | POCK-DOPOB | POCK-DOPOB | DOPPLERS/ SURGICAL |  | 000000000 | NC5146 |  | 2017-06-15 | 32055 | 1209 CLINIC | 2007-05-24 | USD | 5 | Active | UNIVERSITY NEW MEXICO HOSPITAL
0000060466 | 1439618 | GE Healthcare USA | Pro 400 V2 | Pro 400 V2 | MONITORING SYSTEMS/ PHYSIOLOGIC/ ACUTE CARE |  | BBRP | AAX06460032SA | 2017-04-17 | 2018-04-15 | 12015 | PEDIATRIC INFUSION UNIT PIU | 2007-05-24 | USD | 0.01 | Active | UNIVERSITY NEW MEXICO HOSPITAL
0000041699 | 1144782 | PRECISION MEDICAL INC | PM3400 | PM3400 | REGULATORS/ SUCTION |  | FOUND | 01646 |  | 2017-06-15 | 12415 | INTERMEDIATE CARE NURSERY | 2007-05-24 | USD | 0.01 | Active | UNIVERSITY NEW MEXICO HOSPITAL
0000060465 | 1162029 | GE Healthcare USA | Pro 400 V2 | Pro 400 V2 | MONITORING SYSTEMS/ PHYSIOLOGIC/ ACUTE CARE |  | BBRP | AAR06440125SA | 2017-04-17 | 2018-04-15 | 12015 | PEDIATRIC INFUSION UNIT PIU | 2007-05-24 | USD | 0.01 | Active | UNIVERSITY NEW MEXICO HOSPITAL
0000060464 | 1162967 | GE Healthcare USA | Pro 400 V2 | Pro 400 V2 | MONITORING SYSTEMS/ PHYSIOLOGIC/ ACUTE CARE |  | BBRP | AAX06400027SA | 2016-10-25 | 2017-10-15 | 12510 | WOMEN'S SPECIAL CARE | 2007-05-24 | USD | 0.01 | Active | UNIVERSITY NEW MEXICO HOSPITAL
0000060463 | 1218966 | GE Healthcare USA | Pro 400 V2 | Pro 400 V2 | MONITORING SYSTEMS/ PHYSIOLOGIC/ ACUTE CARE |  | BBRP | AAX06480111SA | 2017-01-23 | 2018-01-15 | 12480 | CTH REHAB-ORTHO UNIT | 2007-05-24 | USD | 0.01 | Active | UNIVERSITY NEW MEXICO HOSPITAL
0000060462 | 1439871 | GE Healthcare USA | Pro 400 V2 | Pro 400 V2 | MONITORING SYSTEMS/ PHYSIOLOGIC/ ACUTE CARE |  | BBRP | AAX06480117SA | 2017-01-17 | 2018-01-15 | 12480 | CTH REHAB-ORTHO UNIT | 2007-05-24 | USD | 0.01 | Reactivated | UNIVERSITY NEW MEXICO HOSPITAL
0000060461 | 1003685 | GE Healthcare USA | Pro 400 V2 | Pro 400 V2 | MONITORING SYSTEMS/ PHYSIOLOGIC/ ACUTE CARE |  | BBRP | AAX06430015SA | 2016-07-06 | 2017-07-15 | 21015 | ED-NORTH | 2007-05-24 | USD | 0.01 | Active | UNIVERSITY NEW MEXICO HOSPITAL
0000060460 | 1422281 | GE Healthcare USA | Pro 400 V2 | Pro 400 V2 | MONITORING SYSTEMS/ PHYSIOLOGIC/ ACUTE CARE |  | BBRP | AAX06440084SA | 2016-07-07 | 2017-07-15 | 21015 | ED-NORTH | 2007-05-24 | USD | 0.01 | Active | UNIVERSITY NEW MEXICO HOSPITAL
0000060423 | 1218957 | GE Healthcare USA | Pro 400 V2 | Pro 400 V2 | MONITORING SYSTEMS/ PHYSIOLOGIC/ ACUTE CARE |  | BBRP | AAX06440080SA | 2016-10-05 | 2017-10-15 | 60640 | ASAP PRIMARY CARE CLINIC | 2007-05-24 | USD | 0.01 | Reactivated | UNIVERSITY NEW MEXICO HOSPITAL
0000060422 | 1004974 | GE Healthcare USA | Pro 400 V2 | Pro 400 V2 | MONITORING SYSTEMS/ PHYSIOLOGIC/ ACUTE CARE |  | FOUND | AAX06420056SA | 2016-07-08 | 2017-07-15 | 21015 | ED-NORTH | 2007-05-24 | USD | 0.01 | Active | UNIVERSITY NEW MEXICO HOSPITAL
0000060420 | 1003661 | GE Healthcare USA | Pro 400 V2 | Pro 400 V2 | MONITORING SYSTEMS/ PHYSIOLOGIC/ ACUTE CARE |  | BBRP | AAX06470046SA | 2017-07-17 | 2018-07-15 | 21035 | URGENT CARE CENTER | 2007-05-24 | USD | 0.01 | Active | UNIVERSITY NEW MEXICO HOSPITAL
0000060457 | 1004653 | GE HEALTHCARE | DINAMAP PRO 400 V2 | DINAMAP PRO 400 V2 | MONITORS/ PHYSIOLOGIC/ VITAL SIGNS |  | BBRP | AAX06430010SA | 2016-07-29 | 2017-07-15 | 21015 | ED-NORTH | 2007-05-24 | USD | 0.01 | Active | UNIVERSITY NEW MEXICO HOSPITAL
0000060289 | 1140869 | GE HEALTHCARE | 4400 | 4400 | WARMING UNITS/ PATIENT/ RADIANT/ INFANT |  | 434519 | HCCK10431 | 2017-02-15 | 2017-08-15 | 12455 | NEWBORN ICU | 2007-05-23 | USD | 9355.24 | Active | UNIVERSITY NEW MEXICO HOSPITAL
0000060233 | 1140903 | GE HEALTHCARE | 4400 | 4400 | WARMING UNITS/ PATIENT/ RADIANT/ INFANT |  | 434519 | HCCK10302 | 2017-02-13 | 2017-08-15 | 12455 | NEWBORN ICU | 2007-05-23 | USD | 9355.24 | Active | UNIVERSITY NEW MEXICO HOSPITAL
0000060232 | 1140886 | GE HEALTHCARE | 4400 | 4400 | WARMING UNITS/ PATIENT/ RADIANT/ INFANT |  | BBRP | HCCL00061 | 2017-02-28 | 2017-08-15 | 12455 | NEWBORN ICU | 2007-05-23 | USD | 0.01 | Reactivated | UNIVERSITY NEW MEXICO HOSPITAL
0000060230 | 1140080 | GE HEALTHCARE | 4400 | 4400 | WARMING UNITS/ PATIENT/ RADIANT/ INFANT |  | BBRP | HCLK10429 | 2017-02-03 | 2017-08-15 | 12455 | NEWBORN ICU | 2007-05-23 | USD | 0.01 | Active | UNIVERSITY NEW MEXICO HOSPITAL
0000060295 | 1140378 | GE HEALTHCARE | 4400 | 4400 | WARMING UNITS/ PATIENT/ RADIANT/ INFANT |  | BBRP | HCCK10394 | 2017-02-16 | 2017-08-15 | 12455 | NEWBORN ICU | 2007-05-23 | USD | 0.01 | Active | UNIVERSITY NEW MEXICO HOSPITAL
0000060294 | 1140905 | GE HEALTHCARE | 4400 | 4400 | WARMING UNITS/ PATIENT/ RADIANT/ INFANT |  | 434519 | HCCK10427 | 2017-02-15 | 2017-08-15 | 12455 | NEWBORN ICU | 2007-05-23 | USD | 9355.24 | Active | UNIVERSITY NEW MEXICO HOSPITAL
0000060291 | 1144543 | GE HEALTHCARE | 4400 | 4400 | WARMING UNITS/ PATIENT/ RADIANT/ INFANT |  | 434519 | HCCL00065 | 2017-02-28 | 2017-08-15 | 12455 | NEWBORN ICU | 2007-05-23 | USD | 9355.24 | Active | UNIVERSITY NEW MEXICO HOSPITAL
0000060290 | 1140902 | GE HEALTHCARE | 4400 | 4400 | WARMING UNITS/ PATIENT/ RADIANT/ INFANT |  | 434519 | HCCL00064 | 2017-02-28 | 2017-08-15 | 12455 | NEWBORN ICU | 2007-05-23 | USD | 9355.24 | Active | UNIVERSITY NEW MEXICO HOSPITAL
0000060231 | 1162002 | SCALE-TRONIX INC | 4002 | 4002 | SCALES/ INFANT |  | BBRP | 4002-6140 | 2017-02-28 | 2018-02-15 | 12455 | NEWBORN ICU | 2007-05-23 | USD | 0.01 | Reactivated | UNIVERSITY NEW MEXICO HOSPITAL
0000060229 | 1162898 | SCALE-TRONIX INC | 4002 | 4002 | SCALES/ INFANT |  | BBRP | 4002-6145 | 2017-02-08 | 2018-02-15 | 12455 | NEWBORN ICU | 2007-05-23 | USD | 0.01 | Active | UNIVERSITY NEW MEXICO HOSPITAL
0000060228 | 1140082 | SCALE-TRONIX INC | 4002 | 4002 | SCALES/ INFANT |  | 434519 | 4002-6144 | 2017-02-15 | 2018-02-15 | 12455 | NEWBORN ICU | 2007-05-23 | USD | 2351.25 | Active | UNIVERSITY NEW MEXICO HOSPITAL
0000060227 | 1140083 | SCALE-TRONIX INC | 4002 | 4002 | SCALES/ INFANT |  | 434519 | 4002-6181 | 2017-02-01 | 2018-02-15 | 12455 | NEWBORN ICU | 2007-05-23 | USD | 2351.25 | Active | UNIVERSITY NEW MEXICO HOSPITAL
0000060226 | 1144542 | SCALE-TRONIX INC | 4002 | 4002 | SCALES/ INFANT |  | BBRP | 4002-6180 | 2017-02-06 | 2018-02-15 | 12455 | NEWBORN ICU | 2007-05-23 | USD | 0.01 | Active | UNIVERSITY NEW MEXICO HOSPITAL
0000060225 | 1140380 | SCALE-TRONIX INC | 4002 | 4002 | SCALES/ INFANT |  | 434519 | 4002-6178 | 2017-02-16 | 2018-02-15 | 12455 | NEWBORN ICU | 2007-05-23 | USD | 2351.25 | Active | UNIVERSITY NEW MEXICO HOSPITAL
0000060224 | 1077038 | SCALE-TRONIX INC | 4002 | 4002 | SCALES/ INFANT |  | 434519 | 4002-6182 | 2017-02-14 | 2018-02-15 | 12455 | NEWBORN ICU | 2007-05-23 | USD | 2351.25 | Reactivated | UNIVERSITY NEW MEXICO HOSPITAL
0000060403 | 1144177 | SCALE-TRONIX INC | 4802 | 4802 | SCALES/ INFANT |  | BBRP | 14975 | 2017-02-28 | 2018-02-15 | 12455 | NEWBORN ICU | 2007-05-23 | USD | 0.01 | Active | UNIVERSITY NEW MEXICO HOSPITAL
0000060402 | 1144761 | SCALE-TRONIX INC | 4802 | 4802 | SCALES/ INFANT |  | BBRP | 14977 | 2017-02-17 | 2018-02-15 | 12455 | NEWBORN ICU | 2007-05-23 | USD | 0.01 | Active | UNIVERSITY NEW MEXICO HOSPITAL
0000060234 | 1144270 | SCALE-TRONIX INC | 4802 | 4802 | SCALES/ INFANT |  | BBRP | 14988 | 2017-02-28 | 2018-02-15 | 12455 | NEWBORN ICU | 2007-05-23 | USD | 0.01 | Active | UNIVERSITY NEW MEXICO HOSPITAL
0000060127 | 1141522 | SCALE-TRONIX INC | 4802 | 4802 | SCALES/ INFANT |  | BBRP | 14985 | 2017-02-13 | 2018-02-15 | 12455 | NEWBORN ICU | 2007-05-23 | USD | 0.01 | Active | UNIVERSITY NEW MEXICO HOSPITAL
0000060126 | 1144194 | SCALE-TRONIX INC | 4802 | 4802 | SCALES/ INFANT |  | BBRP | 14986 | 2017-02-13 | 2018-02-15 | 12455 | NEWBORN ICU | 2007-05-23 | USD | 0.01 | Active | UNIVERSITY NEW MEXICO HOSPITAL
0000060125 | 1440091 | SCALE-TRONIX INC | 4802 | 4802 | SCALES/ INFANT |  | BBRP | 14973 | 2017-02-07 | 2018-02-15 | 12455 | NEWBORN ICU | 2007-05-23 | USD | 0.01 | Active | UNIVERSITY NEW MEXICO HOSPITAL
0000060411 | 1440140 | SCALE-TRONIX INC | 4802 | 4802 | SCALES/ INFANT |  | BBRP | 14984 | 2017-02-02 | 2018-02-15 | 12455 | NEWBORN ICU | 2007-05-23 | USD | 0.01 | Active | UNIVERSITY NEW MEXICO HOSPITAL
0000060410 | 1144763 | SCALE-TRONIX INC | 4802 | 4802 | SCALES/ INFANT |  | BBRP | 14983 | 2017-02-07 | 2018-02-15 | 12455 | NEWBORN ICU | 2007-05-23 | USD | 0.01 | Active | UNIVERSITY NEW MEXICO HOSPITAL
0000060409 | 1144827 | SCALE-TRONIX INC | 4802 | 4802 | SCALES/ INFANT |  | BBRP | 14989 | 2017-02-22 | 2018-02-15 | 12455 | NEWBORN ICU | 2007-05-23 | USD | 0.01 | Active | UNIVERSITY NEW MEXICO HOSPITAL
0000060408 | 1144274 | SCALE-TRONIX INC | 4802 | 4802 | SCALES/ INFANT |  | BBRP | 14981 | 2017-02-13 | 2018-02-15 | 12455 | NEWBORN ICU | 2007-05-23 | USD | 0.01 | Active | UNIVERSITY NEW MEXICO HOSPITAL
0000060407 | 1144787 | SCALE-TRONIX INC | 4802 | 4802 | SCALES/ INFANT |  | BBRP | 14979 | 2017-02-17 | 2018-02-15 | 12455 | NEWBORN ICU | 2007-05-23 | USD | 0.01 | Active | UNIVERSITY NEW MEXICO HOSPITAL
0000060406 | 1439613 | SCALE-TRONIX INC | 4802 | 4802 | SCALES/ INFANT |  | BBRP | 14987 | 2017-04-18 | 2018-04-15 | 12015 | PEDIATRIC INFUSION UNIT PIU | 2007-05-23 | USD | 0.01 | Active | UNIVERSITY NEW MEXICO HOSPITAL
0000060405 | 1142668 | SCALE-TRONIX INC | 4802 | 4802 | SCALES/ INFANT |  | BBRP | 14980 | 2016-11-07 | 2017-11-15 | 12000 | LABOR AND DELIVERY | 2007-05-23 | USD | 0.01 | Active | UNIVERSITY NEW MEXICO HOSPITAL
0000060404 | 1003660 | SCALE-TRONIX INC | 4802 | 4802 | SCALES/ INFANT |  | BBRP | 14978 | 2017-07-13 | 2018-07-15 | 21020 | PEDIATRIC EMERGENCY DEPARTMENT | 2007-05-23 | USD | 0.01 | Reactivated | UNIVERSITY NEW MEXICO HOSPITAL
0000060124 | 14402 | SCALE-TRONIX INC | 4802 | 4802 | SCALES/ INFANT |  | BBRP | 14974 | 2017-02-07 | 2018-02-15 | 12455 | NEWBORN ICU | 2007-05-23 | USD | 0.01 | Active | UNIVERSITY NEW MEXICO HOSPITAL
0000060123 | 1144788 | SCALE-TRONIX INC | 4802 | 4802 | SCALES/ INFANT |  | BBRP | 14976 | 2017-02-03 | 2018-02-15 | 12455 | NEWBORN ICU | 2007-05-23 | USD | 0.01 | Active | UNIVERSITY NEW MEXICO HOSPITAL
0000060223 | 1144766 | GE HEALTHCARE | SOLAR 8000I | SOLAR 8000I | MONITORING SYSTEMS/ PHYSIOLOGIC |  | BBRP | SBL06162829GA | 2017-03-10 | 2018-02-15 | 12455 | NEWBORN ICU | 2007-05-23 | USD | 0.01 | Active | UNIVERSITY NEW MEXICO HOSPITAL
0000060222 | 1144772 | GE HEALTHCARE | SOLAR 8000I | SOLAR 8000I | MONITORING SYSTEMS/ PHYSIOLOGIC |  | BBRP | SBL06163838GA | 2017-03-14 | 2018-02-15 | 12455 | NEWBORN ICU | 2007-05-23 | USD | 0.01 | Active | UNIVERSITY NEW MEXICO HOSPITAL
0000060221 | 1144776 | GE HEALTHCARE | SOLAR 8000I | SOLAR 8000I | MONITORING SYSTEMS/ PHYSIOLOGIC |  | BBRP | SBL06163835GA | 2017-02-02 | 2018-02-15 | 12455 | NEWBORN ICU | 2007-05-23 | USD | 0.01 | Active | UNIVERSITY NEW MEXICO HOSPITAL
0000060220 | 1144780 | GE HEALTHCARE | SOLAR 8000I | SOLAR 8000I | MONITORING SYSTEMS/ PHYSIOLOGIC |  | BBRP | SBL06163850GA | 2017-02-27 | 2018-02-15 | 12455 | NEWBORN ICU | 2007-05-23 | USD | 0.01 | Active | UNIVERSITY NEW MEXICO HOSPITAL
0000058319 | 1096361 | KAYPENTAX DIV PENTAX MEDICAL CO | 3950 | 3950 | SPEECH THERAPY UNITS |  | H437260 | 26827-49 | 2016-10-31 | 2017-10-15 | 76020 | SPEECH/LANGUAGE PATHOLOGY | 2007-05-22 | USD | 3250 | Active | UNIVERSITY NEW MEXICO HOSPITAL
0000058743 | 1144193 | GE HEALTHCARE | UNITY NETWORK ID | UNITY NETWORK ID | DATA MANAGEMENT SYSTEMS/ ECG |  | 428875 | SA906484619GA |  | 2017-06-15 | 12415 | INTERMEDIATE CARE NURSERY | 2007-05-22 | USD | 0.01 | Active | UNIVERSITY NEW MEXICO HOSPITAL
0000058742 | 1144918 | GE HEALTHCARE | UNITY NETWORK ID | UNITY NETWORK ID | DATA MANAGEMENT SYSTEMS/ ECG |  | 428875 | SA906484618GA |  | 2017-06-15 | 12415 | INTERMEDIATE CARE NURSERY | 2007-05-22 | USD | 0.01 | Active | UNIVERSITY NEW MEXICO HOSPITAL
0000060293 | 1144192 | GE HEALTHCARE | SOLAR 8000I | SOLAR 8000I | MONITORING SYSTEMS/ PHYSIOLOGIC |  | 428875 | SBL06426119GA | 2017-02-23 | 2018-02-15 | 12415 | INTERMEDIATE CARE NURSERY | 2007-05-22 | USD | 10351.66 | Active | UNIVERSITY NEW MEXICO HOSPITAL
0000060292 | 1144921 | GE HEALTHCARE | SOLAR 8000I | SOLAR 8000I | MONITORING SYSTEMS/ PHYSIOLOGIC |  | 428875 | SBL06426118GA | 2017-02-24 | 2018-02-15 | 12415 | INTERMEDIATE CARE NURSERY | 2007-05-22 | USD | 10351.66 | Active | UNIVERSITY NEW MEXICO HOSPITAL
0000060100 | 1440264 | GE HEALTHCARE | SOLAR 8000I | SOLAR 8000I | MONITORING SYSTEMS/ PHYSIOLOGIC |  | BBRP | SBL06163840GA | 2016-02-22 | 2017-02-15 | 12455 | NEWBORN ICU | 2007-05-22 | USD | 0.01 | Active | UNIVERSITY NEW MEXICO HOSPITAL
0000060098 | 1421567 | GE HEALTHCARE | SOLAR 8000I | SOLAR 8000I | MONITORING SYSTEMS/ PHYSIOLOGIC |  | BBRP | SBL06163839GA | 2017-02-15 | 2018-02-15 | 12455 | NEWBORN ICU | 2007-05-22 | USD | 0.01 | Active | UNIVERSITY NEW MEXICO HOSPITAL
0000060096 | 1421568 | GE HEALTHCARE | SOLAR 8000I | SOLAR 8000I | MONITORING SYSTEMS/ PHYSIOLOGIC |  | BBRP | SBL06163841GA | 2017-02-15 | 2018-02-15 | 12455 | NEWBORN ICU | 2007-05-22 | USD | 0.01 | Active | UNIVERSITY NEW MEXICO HOSPITAL
0000058787 | 1440383 | GE HEALTHCARE | SOLAR 8000I | SOLAR 8000I | MONITORING SYSTEMS/ PHYSIOLOGIC |  | BBRP | SBL06163832GA | 2017-02-01 | 2018-02-15 | 12455 | NEWBORN ICU | 2007-05-22 | USD | 0.01 | Active | UNIVERSITY NEW MEXICO HOSPITAL
0000058785 | 1144551 | GE HEALTHCARE | SOLAR 8000I | SOLAR 8000I | MONITORING SYSTEMS/ PHYSIOLOGIC |  | BBRP | SBL06163852GA | 2017-02-03 | 2018-02-15 | 12455 | NEWBORN ICU | 2007-05-22 | USD | 0.01 | Active | UNIVERSITY NEW MEXICO HOSPITAL
0000058784 | 1144825 | GE HEALTHCARE | SOLAR 8000I | SOLAR 8000I | MONITORING SYSTEMS/ PHYSIOLOGIC |  | BBRP | SBL06163831GA | 2017-02-01 | 2018-02-15 | 12455 | NEWBORN ICU | 2007-05-22 | USD | 0.01 | Active | UNIVERSITY NEW MEXICO HOSPITAL
0000058783 | 1440300 | GE HEALTHCARE | SOLAR 8000I | SOLAR 8000I | MONITORING SYSTEMS/ PHYSIOLOGIC |  | BBRP | SBL06163830GA | 2017-02-13 | 2018-02-15 | 12415 | INTERMEDIATE CARE NURSERY | 2007-05-22 | USD | 0.01 | Active | UNIVERSITY NEW MEXICO HOSPITAL
0000058782 | 1144277 | GE HEALTHCARE | SOLAR 8000I | SOLAR 8000I | MONITORING SYSTEMS/ PHYSIOLOGIC |  | BBRP | SBL06163834GA | 2017-02-16 | 2018-02-15 | 12455 | NEWBORN ICU | 2007-05-22 | USD | 0.01 | Active | UNIVERSITY NEW MEXICO HOSPITAL
0000058781 | 1440334 | GE HEALTHCARE | SOLAR 8000I | SOLAR 8000I | MONITORING SYSTEMS/ PHYSIOLOGIC |  | BBRP | SBL06163851GA | 2017-02-03 | 2018-02-15 | 12455 | NEWBORN ICU | 2007-05-22 | USD | 0.01 | Active | UNIVERSITY NEW MEXICO HOSPITAL
0000058780 | 1440306 | GE HEALTHCARE | SOLAR 8000I | SOLAR 8000I | MONITORING SYSTEMS/ PHYSIOLOGIC |  | BBRP | SBL06163853GA | 2017-02-03 | 2018-02-15 | 12455 | NEWBORN ICU | 2007-05-22 | USD | 0.01 | Active | UNIVERSITY NEW MEXICO HOSPITAL
0000058779 | 1421610 | GE HEALTHCARE | SOLAR 8000I | SOLAR 8000I | MONITORING SYSTEMS/ PHYSIOLOGIC |  | BBRP | SBL06163837GA | 2017-02-15 | 2018-02-15 | 12455 | NEWBORN ICU | 2007-05-22 | USD | 0.01 | Active | UNIVERSITY NEW MEXICO HOSPITAL
0000058778 | 1440095 | GE HEALTHCARE | SOLAR 8000I | SOLAR 8000I | MONITORING SYSTEMS/ PHYSIOLOGIC |  | BBRP | SBL06163828GA | 2017-02-07 | 2018-02-15 | 12455 | NEWBORN ICU | 2007-05-22 | USD | 0.01 | Active | UNIVERSITY NEW MEXICO HOSPITAL
0000058777 | 1440125 | GE HEALTHCARE | SOLAR 8000I | SOLAR 8000I | MONITORING SYSTEMS/ PHYSIOLOGIC |  | BBRP | SBL06163827GA | 2017-02-02 | 2018-02-15 | 12455 | NEWBORN ICU | 2007-05-22 | USD | 0.01 | Active | UNIVERSITY NEW MEXICO HOSPITAL
0000058776 | 1440090 | GE HEALTHCARE | SOLAR 8000I | SOLAR 8000I | MONITORING SYSTEMS/ PHYSIOLOGIC |  | BBRP | SBL06163842GA | 2017-02-22 | 2018-02-15 | 12455 | NEWBORN ICU | 2007-05-22 | USD | 0.01 | Active | UNIVERSITY NEW MEXICO HOSPITAL
0000058775 | 1084340 - VERIFY | GE HEALTHCARE | SOLAR 8000I | SOLAR 8000I | MONITORING SYSTEMS/ PHYSIOLOGIC |  | BBRP | SBL06163845GA | 2017-02-21 | 2018-02-15 | 12455 | NEWBORN ICU | 2007-05-22 | USD | 0.01 | Active | UNIVERSITY NEW MEXICO HOSPITAL
0000058774 | 1084337 | GE HEALTHCARE | SOLAR 8000I | SOLAR 8000I | MONITORING SYSTEMS/ PHYSIOLOGIC |  | BBRP | SBL06163848GA | 2017-02-21 | 2018-02-15 | 12455 | NEWBORN ICU | 2007-05-22 | USD | 0.01 | Active | UNIVERSITY NEW MEXICO HOSPITAL
0000058773 | 1084345 | GE HEALTHCARE | SOLAR 8000I | SOLAR 8000I | MONITORING SYSTEMS/ PHYSIOLOGIC |  | BBRP | SBL06163843GA | 2017-02-16 | 2018-02-15 | 12455 | NEWBORN ICU | 2007-05-22 | USD | 0.01 | Active | UNIVERSITY NEW MEXICO HOSPITAL
0000058772 | 1084339 - VERIFY | GE HEALTHCARE | SOLAR 8000I | SOLAR 8000I | MONITORING SYSTEMS/ PHYSIOLOGIC |  | BBRP | SBL06163846GA | 2017-02-21 | 2018-02-15 | 12455 | NEWBORN ICU | 2007-05-22 | USD | 0.01 | Active | UNIVERSITY NEW MEXICO HOSPITAL
0000058771 | 1084346 | GE HEALTHCARE | SOLAR 8000I | SOLAR 8000I | MONITORING SYSTEMS/ PHYSIOLOGIC |  | BBRP | SBL06163833GA | 2017-02-24 | 2018-02-15 | 12455 | NEWBORN ICU | 2007-05-22 | USD | 0.01 | Active | UNIVERSITY NEW MEXICO HOSPITAL
0000058770 | 1084347 | GE HEALTHCARE | SOLAR 8000I | SOLAR 8000I | MONITORING SYSTEMS/ PHYSIOLOGIC |  | BBRP | SBL06163836GA | 2017-02-24 | 2018-02-15 | 12455 | NEWBORN ICU | 2007-05-22 | USD | 0.01 | Active | UNIVERSITY NEW MEXICO HOSPITAL
0000058768 | 1440015 | GE HEALTHCARE | SOLAR 8000I | SOLAR 8000I | MONITORING SYSTEMS/ PHYSIOLOGIC |  | BBRP | SBL06163849GA | 2017-02-26 | 2018-02-15 | 12455 | NEWBORN ICU | 2007-05-22 | USD | 0.01 | Active | UNIVERSITY NEW MEXICO HOSPITAL
0000058741 | 1218490 | GE HEALTHCARE | TRAM (451N) | TRAM (451N) | MODULES/ MULTIPARAMETERS |  | 428875 | SBB06442685GA | 2007-05-22 | 2017-06-15 | 15000 | OPERATING ROOM | 2007-05-22 | USD | 0.01 | Active | UNIVERSITY NEW MEXICO HOSPITAL
0000058740 | 1218489 | GE HEALTHCARE | TRAM (451N) | TRAM (451N) | MODULES/ MULTIPARAMETERS |  | 428875 | SBB06432656GA | 2009-02-12 | 2017-06-15 | 12415 | INTERMEDIATE CARE NURSERY | 2007-05-22 | USD | 0.01 | Active | UNIVERSITY NEW MEXICO HOSPITAL
0000060219 | 1144273 | SCALE-TRONIX INC | 4502 | 4502 | SCALES/ DIAPER |  | BBRP | 4502-673 | 2017-02-27 | 2018-02-15 | 12455 | NEWBORN ICU | 2007-05-22 | USD | 0.01 | Active | UNIVERSITY NEW MEXICO HOSPITAL
0000060209 | 1144836 | PRECISION MEDICAL INC | PM5200 | PM5200 | OXYGEN-AIR PROPORTIONERS |  | BBRP | BH001250 | 2016-09-01 | 2017-09-15 | 71510 | PULMONARY SERVICES | 2007-05-22 | USD | 0.01 | Active | UNIVERSITY NEW MEXICO HOSPITAL
0000060208 | 1439830 | PRECISION MEDICAL INC | PM5200 | PM5200 | OXYGEN-AIR PROPORTIONERS |  | BBRP | BH001280 | 2017-02-27 | 2018-02-15 | 71510 | PULMONARY SERVICES | 2007-05-22 | USD | 0.01 | Reactivated | UNIVERSITY NEW MEXICO HOSPITAL
0000060207 | 1439829 | PRECISION MEDICAL INC | PM5200 | PM5200 | OXYGEN-AIR PROPORTIONERS |  | BBRP | BH001288 | 2017-02-27 | 2017-09-15 | 71510 | PULMONARY SERVICES | 2007-05-22 | USD | 0.01 | Reactivated | UNIVERSITY NEW MEXICO HOSPITAL
0000060206 | 1144258 | PRECISION MEDICAL INC | PM5200 | PM5200 | OXYGEN-AIR PROPORTIONERS |  | BBRP | BH001233 | 2016-09-13 | 2017-09-15 | 71510 | PULMONARY SERVICES | 2007-05-22 | USD | 0.01 | Active | UNIVERSITY NEW MEXICO HOSPITAL
0000060205 | 1144161 | PRECISION MEDICAL INC | PM5200 | PM5200 | OXYGEN-AIR PROPORTIONERS |  | BBRP | BH001248 | 2016-09-06 | 2017-09-15 | 71510 | PULMONARY SERVICES | 2007-05-22 | USD | 0.01 | Active | UNIVERSITY NEW MEXICO HOSPITAL
0000060204 | 1144839 | PRECISION MEDICAL INC | PM5200 | PM5200 | OXYGEN-AIR PROPORTIONERS |  | BBRP | BH001231 | 2017-02-13 | 2018-02-15 | 12455 | NEWBORN ICU | 2007-05-22 | USD | 0.01 | Active | UNIVERSITY NEW MEXICO HOSPITAL
0000060203 | 1144800 | PRECISION MEDICAL INC | PM5200 | PM5200 | OXYGEN-AIR PROPORTIONERS |  | BBRP | BH001265 | 2016-11-22 | 2017-11-15 | 12000 | LABOR AND DELIVERY | 2007-05-22 | USD | 0.01 | Active | UNIVERSITY NEW MEXICO HOSPITAL
0000060202 | 1144279 | PRECISION MEDICAL INC | PM5200 | PM5200 | OXYGEN-AIR PROPORTIONERS |  | BBRP | BH001254 | 2016-11-22 | 2017-11-15 | 12000 | LABOR AND DELIVERY | 2007-05-22 | USD | 0.01 | Reactivated | UNIVERSITY NEW MEXICO HOSPITAL
0000060201 | 1144907 | PRECISION MEDICAL INC | PM5200 | PM5200 | OXYGEN-AIR PROPORTIONERS |  | BBRP | BH001284 | 2016-09-01 | 2017-09-15 | 71510 | PULMONARY SERVICES | 2007-05-22 | USD | 0.01 | Active | UNIVERSITY NEW MEXICO HOSPITAL
0000060200 | 1439752 | PRECISION MEDICAL INC | PM5200 | PM5200 | OXYGEN-AIR PROPORTIONERS |  | BBRP | BH001247 | 2016-09-09 | 2017-09-15 | 71510 | PULMONARY SERVICES | 2007-05-22 | USD | 0.01 | Active | UNIVERSITY NEW MEXICO HOSPITAL
0000060218 | 1218824 | PRECISION MEDICAL INC | PM5200 | PM5200 | OXYGEN-AIR PROPORTIONERS |  | BBRP | BH001251 | 2016-10-26 | 2017-11-15 | 12000 | LABOR AND DELIVERY | 2007-05-22 | USD | 0.01 | Active | UNIVERSITY NEW MEXICO HOSPITAL
0000060217 | 1218823 | PRECISION MEDICAL INC | PM5200 | PM5200 | OXYGEN-AIR PROPORTIONERS |  | BBRP | BH001287 | 2016-11-21 | 2017-11-15 | 12000 | LABOR AND DELIVERY | 2007-05-22 | USD | 0.01 | Active | UNIVERSITY NEW MEXICO HOSPITAL
0000060216 | 1440148 | PRECISION MEDICAL INC | PM5200 | PM5200 | OXYGEN-AIR PROPORTIONERS |  | BBRP | BH001258 | 2017-02-13 | 2017-09-15 | 71510 | PULMONARY SERVICES | 2007-05-22 | USD | 0.01 | Active | UNIVERSITY NEW MEXICO HOSPITAL
0000060215 | 1144154 | PRECISION MEDICAL INC | PM5200 | PM5200 | OXYGEN-AIR PROPORTIONERS |  | BBRP | BH001259 | 2017-02-16 | 2017-09-15 | 71510 | PULMONARY SERVICES | 2007-05-22 | USD | 0.01 | Active | UNIVERSITY NEW MEXICO HOSPITAL
0000060214 | 1144905 | PRECISION MEDICAL INC | PM5200 | PM5200 | OXYGEN-AIR PROPORTIONERS |  | BBRP | BH001277 | 2016-09-01 | 2017-09-15 | 71510 | PULMONARY SERVICES | 2007-05-22 | USD | 0.01 | Active | UNIVERSITY NEW MEXICO HOSPITAL
0000060213 | 1440001 | PRECISION MEDICAL INC | PM5200 | PM5200 | OXYGEN-AIR PROPORTIONERS |  | BBRP | BH001278 | 2016-11-28 | 2017-11-15 | 12000 | LABOR AND DELIVERY | 2007-05-22 | USD | 0.01 | Active | UNIVERSITY NEW MEXICO HOSPITAL
0000060212 | 1144904 | PRECISION MEDICAL INC | PM5200 | PM5200 | OXYGEN-AIR PROPORTIONERS |  | BBRP | BH001283 | 2016-09-01 | 2017-09-15 | 71510 | PULMONARY SERVICES | 2007-05-22 | USD | 0.01 | Active | UNIVERSITY NEW MEXICO HOSPITAL
0000060211 | 1144197 | PRECISION MEDICAL INC | PM5200 | PM5200 | OXYGEN-AIR PROPORTIONERS |  | BBRP | BH001279 | 2016-11-22 | 2017-11-15 | 12000 | LABOR AND DELIVERY | 2007-05-22 | USD | 0.01 | Active | UNIVERSITY NEW MEXICO HOSPITAL
0000060210 | 1144906 | PRECISION MEDICAL INC | PM5200 | PM5200 | OXYGEN-AIR PROPORTIONERS |  | BBRP | BH001285 | 2016-11-30 | 2017-11-15 | 12000 | LABOR AND DELIVERY | 2007-05-22 | USD | 0.01 | Active | UNIVERSITY NEW MEXICO HOSPITAL
0000060265 | 1218856 | BD | TURBO TEMP | TURBO TEMP | THERMOMETERS/ ELECTRONIC |  | BBRP | 12458257 |  | 2017-06-15 | 32050 | WESTSIDE FAMILY & SENIOR HLTH | 2007-05-22 | USD | 0.01 | Active | UNIVERSITY NEW MEXICO HOSPITAL
0000060264 | 1218855 | BD | TURBO TEMP | TURBO TEMP | THERMOMETERS/ ELECTRONIC |  | BBRP | 12457483 |  | 2017-06-15 | 12455 | NEWBORN ICU | 2007-05-22 | USD | 0.01 | Active | UNIVERSITY NEW MEXICO HOSPITAL
0000060263 | 1218854 | BD | TURBO TEMP | TURBO TEMP | THERMOMETERS/ ELECTRONIC |  | BBRP | 12458123 |  | 2017-06-15 | 12455 | NEWBORN ICU | 2007-05-22 | USD | 0.01 | Active | UNIVERSITY NEW MEXICO HOSPITAL
0000060246 | 1218839 | BD | TURBO TEMP | TURBO TEMP | THERMOMETERS/ ELECTRONIC |  | BBRP | 12457615 |  | 2017-06-15 | 32040 | NE HEIGHTS CLINIC | 2007-05-22 | USD | 0.01 | Active | UNIVERSITY NEW MEXICO HOSPITAL
0000060245 | 1085703 | BD | TURBO TEMP | TURBO TEMP | THERMOMETERS/ ELECTRONIC |  | BBRP | 12457480 |  | 2017-06-15 | 30115 | SE HEIGHTS CLINIC-SAN PABLO | 2007-05-22 | USD | 0.01 | Active | UNIVERSITY NEW MEXICO HOSPITAL
0000060244 | 1218837 | BD | TURBO TEMP | TURBO TEMP | THERMOMETERS/ ELECTRONIC |  | BBRP | 12458057 |  | 2017-06-15 | 12455 | NEWBORN ICU | 2007-05-22 | USD | 0.01 | Active | UNIVERSITY NEW MEXICO HOSPITAL
0000060280 | 1218871 | BD | TURBO TEMP | TURBO TEMP | THERMOMETERS/ ELECTRONIC |  | BBRP | 12457743 |  | 2017-06-15 | 34530 | ORTHOPAEDICS FACULTY CLINIC | 2007-05-22 | USD | 0.01 | Active | UNIVERSITY NEW MEXICO HOSPITAL
0000060279 | 1218870 | BD | TURBO TEMP | TURBO TEMP | THERMOMETERS/ ELECTRONIC |  | BBRP | 12457613 |  | 2017-06-15 | 34230 | SURGICAL SPECIALTIES CLINIC | 2007-05-22 | USD | 0.01 | Active | UNIVERSITY NEW MEXICO HOSPITAL
0000060278 | 1218869 | BD | TURBO TEMP | TURBO TEMP | THERMOMETERS/ ELECTRONIC |  | BBRP | 12458125 |  | 2017-06-15 | 30090 | UNMMG - CENTER FOR LIFE CLINIC | 2007-05-22 | USD | 0.01 | Active | UNIVERSITY NEW MEXICO HOSPITAL
0000060262 | 1084660 | BD | TURBO TEMP | TURBO TEMP | THERMOMETERS/ ELECTRONIC |  | BBRP | 12458054 |  | 2013-02-15 | 12320 | GENERAL MEDICINE (5-W) | 2007-05-22 | USD | 0.01 | Reactivated | UNIVERSITY NEW MEXICO HOSPITAL
0000060260 | 1218852 | BD | TURBO TEMP | TURBO TEMP | THERMOMETERS/ ELECTRONIC |  | BBRP | 12457629 |  | 2017-06-15 | 32040 | NE HEIGHTS CLINIC | 2007-05-22 | USD | 0.01 | Active | UNIVERSITY NEW MEXICO HOSPITAL
0000060259 | 1144957 | BD | TURBO TEMP | TURBO TEMP | THERMOMETERS/ ELECTRONIC |  | BBRP | 12457482 |  | 2017-06-15 | 12430 | GENERAL PEDIATRICS UNIT | 2007-05-22 | USD | 0.01 | Active | UNIVERSITY NEW MEXICO HOSPITAL
0000060242 | 1218835 | BD | TURBO TEMP | TURBO TEMP | THERMOMETERS/ ELECTRONIC |  | BBRP | 12457612 |  | 2017-06-15 | 32040 | NE HEIGHTS CLINIC | 2007-05-22 | USD | 0.01 | Active | UNIVERSITY NEW MEXICO HOSPITAL
0000060277 | 1218868 | BD | TURBO TEMP | TURBO TEMP | THERMOMETERS/ ELECTRONIC |  | BBRP | 12458157 |  | 2017-06-15 | 30115 | SE HEIGHTS CLINIC-SAN PABLO | 2007-05-22 | USD | 0.01 | Active | UNIVERSITY NEW MEXICO HOSPITAL
0000060276 | 1218867 | BD | TURBO TEMP | TURBO TEMP | THERMOMETERS/ ELECTRONIC |  | BBRP | 12457744 |  | 2017-06-15 | 32025 | FAMILY PRACTICE CLINIC | 2007-05-22 | USD | 0.01 | Active | UNIVERSITY NEW MEXICO HOSPITAL
0000060275 | 1218866 | BD | TURBO TEMP | TURBO TEMP | THERMOMETERS/ ELECTRONIC |  | BBRP | 12458122 |  | 2017-06-15 | 32050 | WESTSIDE FAMILY & SENIOR HLTH | 2007-05-22 | USD | 0.01 | Active | UNIVERSITY NEW MEXICO HOSPITAL
0000060258 | 1218851 | BD | TURBO TEMP | TURBO TEMP | THERMOMETERS/ ELECTRONIC |  | BBRP | 12457479 |  | 2017-06-15 | 32025 | FAMILY PRACTICE CLINIC | 2007-05-22 | USD | 0.01 | Active | UNIVERSITY NEW MEXICO HOSPITAL
0000060257 | 1218850 | BD | TURBO TEMP | TURBO TEMP | THERMOMETERS/ ELECTRONIC |  | BBRP | 12458120 |  | 2017-06-15 | 32050 | WESTSIDE FAMILY & SENIOR HLTH | 2007-05-22 | USD | 0.01 | Active | UNIVERSITY NEW MEXICO HOSPITAL
0000060256 | 1085704 | BD | TURBO TEMP | TURBO TEMP | THERMOMETERS/ ELECTRONIC |  | BBRP | 12458252 |  | 2017-06-15 | 30115 | SE HEIGHTS CLINIC-SAN PABLO | 2007-05-22 | USD | 0.01 | Active | UNIVERSITY NEW MEXICO HOSPITAL
0000060240 | 1218833 | BD | TURBO TEMP | TURBO TEMP | THERMOMETERS/ ELECTRONIC |  | BBRP | 12457446 |  | 2017-06-15 | 32040 | NE HEIGHTS CLINIC | 2007-05-22 | USD | 0.01 | Active | UNIVERSITY NEW MEXICO HOSPITAL
0000060239 | 1144272 | BD | TURBO TEMP | TURBO TEMP | THERMOMETERS/ ELECTRONIC |  | BBRP | 12457350 |  | 2013-02-15 | 12320 | GENERAL MEDICINE (5-W) | 2007-05-22 | USD | 0.01 | Reactivated | UNIVERSITY NEW MEXICO HOSPITAL
0000060274 | 1218865 | BD | TURBO TEMP | TURBO TEMP | THERMOMETERS/ ELECTRONIC |  | BBRP | 1245774 |  | 2017-06-15 | 34350 | MEDICINE CLINIC | 2007-05-22 | USD | 0.01 | Active | UNIVERSITY NEW MEXICO HOSPITAL
0000060273 | 1218864 | BD | TURBO TEMP | TURBO TEMP | THERMOMETERS/ ELECTRONIC |  | BBRP | 12457511 |  | 2017-06-15 | 32040 | NE HEIGHTS CLINIC | 2007-05-22 | USD | 0.01 | Active | UNIVERSITY NEW MEXICO HOSPITAL
0000060272 | 1141935 | BD | TURBO TEMP | TURBO TEMP | THERMOMETERS/ ELECTRONIC |  | BBRP | 12458245 |  | 2017-06-15 | 12460 | PEDIATRIC ICU | 2007-05-22 | USD | 0.01 | Active | UNIVERSITY NEW MEXICO HOSPITAL
0000060255 | 1096890 | BD | TURBO TEMP | TURBO TEMP | THERMOMETERS/ ELECTRONIC |  | BBRP | 12458154 |  | 2017-06-15 | 34015 | SLEEP DISORDERS CENTER 1101-2 | 2007-05-22 | USD | 0.01 | Active | UNIVERSITY NEW MEXICO HOSPITAL
0000060254 | 1085683 | BD | TURBO TEMP | TURBO TEMP | THERMOMETERS/ ELECTRONIC |  | BBRP | 12458194 |  | 2017-06-15 | 30115 | SE HEIGHTS CLINIC-SAN PABLO | 2007-05-22 | USD | 0.01 | Active | UNIVERSITY NEW MEXICO HOSPITAL
0000060253 | 1218846 | BD | TURBO TEMP | TURBO TEMP | THERMOMETERS/ ELECTRONIC |  | BBRP | 12457671 |  | 2017-06-15 | 34610 | OPHTHALMOLOGY ON SITE CLINIC | 2007-05-22 | USD | 0.01 | Active | UNIVERSITY NEW MEXICO HOSPITAL
0000060237 | 1218832 | BD | TURBO TEMP | TURBO TEMP | THERMOMETERS/ ELECTRONIC |  | BBRP | 12458121 |  | 2017-06-15 | 32050 | WESTSIDE FAMILY & SENIOR HLTH | 2007-05-22 | USD | 0.01 | Active | UNIVERSITY NEW MEXICO HOSPITAL
0000060271 | 1218862 | BD | TURBO TEMP | TURBO TEMP | THERMOMETERS/ ELECTRONIC |  | BBRP | 12457510 |  | 2017-06-15 | 32040 | NE HEIGHTS CLINIC | 2007-05-22 | USD | 0.01 | Active | UNIVERSITY NEW MEXICO HOSPITAL
0000060270 | 1218861 | BD | TURBO TEMP | TURBO TEMP | THERMOMETERS/ ELECTRONIC |  | BBRP | 12458153 |  | 2017-06-15 | 34530 | ORTHOPAEDICS FACULTY CLINIC | 2007-05-22 | USD | 0.01 | Active | UNIVERSITY NEW MEXICO HOSPITAL
0000060269 | 1218860 | BD | TURBO TEMP | TURBO TEMP | THERMOMETERS/ ELECTRONIC |  | BBRP | 12458195 |  | 2017-06-15 | 34530 | ORTHOPAEDICS FACULTY CLINIC | 2007-05-22 | USD | 0.01 | Active | UNIVERSITY NEW MEXICO HOSPITAL
0000060252 | 1218845 | BD | TURBO TEMP | TURBO TEMP | THERMOMETERS/ ELECTRONIC |  | BBRP | 12457514 |  | 2017-06-15 | 34110 | WOMEN'S HEALTH CENTER | 2007-05-22 | USD | 0.01 | Active | UNIVERSITY NEW MEXICO HOSPITAL
0000060251 | 1218844 | BD | TURBO TEMP | TURBO TEMP | THERMOMETERS/ ELECTRONIC |  | BBRP | 1245764 |  | 2017-06-15 | 34230 | SURGICAL SPECIALTIES CLINIC | 2007-05-22 | USD | 0.01 | Active | UNIVERSITY NEW MEXICO HOSPITAL
0000060250 | 1218843 | BD | TURBO TEMP | TURBO TEMP | THERMOMETERS/ ELECTRONIC |  | BBRP | 12457751 |  | 2017-06-15 | 12455 | NEWBORN ICU | 2007-05-22 | USD | 0.01 | Active | UNIVERSITY NEW MEXICO HOSPITAL
0000060268 | 1218859 | BD | TURBO TEMP | TURBO TEMP | THERMOMETERS/ ELECTRONIC |  | BBRP | 12457548 |  | 2017-06-15 | 34230 | SURGICAL SPECIALTIES CLINIC | 2007-05-22 | USD | 0.01 | Active | UNIVERSITY NEW MEXICO HOSPITAL
0000060267 | 1218858 | BD | TURBO TEMP | TURBO TEMP | THERMOMETERS/ ELECTRONIC |  | BBRP | 12457422 |  | 2017-06-15 | 34530 | ORTHOPAEDICS FACULTY CLINIC | 2007-05-22 | USD | 0.01 | Active | UNIVERSITY NEW MEXICO HOSPITAL
0000060266 | 1218857 | BD | TURBO TEMP | TURBO TEMP | THERMOMETERS/ ELECTRONIC |  | BBRP | 12458248 |  | 2017-06-15 | 34610 | OPHTHALMOLOGY ON SITE CLINIC | 2007-05-22 | USD | 0.01 | Active | UNIVERSITY NEW MEXICO HOSPITAL
0000060249 | 1218842 | BD | TURBO TEMP | TURBO TEMP | THERMOMETERS/ ELECTRONIC |  | BBRP | 12457668 |  | 2017-06-15 | 32055 | 1209 CLINIC | 2007-05-22 | USD | 0.01 | Active | UNIVERSITY NEW MEXICO HOSPITAL
0000060248 | 1218841 | BD | TURBO TEMP | TURBO TEMP | THERMOMETERS/ ELECTRONIC |  | BBRP | 12457560 |  | 2017-06-15 | 30115 | SE HEIGHTS CLINIC-SAN PABLO | 2007-05-22 | USD | 0.01 | Active | UNIVERSITY NEW MEXICO HOSPITAL
0000060247 | 1218840 | BD | TURBO TEMP | TURBO TEMP | THERMOMETERS/ ELECTRONIC |  | BBRP | 12457559 |  | 2017-06-15 | 34655 | DERMATOLOGY CLINIC 1021 MED | 2007-05-22 | USD | 0.01 | Active | UNIVERSITY NEW MEXICO HOSPITAL
0000060327 | 1144162 | AMVEX CORP | VR-PIUD-CMA | VR-PIUD-CMA | REGULATORS/ SUCTION |  | BBRP | VRA05541BG |  | 2017-06-15 | 12455 | NEWBORN ICU | 2007-05-22 | USD | 0.01 | Active | UNIVERSITY NEW MEXICO HOSPITAL
0000060326 | 1439731 | AMVEX CORP | VR-PIUD-CMA | VR-PIUD-CMA | REGULATORS/ SUCTION |  | BBRP | VRA05430BG |  | 2017-06-15 | 12455 | NEWBORN ICU | 2007-05-22 | USD | 0.01 | Active | UNIVERSITY NEW MEXICO HOSPITAL
0000060325 | 1440417 | AMVEX CORP | VR-PIUD-CMA | VR-PIUD-CMA | REGULATORS/ SUCTION |  | BBRP | VRA05478BG |  | 2017-06-15 | 12455 | NEWBORN ICU | 2007-05-22 | USD | 0.01 | Active | UNIVERSITY NEW MEXICO HOSPITAL
0000060324 | 1218893 | AMVEX CORP | VR-PIUD-CMA | VR-PIUD-CMA | REGULATORS/ SUCTION |  | BBRP | VRA05439BG |  | 2017-06-15 | 12455 | NEWBORN ICU | 2007-05-22 | USD | 0.01 | Active | UNIVERSITY NEW MEXICO HOSPITAL
0000060322 | 1439909 | AMVEX CORP | VR-PIUD-CMA | VR-PIUD-CMA | REGULATORS/ SUCTION |  | BBRP | VRA05549BG |  | 2017-06-15 | 12480 | CTH REHAB-ORTHO UNIT | 2007-05-22 | USD | 0.01 | Active | UNIVERSITY NEW MEXICO HOSPITAL
0000060321 | 1439670 | AMVEX CORP | VR-PIUD-CMA | VR-PIUD-CMA | REGULATORS/ SUCTION |  | BBRP | VRA05548GA |  | 2017-06-15 | 12455 | NEWBORN ICU | 2007-05-22 | USD | 0.01 | Active | UNIVERSITY NEW MEXICO HOSPITAL
0000060320 | 1144149 | AMVEX CORP | VR-PIUD-CMA | VR-PIUD-CMA | REGULATORS/ SUCTION |  | BBRP | VRA05457BG |  | 2017-06-15 | 12455 | NEWBORN ICU | 2007-05-22 | USD | 0.01 | Active | UNIVERSITY NEW MEXICO HOSPITAL
0000060319 | 1218890 | AMVEX CORP | VR-PIUD-CMA | VR-PIUD-CMA | REGULATORS/ SUCTION |  | BBRP | VRA05545BG |  | 2017-06-15 | 12455 | NEWBORN ICU | 2007-05-22 | USD | 0.01 | Active | UNIVERSITY NEW MEXICO HOSPITAL
0000060348 | 1439672 | AMVEX CORP | VR-PIUD-CMA | VR-PIUD-CMA | REGULATORS/ SUCTION |  | BBRP | VRA05501BG |  | 2017-06-15 | 12410 | PEDIATRIC SPECIALTY CARE | 2007-05-22 | USD | 0.01 | Active | UNIVERSITY NEW MEXICO HOSPITAL
0000060347 | 1218911 | AMVEX CORP | VR-PIUD-CMA | VR-PIUD-CMA | REGULATORS/ SUCTION |  | BBRP | VRA05521BG |  | 2017-06-15 | 12455 | NEWBORN ICU | 2007-05-22 | USD | 0.01 | Active | UNIVERSITY NEW MEXICO HOSPITAL
0000060318 | 1218889 | AMVEX CORP | VR-PIUD-CMA | VR-PIUD-CMA | REGULATORS/ SUCTION |  | BBRP | VRA05537BG |  | 2017-06-15 | 12455 | NEWBORN ICU | 2007-05-22 | USD | 0.01 | Active | UNIVERSITY NEW MEXICO HOSPITAL
0000060317 | 1218888 | AMVEX CORP | VR-PIUD-CMA | VR-PIUD-CMA | REGULATORS/ SUCTION |  | BBRP | VRA05467BG |  | 2017-06-15 | 12455 | NEWBORN ICU | 2007-05-22 | USD | 0.01 | Active | UNIVERSITY NEW MEXICO HOSPITAL
0000060316 | 1218887 | AMVEX CORP | VR-PIUD-CMA | VR-PIUD-CMA | REGULATORS/ SUCTION |  | BBRP | VRA05515BG |  | 2017-06-15 | 12455 | NEWBORN ICU | 2007-05-22 | USD | 0.01 | Active | UNIVERSITY NEW MEXICO HOSPITAL
0000060346 | 1218910 | AMVEX CORP | VR-PIUD-CMA | VR-PIUD-CMA | REGULATORS/ SUCTION |  | BBRP | VRA05472BG |  | 2017-06-15 | 12455 | NEWBORN ICU | 2007-05-22 | USD | 0.01 | Active | UNIVERSITY NEW MEXICO HOSPITAL
0000060344 | 1218909 | AMVEX CORP | VR-PIUD-CMA | VR-PIUD-CMA | REGULATORS/ SUCTION |  | BBRP | VRA05470BG |  | 2017-06-15 | 12455 | NEWBORN ICU | 2007-05-22 | USD | 0.01 | Active | UNIVERSITY NEW MEXICO HOSPITAL
0000060343 | 1144206 | AMVEX CORP | VR-PIUD-CMA | VR-PIUD-CMA | REGULATORS/ SUCTION |  | BBRP | VRA05440BG |  | 2017-06-15 | 12455 | NEWBORN ICU | 2007-05-22 | USD | 0.01 | Active | UNIVERSITY NEW MEXICO HOSPITAL
0000060315 | 1218886 | AMVEX CORP | VR-PIUD-CMA | VR-PIUD-CMA | REGULATORS/ SUCTION |  | BBRP | VRA05509BG |  | 2017-06-15 | 12455 | NEWBORN ICU | 2007-05-22 | USD | 0.01 | Active | UNIVERSITY NEW MEXICO HOSPITAL
0000060314 | 1144172 | AMVEX CORP | VR-PIUD-CMA | VR-PIUD-CMA | REGULATORS/ SUCTION |  | BBRP | VRA05466BG |  | 2017-06-15 | 12455 | NEWBORN ICU | 2007-05-22 | USD | 0.01 | Active | UNIVERSITY NEW MEXICO HOSPITAL
0000060313 | 1439687 | AMVEX CORP | VR-PIUD-CMA | VR-PIUD-CMA | REGULATORS/ SUCTION |  | BBRP | VRA05531BG |  | 2017-06-15 | 12410 | PEDIATRIC SPECIALTY CARE | 2007-05-22 | USD | 0.01 | Active | UNIVERSITY NEW MEXICO HOSPITAL
0000060342 | 1440078 | AMVEX CORP | VR-PIUD-CMA | VR-PIUD-CMA | REGULATORS/ SUCTION |  | BBRP | VRA05442BG |  | 2017-06-15 | 12455 | NEWBORN ICU | 2007-05-22 | USD | 0.01 | Active | UNIVERSITY NEW MEXICO HOSPITAL
0000060340 | 1218906 | AMVEX CORP | VR-PIUD-CMA | VR-PIUD-CMA | REGULATORS/ SUCTION |  | BBRP | VRA05473BG |  | 2017-06-15 | 12455 | NEWBORN ICU | 2007-05-22 | USD | 0.01 | Active | UNIVERSITY NEW MEXICO HOSPITAL
0000060312 | 1218884 | AMVEX CORP | VR-PIUD-CMA | VR-PIUD-CMA | REGULATORS/ SUCTION |  | BBRP | VRA05446BG |  | 2017-06-15 | 12455 | NEWBORN ICU | 2007-05-22 | USD | 0.01 | Active | UNIVERSITY NEW MEXICO HOSPITAL
0000060310 | 1439712 | AMVEX CORP | VR-PIUD-CMA | VR-PIUD-CMA | REGULATORS/ SUCTION |  | BBRP | VRA05456BG |  | 2017-06-15 | 12455 | NEWBORN ICU | 2007-05-22 | USD | 0.01 | Active | UNIVERSITY NEW MEXICO HOSPITAL
0000060445 | 1422415 | AMVEX CORP | VR-PIUD-CMA | VR-PIUD-CMA | REGULATORS/ SUCTION |  | BBRP | VRA05469BG |  | 2017-06-15 | 12455 | NEWBORN ICU | 2007-05-22 | USD | 0.01 | Active | UNIVERSITY NEW MEXICO HOSPITAL
0000060339 | 1218905 | AMVEX CORP | VR-PIUD-CMA | VR-PIUD-CMA | REGULATORS/ SUCTION |  | BBRP | VRA05511BG |  | 2017-06-15 | 12455 | NEWBORN ICU | 2007-05-22 | USD | 0.01 | Active | UNIVERSITY NEW MEXICO HOSPITAL
0000060338 | 1142956 | AMVEX CORP | VR-PIUD-CMA | VR-PIUD-CMA | REGULATORS/ SUCTION |  | BBRP | VRA05533BG |  | 2017-06-15 | 12455 | NEWBORN ICU | 2007-05-22 | USD | 0.01 | Active | UNIVERSITY NEW MEXICO HOSPITAL
0000060337 | 1218904 | AMVEX CORP | VR-PIUD-CMA | VR-PIUD-CMA | REGULATORS/ SUCTION |  | BBRP | VRA05536BG |  | 2017-06-15 | 12455 | NEWBORN ICU | 2007-05-22 | USD | 0.01 | Active | UNIVERSITY NEW MEXICO HOSPITAL
0000060309 | 1439668 | AMVEX CORP | VR-PIUD-CMA | VR-PIUD-CMA | REGULATORS/ SUCTION |  | BBRP | VRA05543BG |  | 2017-06-15 | 12410 | PEDIATRIC SPECIALTY CARE | 2007-05-22 | USD | 0.01 | Active | UNIVERSITY NEW MEXICO HOSPITAL
0000060336 | 1439663 | AMVEX CORP | VR-PIUD-CMA | VR-PIUD-CMA | REGULATORS/ SUCTION |  | BBRP | VRA05539BG |  | 2017-06-15 | 12410 | PEDIATRIC SPECIALTY CARE | 2007-05-22 | USD | 0.01 | Active | UNIVERSITY NEW MEXICO HOSPITAL
0000060335 | 1439688 | AMVEX CORP | VR-PIUD-CMA | VR-PIUD-CMA | REGULATORS/ SUCTION |  | BBRP | VRA05538BG |  | 2017-06-15 | 12410 | PEDIATRIC SPECIALTY CARE | 2007-05-22 | USD | 0.01 | Active | UNIVERSITY NEW MEXICO HOSPITAL
0000060334 | 1440282 | AMVEX CORP | VR-PIUD-CMA | VR-PIUD-CMA | REGULATORS/ SUCTION |  | BBRP | VRA05458BG |  | 2017-06-15 | 12455 | NEWBORN ICU | 2007-05-22 | USD | 0.01 | Active | UNIVERSITY NEW MEXICO HOSPITAL
0000060333 | 1440254 | AMVEX CORP | VR-PIUD-CMA | VR-PIUD-CMA | REGULATORS/ SUCTION |  | BBRP | VRA05534BG |  | 2017-06-15 | 12455 | NEWBORN ICU | 2007-05-22 | USD | 0.01 | Active | UNIVERSITY NEW MEXICO HOSPITAL
0000060332 | 1439848 | AMVEX CORP | VR-PIUD-CMA | VR-PIUD-CMA | REGULATORS/ SUCTION |  | BBRP | VRA05465BG |  | 2017-06-15 | 12455 | NEWBORN ICU | 2007-05-22 | USD | 0.01 | Active | UNIVERSITY NEW MEXICO HOSPITAL
0000060331 | 1439679 | AMVEX CORP | VR-PIUD-CMA | VR-PIUD-CMA | REGULATORS/ SUCTION |  | BBRP | VRA05532BG |  | 2017-06-15 | 12410 | PEDIATRIC SPECIALTY CARE | 2007-05-22 | USD | 0.01 | Active | UNIVERSITY NEW MEXICO HOSPITAL
0000060330 | 1439696 | AMVEX CORP | VR-PIUD-CMA | VR-PIUD-CMA | REGULATORS/ SUCTION |  | BBRP | VRA05546BG |  | 2017-06-15 | 12410 | PEDIATRIC SPECIALTY CARE | 2007-05-22 | USD | 0.01 | Active | UNIVERSITY NEW MEXICO HOSPITAL
0000060329 | 1144247 | AMVEX CORP | VR-PIUD-CMA | VR-PIUD-CMA | REGULATORS/ SUCTION |  | BBRP | VRA05464BG |  | 2017-06-15 | 12420 | NEWBORN ICU | 2007-05-22 | USD | 0.01 | Active | UNIVERSITY NEW MEXICO HOSPITAL
0000060328 | 1218896 | AMVEX CORP | VR-PIUD-CMA | VR-PIUD-CMA | REGULATORS/ SUCTION |  | BBRP | VRA05540BG |  | 2017-06-15 | 12455 | NEWBORN ICU | 2007-05-22 | USD | 0.01 | Active | UNIVERSITY NEW MEXICO HOSPITAL
0000060156 | 1439692 | AMVEX CORP | VR-PIUD-CMA | VR-PIUD-CMA | REGULATORS/ SUCTION |  | BBRP | VRA05490BG |  | 2017-06-15 | 12410 | PEDIATRIC SPECIALTY CARE | 2007-05-22 | USD | 0.01 | Active | UNIVERSITY NEW MEXICO HOSPITAL
0000060155 | 1218777 | AMVEX CORP | VR-PIUD-CMA | VR-PIUD-CMA | REGULATORS/ SUCTION |  | BBRP | VRA05496BG |  | 2017-06-15 | 12415 | INTERMEDIATE CARE NURSERY | 2007-05-22 | USD | 0.01 | Active | UNIVERSITY NEW MEXICO HOSPITAL
0000060146 | 1439733 | AMVEX CORP | VR-PIUD-CMA | VR-PIUD-CMA | REGULATORS/ SUCTION |  | BBRP | VRA05493BG | 2007-05-22 | 2017-06-15 | 12415 | INTERMEDIATE CARE NURSERY | 2007-05-22 | USD | 0.01 | Active | UNIVERSITY NEW MEXICO HOSPITAL
0000060199 | 1439723 | AMVEX CORP | VR-PIUD-CMA | VR-PIUD-CMA | REGULATORS/ SUCTION |  | BBRP | VRA05375BG |  | 2017-06-15 | 12415 | INTERMEDIATE CARE NURSERY | 2007-05-22 | USD | 0.01 | Active | UNIVERSITY NEW MEXICO HOSPITAL
0000060198 | 1439940 | AMVEX CORP | VR-PIUD-CMA | VR-PIUD-CMA | REGULATORS/ SUCTION |  | BBRP | VRA05200BG |  | 2017-06-15 | 12415 | INTERMEDIATE CARE NURSERY | 2007-05-22 | USD | 0.01 | Active | UNIVERSITY NEW MEXICO HOSPITAL
0000060193 | 1440277 | AMVEX CORP | VR-PIUD-CMA | VR-PIUD-CMA | REGULATORS/ SUCTION |  | BBRP | VRA05491BG |  | 2017-06-15 | 12455 | NEWBORN ICU | 2007-05-22 | USD | 0.01 | Active | UNIVERSITY NEW MEXICO HOSPITAL
0000060191 | 1144254 | AMVEX CORP | VR-PIUD-CMA | VR-PIUD-CMA | REGULATORS/ SUCTION |  | BBRP | VRA05495BG |  | 2017-06-15 | 12455 | NEWBORN ICU | 2007-05-22 | USD | 0.01 | Active | UNIVERSITY NEW MEXICO HOSPITAL
0000060189 | 1440426 | AMVEX CORP | VR-PIUD-CMA | VR-PIUD-CMA | REGULATORS/ SUCTION |  | BBRP | VRA05494BG |  | 2017-06-15 | 12455 | NEWBORN ICU | 2007-05-22 | USD | 0.01 | Active | UNIVERSITY NEW MEXICO HOSPITAL
0000060187 | 1439690 | AMVEX CORP | VR-PIUD-CMA | VR-PIUD-CMA | REGULATORS/ SUCTION |  | BBRP | VRA05500BG |  | 2017-06-15 | 12410 | PEDIATRIC SPECIALTY CARE | 2007-05-22 | USD | 0.01 | Active | UNIVERSITY NEW MEXICO HOSPITAL
0000060186 | 1141995 | AMVEX CORP | VR-PIUD-CMA | VR-PIUD-CMA | REGULATORS/ SUCTION |  | BBRP | VRA05498BG |  | 2017-06-15 | 12455 | NEWBORN ICU | 2007-05-22 | USD | 0.01 | Active | UNIVERSITY NEW MEXICO HOSPITAL
0000060177 | 1422126 | AMVEX CORP | VR-PIUD-CMA | VR-PIUD-CMA | REGULATORS/ SUCTION |  | BBRP | VRA05499BG |  | 2017-06-15 | 12415 | INTERMEDIATE CARE NURSERY | 2007-05-22 | USD | 0.01 | Active | UNIVERSITY NEW MEXICO HOSPITAL
0000060171 | 1439665 | AMVEX CORP | VR-PIUD-CMA | VR-PIUD-CMA | REGULATORS/ SUCTION |  | BBRP | VRA05492BG |  | 2017-06-15 | 12415 | INTERMEDIATE CARE NURSERY | 2007-05-22 | USD | 0.01 | Active | UNIVERSITY NEW MEXICO HOSPITAL
0000060073 | 1218714 | GE HEALTHCARE | DASH 4000 | DASH 4000 | MONITORING SYSTEMS/ PHYSIOLOGIC |  | 428875 | SBG06419230GA | 2016-09-22 | 2017-09-15 | 72040 | I/P HEMODIALYSIS | 2007-05-22 | USD | 11355.22 | Active | UNIVERSITY NEW MEXICO HOSPITAL
0000058739 | 1144919 | GE HEALTHCARE | TRAM-RAC 4A | TRAM-RAC 4A | RACKS/ MODULE |  | 428875 | RST06488880GA |  | 2017-06-15 | 12415 | INTERMEDIATE CARE NURSERY | 2007-05-22 | USD | 0.01 | Active | UNIVERSITY NEW MEXICO HOSPITAL
0000058738 | 1144190 | GE HEALTHCARE | TRAM-RAC 4A | TRAM-RAC 4A | RACKS/ MODULE |  | 428875 | RAT06488878GA |  | 2017-06-15 | 12415 | INTERMEDIATE CARE NURSERY | 2007-05-22 | USD | 0.01 | Active | UNIVERSITY NEW MEXICO HOSPITAL
0000058751 | 1218493 | GE HEALTHCARE | UNITY NETWORK ID | UNITY NETWORK ID | DATA MANAGEMENT SYSTEMS/ ECG |  | BBRP | SA906223832GA |  | 2017-06-15 | 12455 | NEWBORN ICU | 2007-05-21 | USD | 0.01 | Active | UNIVERSITY NEW MEXICO HOSPITAL
0000058750 | 1218492 | GE HEALTHCARE | UNITY NETWORK ID | UNITY NETWORK ID | DATA MANAGEMENT SYSTEMS/ ECG |  | BBRP | SA906203781GA |  | 2017-06-15 | 12455 | NEWBORN ICU | 2007-05-21 | USD | 0.01 | Active | UNIVERSITY NEW MEXICO HOSPITAL
0000058748 | 1218491 | GE HEALTHCARE | UNITY NETWORK ID | UNITY NETWORK ID | DATA MANAGEMENT SYSTEMS/ ECG |  | BBRP | SA906213826GA |  | 2017-06-15 | 12455 | NEWBORN ICU | 2007-05-21 | USD | 0.01 | Active | UNIVERSITY NEW MEXICO HOSPITAL
0000058747 | 1144767 | GE HEALTHCARE | UNITY NETWORK ID | UNITY NETWORK ID | DATA MANAGEMENT SYSTEMS/ ECG |  | BBRP | SA906233851GA |  | 2017-06-15 | 12455 | NEWBORN ICU | 2007-05-21 | USD | 0.01 | Active | UNIVERSITY NEW MEXICO HOSPITAL
0000058746 | 1144773 | GE HEALTHCARE | UNITY NETWORK ID | UNITY NETWORK ID | DATA MANAGEMENT SYSTEMS/ ECG |  | BBRP | SA906223835GA |  | 2017-06-15 | 12455 | NEWBORN ICU | 2007-05-21 | USD | 0.01 | Active | UNIVERSITY NEW MEXICO HOSPITAL
0000058745 | 1144775 | GE HEALTHCARE | UNITY NETWORK ID | UNITY NETWORK ID | DATA MANAGEMENT SYSTEMS/ ECG |  | BBRP | SA906233849GA |  | 2017-06-15 | 12455 | NEWBORN ICU | 2007-05-21 | USD | 0.01 | Active | UNIVERSITY NEW MEXICO HOSPITAL
0000058744 | 1144779 | GE HEALTHCARE | UNITY NETWORK ID | UNITY NETWORK ID | DATA MANAGEMENT SYSTEMS/ ECG |  | BBRP | SA906223834GA |  | 2017-06-15 | 12455 | NEWBORN ICU | 2007-05-21 | USD | 0.01 | Active | UNIVERSITY NEW MEXICO HOSPITAL
0000058767 | 1218508 | GE HEALTHCARE | UNITY NETWORK ID | UNITY NETWORK ID | DATA MANAGEMENT SYSTEMS/ ECG |  | BBRP | SA906203777GA |  | 2017-06-15 | 12455 | NEWBORN ICU | 2007-05-21 | USD | 0.01 | Active | UNIVERSITY NEW MEXICO HOSPITAL
0000058766 | 1218507 | GE HEALTHCARE | UNITY NETWORK ID | UNITY NETWORK ID | DATA MANAGEMENT SYSTEMS/ ECG |  | BBRP | SA906223827GA |  | 2017-06-15 | 12455 | NEWBORN ICU | 2007-05-21 | USD | 0.01 | Active | UNIVERSITY NEW MEXICO HOSPITAL
0000058765 | 1218506 | GE HEALTHCARE | UNITY NETWORK ID | UNITY NETWORK ID | DATA MANAGEMENT SYSTEMS/ ECG |  | BBRP | SA906233865GA |  | 2017-06-15 | 12455 | NEWBORN ICU | 2007-05-21 | USD | 0.01 | Active | UNIVERSITY NEW MEXICO HOSPITAL
0000058764 | 1218505 | GE HEALTHCARE | UNITY NETWORK ID | UNITY NETWORK ID | DATA MANAGEMENT SYSTEMS/ ECG |  | BBRP | SA906233853GA |  | 2017-06-15 | 12455 | NEWBORN ICU | 2007-05-21 | USD | 0.01 | Active | UNIVERSITY NEW MEXICO HOSPITAL
0000058763 | 1218504 | GE HEALTHCARE | UNITY NETWORK ID | UNITY NETWORK ID | DATA MANAGEMENT SYSTEMS/ ECG |  | BBRP | SA906233858GA |  | 2017-06-15 | 12455 | NEWBORN ICU | 2007-05-21 | USD | 0.01 | Active | UNIVERSITY NEW MEXICO HOSPITAL
0000058762 | 1218503 | GE HEALTHCARE | UNITY NETWORK ID | UNITY NETWORK ID | DATA MANAGEMENT SYSTEMS/ ECG |  | BBRP | SA906223836GA |  | 2017-06-15 | 12455 | NEWBORN ICU | 2007-05-21 | USD | 0.01 | Active | UNIVERSITY NEW MEXICO HOSPITAL
0000058761 | 1218502 | GE HEALTHCARE | UNITY NETWORK ID | UNITY NETWORK ID | DATA MANAGEMENT SYSTEMS/ ECG |  | BBRP | SA906223845GA |  | 2017-06-15 | 12455 | NEWBORN ICU | 2007-05-21 | USD | 0.01 | Active | UNIVERSITY NEW MEXICO HOSPITAL
0000058760 | 1218501 | GE HEALTHCARE | UNITY NETWORK ID | UNITY NETWORK ID | DATA MANAGEMENT SYSTEMS/ ECG |  | BBRP | SA90621381GA |  | 2017-06-15 | 12455 | NEWBORN ICU | 2007-05-21 | USD | 0.01 | Active | UNIVERSITY NEW MEXICO HOSPITAL
0000058759 | 1218500 | GE HEALTHCARE | UNITY NETWORK ID | UNITY NETWORK ID | DATA MANAGEMENT SYSTEMS/ ECG |  | BBRP | SA906233864GA |  | 2017-06-15 | 12455 | NEWBORN ICU | 2007-05-21 | USD | 0.01 | Active | UNIVERSITY NEW MEXICO HOSPITAL
0000058758 | 1218499 | GE HEALTHCARE | UNITY NETWORK ID | UNITY NETWORK ID | DATA MANAGEMENT SYSTEMS/ ECG |  | BBRP | SA906143668GA |  | 2017-06-15 | 12455 | NEWBORN ICU | 2007-05-21 | USD | 0.01 | Active | UNIVERSITY NEW MEXICO HOSPITAL
0000058757 | 1218498 | GE HEALTHCARE | UNITY NETWORK ID | UNITY NETWORK ID | DATA MANAGEMENT SYSTEMS/ ECG |  | BBRP | SA906223829GA |  | 2017-06-15 | 12455 | NEWBORN ICU | 2007-05-21 | USD | 0.01 | Active | UNIVERSITY NEW MEXICO HOSPITAL
0000058756 | 1218497 | GE HEALTHCARE | UNITY NETWORK ID | UNITY NETWORK ID | DATA MANAGEMENT SYSTEMS/ ECG |  | BBRP | SA906233856GA |  | 2017-06-15 | 12455 | NEWBORN ICU | 2007-05-21 | USD | 0.01 | Active | UNIVERSITY NEW MEXICO HOSPITAL
0000058755 | 1218496 | GE HEALTHCARE | UNITY NETWORK ID | UNITY NETWORK ID | DATA MANAGEMENT SYSTEMS/ ECG |  | BBRP | SA906233862GA |  | 2017-06-15 | 12455 | NEWBORN ICU | 2007-05-21 | USD | 0.01 | Active | UNIVERSITY NEW MEXICO HOSPITAL
0000058754 | 1218495 | GE HEALTHCARE | UNITY NETWORK ID | UNITY NETWORK ID | DATA MANAGEMENT SYSTEMS/ ECG |  | BBRP | SA906233863GA |  | 2017-06-15 | 12455 | NEWBORN ICU | 2007-05-21 | USD | 0.01 | Active | UNIVERSITY NEW MEXICO HOSPITAL
0000058753 | 1144276 | GE HEALTHCARE | UNITY NETWORK ID | UNITY NETWORK ID | DATA MANAGEMENT SYSTEMS/ ECG |  | BBRP | SA906233850GA |  | 2017-06-15 | 12455 | NEWBORN ICU | 2007-05-21 | USD | 0.01 | Active | UNIVERSITY NEW MEXICO HOSPITAL
0000058752 | 1218494 | GE HEALTHCARE | UNITY NETWORK ID | UNITY NETWORK ID | DATA MANAGEMENT SYSTEMS/ ECG |  | BBRP | SA906213817GA |  | 2017-06-15 | 12455 | NEWBORN ICU | 2007-05-21 | USD | 0.01 | Active | UNIVERSITY NEW MEXICO HOSPITAL
0000060099 | 1218734 | GE HEALTHCARE | UNITY NETWORK ID | UNITY NETWORK ID | DATA MANAGEMENT SYSTEMS/ ECG |  | BBRP | SA906203785GA |  | 2017-06-15 | 12455 | NEWBORN ICU | 2007-05-21 | USD | 0.01 | Active | UNIVERSITY NEW MEXICO HOSPITAL
0000060097 | 1218732 | GE HEALTHCARE | UNITY NETWORK ID | UNITY NETWORK ID | DATA MANAGEMENT SYSTEMS/ ECG |  | BBRP | SA906213822GA |  | 2017-06-15 | 12455 | NEWBORN ICU | 2007-05-21 | USD | 0.01 | Active | UNIVERSITY NEW MEXICO HOSPITAL
0000060095 | 1218730 | GE HEALTHCARE | UNITY NETWORK ID | UNITY NETWORK ID | DATA MANAGEMENT SYSTEMS/ ECG |  | BBRP | SA906233855GA |  | 2017-06-15 | 12455 | NEWBORN ICU | 2007-05-21 | USD | 0.01 | Active | UNIVERSITY NEW MEXICO HOSPITAL
0000058769 | 1085701 | GE HEALTHCARE | SOLAR 8000I | SOLAR 8000I | MONITORING SYSTEMS/ PHYSIOLOGIC |  | BBRP | SBL06163847GA | 2017-02-25 | 2018-02-15 | 12455 | NEWBORN ICU | 2007-05-21 | USD | 0.01 | Active | UNIVERSITY NEW MEXICO HOSPITAL
0000060090 | 1218727 | GE HEALTHCARE | TRAM (451N) | TRAM (451N) | MODULES/ MULTIPARAMETERS |  | BBRP | SBB06210699GA | 2007-05-21 | 2017-06-15 | 12455 | NEWBORN ICU | 2007-05-21 | USD | 0.01 | Active | UNIVERSITY NEW MEXICO HOSPITAL
0000060089 | 1422057 | GE HEALTHCARE | TRAM (451N) | TRAM (451N) | MODULES/ MULTIPARAMETERS |  | BBRP | SBB06210683GA | 2009-07-15 | 2017-06-15 | 12455 | NEWBORN ICU | 2007-05-21 | USD | 0.01 | Active | UNIVERSITY NEW MEXICO HOSPITAL
0000060093 | 1218729 | GE HEALTHCARE | TRAM (451N) | TRAM (451N) | MODULES/ MULTIPARAMETERS |  | BBRP | SBB06210688GA | 2007-05-21 | 2017-06-15 | 12455 | NEWBORN ICU | 2007-05-21 | USD | 0.01 | Active | UNIVERSITY NEW MEXICO HOSPITAL
0000060092 | 1440230 | GE HEALTHCARE | TRAM (451N) | TRAM (451N) | MODULES/ MULTIPARAMETERS |  | BBRP | SBB06230824GA | 2009-02-18 | 2017-06-15 | 15005 | OPERATING ROOM - BBRP | 2007-05-21 | USD | 0.01 | Active | UNIVERSITY NEW MEXICO HOSPITAL
0000060091 | 1144925 | GE HEALTHCARE | TRAM (451N) | TRAM (451N) | MODULES/ MULTIPARAMETERS |  | BBRP | SBB06210690GA | 2009-02-25 | 2017-06-15 | 12455 | NEWBORN ICU | 2007-05-21 | USD | 0.01 | Active | UNIVERSITY NEW MEXICO HOSPITAL
0000060142 | 1440030 | SCALE-TRONIX INC | 4502 | 4502 | SCALES/ DIAPER |  | BBRP | 4506-667 | 2017-02-23 | 2018-02-15 | 12455 | NEWBORN ICU | 2007-05-21 | USD | 0.01 | Active | UNIVERSITY NEW MEXICO HOSPITAL
0000060141 | 1440042 | SCALE-TRONIX INC | 4502 | 4502 | SCALES/ DIAPER |  | BBRP | 4506-662 | 2017-02-17 | 2018-02-15 | 12455 | NEWBORN ICU | 2007-05-21 | USD | 0.01 | Active | UNIVERSITY NEW MEXICO HOSPITAL
0000060140 | 1144259 | SCALE-TRONIX INC | 4502 | 4502 | SCALES/ DIAPER |  | BBRP | 4506-661 | 2017-02-14 | 2018-02-15 | 12455 | NEWBORN ICU | 2007-05-21 | USD | 0.01 | Active | UNIVERSITY NEW MEXICO HOSPITAL
0000060139 | 1144777 | SCALE-TRONIX INC | 4502 | 4502 | SCALES/ DIAPER |  | BBRP | 4506-667 | 2017-02-13 | 2018-02-15 | 12415 | INTERMEDIATE CARE NURSERY | 2007-05-21 | USD | 0.01 | Active | UNIVERSITY NEW MEXICO HOSPITAL
0000060138 | 1144271 | SCALE-TRONIX INC | 4502 | 4502 | SCALES/ DIAPER |  | BBRP | 4506-659 | 2017-02-08 | 2018-02-15 | 12455 | NEWBORN ICU | 2007-05-21 | USD | 0.01 | Active | UNIVERSITY NEW MEXICO HOSPITAL
0000060137 | 1144264 | SCALE-TRONIX INC | 4502 | 4502 | SCALES/ DIAPER |  | BBRP | 4506-668 | 2017-02-02 | 2018-02-15 | 12455 | NEWBORN ICU | 2007-05-21 | USD | 0.01 | Active | UNIVERSITY NEW MEXICO HOSPITAL
0000060136 | 1144186 | SCALE-TRONIX INC | 4502 | 4502 | SCALES/ DIAPER |  | BBRP | 4506-678 | 2017-02-01 | 2018-02-15 | 12455 | NEWBORN ICU | 2007-05-21 | USD | 0.01 | Active | UNIVERSITY NEW MEXICO HOSPITAL
0000060135 | 1440238 | SCALE-TRONIX INC | 4502 | 4502 | SCALES/ DIAPER |  | BBRP | 4506-679 | 2017-02-28 | 2018-02-15 | 12455 | NEWBORN ICU | 2007-05-21 | USD | 0.01 | Active | UNIVERSITY NEW MEXICO HOSPITAL
0000060134 | 1144262 | SCALE-TRONIX INC | 4502 | 4502 | SCALES/ DIAPER |  | BBRP | 4506-671 | 2017-02-28 | 2018-02-15 | 12455 | NEWBORN ICU | 2007-05-21 | USD | 0.01 | Active | UNIVERSITY NEW MEXICO HOSPITAL
0000060133 | 1144826 | SCALE-TRONIX INC | 4502 | 4502 | SCALES/ DIAPER |  | BBRP | 4506-666 | 2017-02-07 | 2018-02-15 | 12455 | NEWBORN ICU | 2007-05-21 | USD | 0.01 | Active | UNIVERSITY NEW MEXICO HOSPITAL
0000060132 | 1440092 | SCALE-TRONIX INC | 4502 | 4502 | SCALES/ DIAPER |  | BBRP | 4506-672 | 2017-02-02 | 2018-02-15 | 12455 | NEWBORN ICU | 2007-05-21 | USD | 0.01 | Active | UNIVERSITY NEW MEXICO HOSPITAL
0000060131 | 1421614 | SCALE-TRONIX INC | 4502 | 4502 | SCALES/ DIAPER |  | BBRP | 4506-660 | 2017-02-16 | 2018-02-15 | 12455 | NEWBORN ICU | 2007-05-21 | USD | 0.01 | Active | UNIVERSITY NEW MEXICO HOSPITAL
0000060130 | 1144789 | SCALE-TRONIX INC | 4502 | 4502 | SCALES/ DIAPER |  | BBRP | 4506-665 | 2017-02-13 | 2018-02-15 | 12415 | INTERMEDIATE CARE NURSERY | 2007-05-21 | USD | 0.01 | Active | UNIVERSITY NEW MEXICO HOSPITAL
0000060129 | 1144768 | SCALE-TRONIX INC | 4502 | 4502 | SCALES/ DIAPER |  | BBRP | 4502-674 | 2017-02-13 | 2018-02-15 | 12455 | NEWBORN ICU | 2007-05-21 | USD | 0.01 | Active | UNIVERSITY NEW MEXICO HOSPITAL
0000060128 | 1144771 | SCALE-TRONIX INC | 4502 | 4502 | SCALES/ DIAPER |  | BBRP | 4502-681 | 2017-02-09 | 2018-02-15 | 12455 | NEWBORN ICU | 2007-05-21 | USD | 0.01 | Active | UNIVERSITY NEW MEXICO HOSPITAL
0000060120 | 1140377 | J H EMERSON CO | 96-TDL | 96-TDL | WARMING UNITS/ PATIENT |  | BBRP | 1409 | 2017-02-01 | 2018-02-15 | 12455 | NEWBORN ICU | 2007-05-21 | USD | 0.01 | Active | UNIVERSITY NEW MEXICO HOSPITAL
0000060119 | 1140278 | J H EMERSON CO | 96-TDL | 96-TDL | WARMING UNITS/ PATIENT |  | BBRP | 1405 | 2017-02-02 | 2018-02-15 | 12455 | NEWBORN ICU | 2007-05-21 | USD | 0.01 | Reactivated | UNIVERSITY NEW MEXICO HOSPITAL
0000060118 | 1140272 | J H EMERSON CO | 96-TDL | 96-TDL | WARMING UNITS/ PATIENT |  | BBRP | 1403 | 2017-02-07 | 2018-02-15 | 12455 | NEWBORN ICU | 2007-05-21 | USD | 0.01 | Active | UNIVERSITY NEW MEXICO HOSPITAL
0000060116 | 1140274 | J H EMERSON CO | 96-TDL | 96-TDL | WARMING UNITS/ PATIENT |  | BBRP | 1404 | 2017-02-13 | 2018-02-15 | 12455 | NEWBORN ICU | 2007-05-21 | USD | 0.01 | Active | UNIVERSITY NEW MEXICO HOSPITAL
0000060115 | 1140276 | J H EMERSON CO | 96-TDL | 96-TDL | WARMING UNITS/ PATIENT |  | BBRP | 1401 | 2017-02-01 | 2018-02-15 | 12455 | NEWBORN ICU | 2007-05-21 | USD | 0.01 | Active | UNIVERSITY NEW MEXICO HOSPITAL
0000060114 | 1140279 | J H EMERSON CO | 96-TDL | 96-TDL | WARMING UNITS/ PATIENT |  | BBRP | 1406 | 2017-02-02 | 2018-02-15 | 12455 | NEWBORN ICU | 2007-05-21 | USD | 0.01 | Active | UNIVERSITY NEW MEXICO HOSPITAL
0000060113 | 1140275 | J H EMERSON CO | 96-TDL | 96-TDL | WARMING UNITS/ PATIENT |  | BBRP | 1411 | 2017-02-28 | 2018-02-15 | 12460 | PEDIATRIC ICU | 2007-05-21 | USD | 0.01 | Active | UNIVERSITY NEW MEXICO HOSPITAL
0000060112 | 1140270 | J H EMERSON CO | 96-TDL | 96-TDL | WARMING UNITS/ PATIENT |  | BBRP | 1407 | 2017-02-02 | 2018-02-15 | 12455 | NEWBORN ICU | 2007-05-21 | USD | 0.01 | Active | UNIVERSITY NEW MEXICO HOSPITAL
0000060111 | 1140545 | J H EMERSON CO | 96-TDL | 96-TDL | WARMING UNITS/ PATIENT |  | BBRP | 1410 | 2017-02-03 | 2018-02-15 | 12455 | NEWBORN ICU | 2007-05-21 | USD | 0.01 | Active | UNIVERSITY NEW MEXICO HOSPITAL
0000060122 | 1162897 | J H EMERSON CO | 96-TDL | 96-TDL | WARMING UNITS/ PATIENT |  | BBRP | 1402 | 2017-05-01 | 2018-05-15 | 12130 | TRAUMA/SURGICAL ICU | 2007-05-21 | USD | 0.01 | Active | UNIVERSITY NEW MEXICO HOSPITAL
0000060121 | 1421563 | J H EMERSON CO | 96-TDL | 96-TDL | WARMING UNITS/ PATIENT |  | BBRP | 1408 | 2017-02-01 | 2018-02-15 | 12455 | NEWBORN ICU | 2007-05-21 | USD | 0.01 | Active | UNIVERSITY NEW MEXICO HOSPITAL
0000060110 | 1140281 | NATUS MEDICAL INC | NEOBLUE | NEOBLUE | PHOTOTHERAPY UNITS/ VISIBLE LIGHT/ HYPERBILIRUBINE |  | BBRP | 14954 | 2017-02-08 | 2017-08-15 | 12455 | NEWBORN ICU | 2007-05-21 | USD | 0.01 | Active | UNIVERSITY NEW MEXICO HOSPITAL
0000060109 | 1140675 | NATUS MEDICAL INC | NEOBLUE | NEOBLUE | PHOTOTHERAPY UNITS/ VISIBLE LIGHT/ HYPERBILIRUBINE |  | BBRP | 14956 | 2017-02-02 | 2017-08-15 | 12455 | NEWBORN ICU | 2007-05-21 | USD | 0.01 | Reactivated | UNIVERSITY NEW MEXICO HOSPITAL
0000060107 | 1004085 | NATUS MEDICAL INC | NEOBLUE | NEOBLUE | PHOTOTHERAPY UNITS/ VISIBLE LIGHT/ HYPERBILIRUBINE |  | BBRP | 14952 | 2017-02-08 | 2017-08-15 | 12455 | NEWBORN ICU | 2007-05-21 | USD | 0.01 | Active | UNIVERSITY NEW MEXICO HOSPITAL
0000060106 | 1140368 | NATUS MEDICAL INC | NEOBLUE | NEOBLUE | PHOTOTHERAPY UNITS/ VISIBLE LIGHT/ HYPERBILIRUBINE |  | BBRP | 14958 | 2017-04-25 | 2017-10-15 | 12520 | MOTHER & BABY UNIT (3-E) BBRP | 2007-05-21 | USD | 0.01 | Active | UNIVERSITY NEW MEXICO HOSPITAL
0000060105 | 1140288 | NATUS MEDICAL INC | NEOBLUE | NEOBLUE | PHOTOTHERAPY UNITS/ VISIBLE LIGHT/ HYPERBILIRUBINE |  | BBRP | 14955 | 2017-02-16 | 2017-08-15 | 12455 | NEWBORN ICU | 2007-05-21 | USD | 0.01 | Reactivated | UNIVERSITY NEW MEXICO HOSPITAL
0000060104 | 1140295 | NATUS MEDICAL INC | NEOBLUE | NEOBLUE | PHOTOTHERAPY UNITS/ VISIBLE LIGHT/ HYPERBILIRUBINE |  | BBRP | 14959 | 2017-02-02 | 2017-08-15 | 12455 | NEWBORN ICU | 2007-05-21 | USD | 0.01 | Active | UNIVERSITY NEW MEXICO HOSPITAL
0000060103 | 1140880 | NATUS MEDICAL INC | NEOBLUE | NEOBLUE | PHOTOTHERAPY UNITS/ VISIBLE LIGHT/ HYPERBILIRUBINE |  | BBRP | 14957 | 2017-02-02 | 2017-08-15 | 12455 | NEWBORN ICU | 2007-05-21 | USD | 0.01 | Active | UNIVERSITY NEW MEXICO HOSPITAL
0000060101 | 1140304 | NATUS MEDICAL INC | NEOBLUE | NEOBLUE | PHOTOTHERAPY UNITS/ VISIBLE LIGHT/ HYPERBILIRUBINE |  | BBRP | 14950 | 2017-02-02 | 2017-08-15 | 12455 | NEWBORN ICU | 2007-05-21 | USD | 0.01 | Active | UNIVERSITY NEW MEXICO HOSPITAL
0000058732 | 1143085 | GE HEALTHCARE | DASH 4000 | DASH 4000 | MONITORING SYSTEMS/ PHYSIOLOGIC |  | BBRP | SBG06233568GA | 2017-04-12 | 2018-04-15 | 12410 | PEDIATRIC SPECIALTY CARE | 2007-05-20 | USD | 0.01 | Active | UNIVERSITY NEW MEXICO HOSPITAL
0000058731 | 1143083 | GE HEALTHCARE | DASH 4000 | DASH 4000 | MONITORING SYSTEMS/ PHYSIOLOGIC |  | BBRP | SBG06233564GA | 2017-04-12 | 2018-04-15 | 12410 | PEDIATRIC SPECIALTY CARE | 2007-05-20 | USD | 0.01 | Active | UNIVERSITY NEW MEXICO HOSPITAL
0000058730 | 1077663 | GE HEALTHCARE | DASH 4000 | DASH 4000 | MONITORING SYSTEMS/ PHYSIOLOGIC |  | BBRP | SBG06233605GA | 2017-04-12 | 2018-04-15 | 12410 | PEDIATRIC SPECIALTY CARE | 2007-05-20 | USD | 0.01 | Active | UNIVERSITY NEW MEXICO HOSPITAL
0000058729 | 1077662 | GE HEALTHCARE | DASH 4000 | DASH 4000 | MONITORING SYSTEMS/ PHYSIOLOGIC |  | BBRP | SBG06233553GA | 2017-04-27 | 2018-04-15 | 12410 | PEDIATRIC SPECIALTY CARE | 2007-05-20 | USD | 0.01 | Active | UNIVERSITY NEW MEXICO HOSPITAL
0000058728 | 1143086 | GE HEALTHCARE | DASH 4000 | DASH 4000 | MONITORING SYSTEMS/ PHYSIOLOGIC |  | BBRP | SBG06233567GA | 2017-04-01 | 2018-04-15 | 12410 | PEDIATRIC SPECIALTY CARE | 2007-05-20 | USD | 0.01 | Active | UNIVERSITY NEW MEXICO HOSPITAL
0000058727 | 1218483 | GE HEALTHCARE | DASH 4000 | DASH 4000 | MONITORING SYSTEMS/ PHYSIOLOGIC |  | BBRP | SBG06233543GA | 2015-04-13 | 2016-04-15 | 12410 | PEDIATRIC SPECIALTY CARE | 2007-05-20 | USD | 0.01 | Active | UNIVERSITY NEW MEXICO HOSPITAL
0000058726 | 1162015 | GE HEALTHCARE | DASH 4000 | DASH 4000 | MONITORING SYSTEMS/ PHYSIOLOGIC |  | BBRP | SBG06233547GA | 2017-01-26 | 2018-01-15 | 12410 | PEDIATRIC SPECIALTY CARE | 2007-05-20 | USD | 0.01 | Active | UNIVERSITY NEW MEXICO HOSPITAL
0000058725 | 1162173 | GE HEALTHCARE | DASH 4000 | DASH 4000 | MONITORING SYSTEMS/ PHYSIOLOGIC |  | BBRP | SBG06233548GA | 2017-01-26 | 2018-01-15 | 95700 | CLINICAL ENGINEERING | 2007-05-20 | USD | 0.01 | Active | UNIVERSITY NEW MEXICO HOSPITAL
0000058724 | 1077655 | GE HEALTHCARE | DASH 4000 | DASH 4000 | MONITORING SYSTEMS/ PHYSIOLOGIC |  | BBRP | SBG06233563GA | 2017-04-27 | 2018-04-15 | 12410 | PEDIATRIC SPECIALTY CARE | 2007-05-20 | USD | 0.01 | Active | UNIVERSITY NEW MEXICO HOSPITAL
0000058737 | 1077656 | GE HEALTHCARE | DASH 4000 | DASH 4000 | MONITORING SYSTEMS/ PHYSIOLOGIC |  | BBRP | SBG06233606GA | 2017-04-12 | 2018-04-15 | 12410 | PEDIATRIC SPECIALTY CARE | 2007-05-20 | USD | 0.01 | Active | UNIVERSITY NEW MEXICO HOSPITAL
0000058736 | 1439695 | GE HEALTHCARE | DASH 4000 | DASH 4000 | MONITORING SYSTEMS/ PHYSIOLOGIC |  | BBRP | SBG06233541GA | 2017-04-27 | 2018-04-15 | 12410 | PEDIATRIC SPECIALTY CARE | 2007-05-20 | USD | 0.01 | Active | UNIVERSITY NEW MEXICO HOSPITAL
0000058734 | 1439697 | GE HEALTHCARE | DASH 4000 | DASH 4000 | MONITORING SYSTEMS/ PHYSIOLOGIC |  | BBRP | SBG066233554GA | 2017-04-12 | 2018-04-15 | 12410 | PEDIATRIC SPECIALTY CARE | 2007-05-20 | USD | 0.01 | Active | UNIVERSITY NEW MEXICO HOSPITAL
0000058733 | 1140391 | GE HEALTHCARE | DASH 4000 | DASH 4000 | MONITORING SYSTEMS/ PHYSIOLOGIC |  | BBRP | SBG06233565GA | 2016-08-15 | 2017-08-15 | 12230 | GEN MED/SAC (4-W) | 2007-05-20 | USD | 16687.55 | Active | UNIVERSITY NEW MEXICO HOSPITAL
0000058686 | 1218467 | GE HEALTHCARE | TRAM-RAC 4A | TRAM-RAC 4A | RACKS/ MODULE |  | 428875 | RST06437937GA |  | 2017-06-15 | 12460 | PEDIATRIC ICU | 2007-05-19 | USD | 1900.14 | Active | UNIVERSITY NEW MEXICO HOSPITAL
0000058685 | 1439896 | GE HEALTHCARE | TRAM-RAC 4A | TRAM-RAC 4A | RACKS/ MODULE |  | 428875 | RST06427857GA |  | 2017-06-15 | 12460 | PEDIATRIC ICU | 2007-05-19 | USD | 1900.14 | Active | UNIVERSITY NEW MEXICO HOSPITAL
0000058684 | 1439888 | GE HEALTHCARE | TRAM-RAC 4A | TRAM-RAC 4A | RACKS/ MODULE |  | 428875 | RST06437939GA |  | 2017-06-15 | 12460 | PEDIATRIC ICU | 2007-05-19 | USD | 1900.14 | Active | UNIVERSITY NEW MEXICO HOSPITAL
0000058683 | 1439942 | GE HEALTHCARE | TRAM-RAC 4A | TRAM-RAC 4A | RACKS/ MODULE |  | 428875 | RST06437900GA |  | 2017-06-15 | 12460 | PEDIATRIC ICU | 2007-05-19 | USD | 1900.14 | Active | UNIVERSITY NEW MEXICO HOSPITAL
0000058682 | 1439798 | GE HEALTHCARE | TRAM-RAC 4A | TRAM-RAC 4A | RACKS/ MODULE |  | 428875 | RST06427860GA |  | 2017-06-15 | 12460 | PEDIATRIC ICU | 2007-05-19 | USD | 1900.14 | Active | UNIVERSITY NEW MEXICO HOSPITAL
0000058681 | 1439851 | GE HEALTHCARE | TRAM-RAC 4A | TRAM-RAC 4A | RACKS/ MODULE |  | 428875 | RST06437956GA |  | 2017-06-15 | 12460 | PEDIATRIC ICU | 2007-05-19 | USD | 1900.14 | Active | UNIVERSITY NEW MEXICO HOSPITAL
0000058680 | 1439776 | GE HEALTHCARE | TRAM-RAC 4A | TRAM-RAC 4A | RACKS/ MODULE |  | 428875 | RST06437957GA |  | 2017-06-15 | 12460 | PEDIATRIC ICU | 2007-05-19 | USD | 1900.14 | Active | UNIVERSITY NEW MEXICO HOSPITAL
0000058679 | 1439902 | GE HEALTHCARE | TRAM-RAC 4A | TRAM-RAC 4A | RACKS/ MODULE |  | 428875 | RST06437960GA |  | 2017-06-15 | 12460 | PEDIATRIC ICU | 2007-05-19 | USD | 1900.14 | Active | UNIVERSITY NEW MEXICO HOSPITAL
0000058667 | 1218454 | GE HEALTHCARE | UNITY NETWORK ID | UNITY NETWORK ID | DATA MANAGEMENT SYSTEMS/ ECG |  | 428875 | SA906454559GA |  | 2017-06-15 | 12460 | PEDIATRIC ICU | 2007-05-19 | USD | 2343 | Active | UNIVERSITY NEW MEXICO HOSPITAL
0000058666 | 1218453 | GE HEALTHCARE | UNITY NETWORK ID | UNITY NETWORK ID | DATA MANAGEMENT SYSTEMS/ ECG |  | 428875 | SA906444557GA |  | 2017-06-15 | 12460 | PEDIATRIC ICU | 2007-05-19 | USD | 2343 | Active | UNIVERSITY NEW MEXICO HOSPITAL
0000058665 | 1218452 | GE HEALTHCARE | UNITY NETWORK ID | UNITY NETWORK ID | DATA MANAGEMENT SYSTEMS/ ECG |  | 428875 | SA90644534GA |  | 2017-06-15 | 12460 | PEDIATRIC ICU | 2007-05-19 | USD | 2343 | Active | UNIVERSITY NEW MEXICO HOSPITAL
0000058664 | 1218451 | GE HEALTHCARE | UNITY NETWORK ID | UNITY NETWORK ID | DATA MANAGEMENT SYSTEMS/ ECG |  | 428875 | SA906444528GA |  | 2017-06-15 | 12460 | PEDIATRIC ICU | 2007-05-19 | USD | 2343 | Active | UNIVERSITY NEW MEXICO HOSPITAL
0000058663 | 1218450 | GE HEALTHCARE | UNITY NETWORK ID | UNITY NETWORK ID | DATA MANAGEMENT SYSTEMS/ ECG |  | 428875 | SA906444535GA |  | 2017-06-15 | 12460 | PEDIATRIC ICU | 2007-05-19 | USD | 2343 | Active | UNIVERSITY NEW MEXICO HOSPITAL
0000058670 | 1218457 | GE HEALTHCARE | UNITY NETWORK ID | UNITY NETWORK ID | DATA MANAGEMENT SYSTEMS/ ECG |  | 428875 | SA906444530GA |  | 2017-06-15 | 12460 | PEDIATRIC ICU | 2007-05-19 | USD | 2343 | Active | UNIVERSITY NEW MEXICO HOSPITAL
0000058669 | 1218456 | GE HEALTHCARE | UNITY NETWORK ID | UNITY NETWORK ID | DATA MANAGEMENT SYSTEMS/ ECG |  | 428875 | SA906444547GA |  | 2017-06-15 | 12460 | PEDIATRIC ICU | 2007-05-19 | USD | 2343 | Active | UNIVERSITY NEW MEXICO HOSPITAL
0000058668 | 1218455 | GE HEALTHCARE | UNITY NETWORK ID | UNITY NETWORK ID | DATA MANAGEMENT SYSTEMS/ ECG |  | 428875 | SA906444555GA |  | 2017-06-15 | 12460 | PEDIATRIC ICU | 2007-05-19 | USD | 2343 | Active | UNIVERSITY NEW MEXICO HOSPITAL
0000058659 | 1439943 | GE HEALTHCARE | SOLAR 8000I | SOLAR 8000I | MONITORING SYSTEMS/ PHYSIOLOGIC |  | 428875 | SBL06436188GA | 2017-04-18 | 2018-04-15 | 12460 | PEDIATRIC ICU | 2007-05-19 | USD | 10335.04 | Active | UNIVERSITY NEW MEXICO HOSPITAL
0000058658 | 1439796 | GE HEALTHCARE | SOLAR 8000I | SOLAR 8000I | MONITORING SYSTEMS/ PHYSIOLOGIC |  | 428875 | SBL06436182GA | 2017-04-18 | 2018-04-15 | 12460 | PEDIATRIC ICU | 2007-05-19 | USD | 10335.04 | Active | UNIVERSITY NEW MEXICO HOSPITAL
0000058657 | 1439850 | GE HEALTHCARE | SOLAR 8000I | SOLAR 8000I | MONITORING SYSTEMS/ PHYSIOLOGIC |  | 428875 | SBL06436185GA | 2017-04-18 | 2018-04-15 | 12460 | PEDIATRIC ICU | 2007-05-19 | USD | 10335.04 | Active | UNIVERSITY NEW MEXICO HOSPITAL
0000058656 | 1439788 | GE HEALTHCARE | SOLAR 8000I | SOLAR 8000I | MONITORING SYSTEMS/ PHYSIOLOGIC |  | 428875 | SBL06436186GA | 2017-04-14 | 2018-04-15 | 12460 | PEDIATRIC ICU | 2007-05-19 | USD | 10335.04 | Active | UNIVERSITY NEW MEXICO HOSPITAL
0000058655 | 1439996 | GE HEALTHCARE | SOLAR 8000I | SOLAR 8000I | MONITORING SYSTEMS/ PHYSIOLOGIC |  | 428875 | SBL06436184GA | 2017-04-17 | 2018-04-15 | 12460 | PEDIATRIC ICU | 2007-05-19 | USD | 10335.04 | Active | UNIVERSITY NEW MEXICO HOSPITAL
0000058662 | 1439905 | GE HEALTHCARE | SOLAR 8000I | SOLAR 8000I | MONITORING SYSTEMS/ PHYSIOLOGIC |  | 428875 | SBL06436187GA | 2017-04-14 | 2018-04-15 | 12460 | PEDIATRIC ICU | 2007-05-19 | USD | 10335.04 | Active | UNIVERSITY NEW MEXICO HOSPITAL
0000058661 | 1143294 | GE HEALTHCARE | SOLAR 8000I | SOLAR 8000I | MONITORING SYSTEMS/ PHYSIOLOGIC |  | 428875 | SBL06436189GA | 2017-04-17 | 2018-04-15 | 12460 | PEDIATRIC ICU | 2007-05-19 | USD | 10335.04 | Active | UNIVERSITY NEW MEXICO HOSPITAL
0000058660 | 1439889 | GE HEALTHCARE | SOLAR 8000I | SOLAR 8000I | MONITORING SYSTEMS/ PHYSIOLOGIC |  | 428875 | SBL06436183GA | 2017-04-18 | 2018-04-15 | 12460 | PEDIATRIC ICU | 2007-05-19 | USD | 10335.04 | Active | UNIVERSITY NEW MEXICO HOSPITAL
0000058678 | 1004426 | GE HEALTHCARE | TRAM (451N) | TRAM (451N) | MODULES/ MULTIPARAMETERS |  | 428875 | SBB06442708GA |  | 2017-06-15 | 15000 | OPERATING ROOM | 2007-05-19 | USD | 6435 | Active | UNIVERSITY NEW MEXICO HOSPITAL
0000058677 | 1218459 | GE HEALTHCARE | TRAM (451N) | TRAM (451N) | MODULES/ MULTIPARAMETERS |  | 428875 | SBB06442700GA |  | 2017-06-15 | 12460 | PEDIATRIC ICU | 2007-05-19 | USD | 6435 | Active | UNIVERSITY NEW MEXICO HOSPITAL
0000058676 | 1040859 | GE HEALTHCARE | TRAM (451N) | TRAM (451N) | MODULES/ MULTIPARAMETERS |  | 428875 | SBB06442686GA |  | 2017-06-15 | 12460 | PEDIATRIC ICU | 2007-05-19 | USD | 6435 | Active | UNIVERSITY NEW MEXICO HOSPITAL
0000058675 | 1143390 | GE HEALTHCARE | TRAM (451N) | TRAM (451N) | MODULES/ MULTIPARAMETERS |  | 428875 | SBB06442684GA |  | 2017-06-15 | 12460 | PEDIATRIC ICU | 2007-05-19 | USD | 6435 | Active | UNIVERSITY NEW MEXICO HOSPITAL
0000058674 | 1004201 | GE HEALTHCARE | TRAM (451N) | TRAM (451N) | MODULES/ MULTIPARAMETERS |  | 428875 | SBB06442691GA |  | 2017-06-15 | 12460 | PEDIATRIC ICU | 2007-05-19 | USD | 6435 | Active | UNIVERSITY NEW MEXICO HOSPITAL
0000058673 | 1144961 | GE HEALTHCARE | TRAM (451N) | TRAM (451N) | MODULES/ MULTIPARAMETERS |  | 428875 | SBB06442706GA |  | 2017-06-15 | 12455 | NEWBORN ICU | 2007-05-19 | USD | 6435 | Active | UNIVERSITY NEW MEXICO HOSPITAL
0000058672 | 1077748 | GE HEALTHCARE | TRAM (451N) | TRAM (451N) | MODULES/ MULTIPARAMETERS |  | 428875 | SBB06442695GA |  | 2017-06-15 | 12460 | PEDIATRIC ICU | 2007-05-19 | USD | 6435 | Active | UNIVERSITY NEW MEXICO HOSPITAL
0000058671 | 1144968 | GE HEALTHCARE | TRAM (451N) | TRAM (451N) | MODULES/ MULTIPARAMETERS |  | 428875 | SBB06442709GA |  | 2017-06-15 | 12460 | PEDIATRIC ICU | 2007-05-19 | USD | 6435 | Active | UNIVERSITY NEW MEXICO HOSPITAL
0000060038 | 1439605 | GE HEALTHCARE | 2025280-001 | 2025280-001 | MONITORS/ VIDEO |  | 428875 | DTG370J0294 |  | 2017-06-15 | 12430 | GENERAL PEDIATRICS UNIT | 2007-05-18 | USD | 1584 | Active | UNIVERSITY NEW MEXICO HOSPITAL
0000060039 | 1085677 | GE HEALTHCARE | CIC PRO | CIC PRO | MONITORS/ CENTRAL STATION |  | 428875 | JA106486181GA | 2017-04-18 | 2018-04-15 | 12430 | GENERAL PEDIATRICS UNIT | 2007-05-18 | USD | 45282.6 | Active | UNIVERSITY NEW MEXICO HOSPITAL
0000060066 | 1143293 | GE HEALTHCARE | DASH 4000 | DASH 4000 | MONITORING SYSTEMS/ PHYSIOLOGIC |  | BBRP | SBG06451655GA | 2017-04-19 | 2018-04-15 | 12430 | GENERAL PEDIATRICS UNIT | 2007-05-18 | USD | 0.01 | Active | UNIVERSITY NEW MEXICO HOSPITAL
0000060065 | 1143038 | GE HEALTHCARE | DASH 4000 | DASH 4000 | MONITORING SYSTEMS/ PHYSIOLOGIC |  | BBRP | SBG06462141GA | 2017-04-19 | 2018-04-15 | 12430 | GENERAL PEDIATRICS UNIT | 2007-05-18 | USD | 0.01 | Active | UNIVERSITY NEW MEXICO HOSPITAL
0000060064 | 1143101 | GE HEALTHCARE | DASH 4000 | DASH 4000 | MONITORING SYSTEMS/ PHYSIOLOGIC |  | 428875 | SBG06451659GA | 2017-04-20 | 2018-04-15 | 12430 | GENERAL PEDIATRICS UNIT | 2007-05-18 | USD | 10504.98 | Active | UNIVERSITY NEW MEXICO HOSPITAL
0000060063 | 1143072 | GE HEALTHCARE | DASH 4000 | DASH 4000 | MONITORING SYSTEMS/ PHYSIOLOGIC |  | 428875 | SBG06451657GA | 2017-04-18 | 2018-04-15 | 12430 | GENERAL PEDIATRICS UNIT | 2007-05-18 | USD | 10504.98 | Active | UNIVERSITY NEW MEXICO HOSPITAL
0000060062 | 1085680 | GE HEALTHCARE | DASH 4000 | DASH 4000 | MONITORING SYSTEMS/ PHYSIOLOGIC |  | 428875 | SBG06462132GA | 2017-04-17 | 2018-04-15 | 12430 | GENERAL PEDIATRICS UNIT | 2007-05-18 | USD | 10504.98 | Active | UNIVERSITY NEW MEXICO HOSPITAL
0000060061 | 1085669 | GE HEALTHCARE | DASH 4000 | DASH 4000 | MONITORING SYSTEMS/ PHYSIOLOGIC |  | 428875 | SBG06452040GA | 2017-04-17 | 2018-04-15 | 12430 | GENERAL PEDIATRICS UNIT | 2007-05-18 | USD | 10504.98 | Active | UNIVERSITY NEW MEXICO HOSPITAL
0000060060 | 1085675 | GE HEALTHCARE | DASH 4000 | DASH 4000 | MONITORING SYSTEMS/ PHYSIOLOGIC |  | 428875 | SBG06451558GA | 2017-04-25 | 2018-04-15 | 12430 | GENERAL PEDIATRICS UNIT | 2007-05-18 | USD | 10504.98 | Active | UNIVERSITY NEW MEXICO HOSPITAL
0000060059 | 1143071 | GE HEALTHCARE | DASH 4000 | DASH 4000 | MONITORING SYSTEMS/ PHYSIOLOGIC |  | 428875 | SBG06451950GA | 2017-04-18 | 2018-04-15 | 12430 | GENERAL PEDIATRICS UNIT | 2007-05-18 | USD | 10504.98 | Active | UNIVERSITY NEW MEXICO HOSPITAL
0000060058 | 1085670 | GE HEALTHCARE | DASH 4000 | DASH 4000 | MONITORING SYSTEMS/ PHYSIOLOGIC |  | 428875 | SBG06441180GA | 2017-04-25 | 2018-04-15 | 12430 | GENERAL PEDIATRICS UNIT | 2007-05-18 | USD | 10504.98 | Active | UNIVERSITY NEW MEXICO HOSPITAL
0000060057 | 1143104 | GE HEALTHCARE | DASH 4000 | DASH 4000 | MONITORING SYSTEMS/ PHYSIOLOGIC |  | 428875 | SBG06462142GA | 2017-04-20 | 2018-04-15 | 12430 | GENERAL PEDIATRICS UNIT | 2007-05-18 | USD | 10504.98 | Active | UNIVERSITY NEW MEXICO HOSPITAL
0000060056 | 1143040 | GE HEALTHCARE | DASH 4000 | DASH 4000 | MONITORING SYSTEMS/ PHYSIOLOGIC |  | 428875 | SBG06462131GA | 2017-04-18 | 2018-04-15 | 12430 | GENERAL PEDIATRICS UNIT | 2007-05-18 | USD | 10504.98 | Active | UNIVERSITY NEW MEXICO HOSPITAL
0000060055 | 1143070 | GE HEALTHCARE | DASH 4000 | DASH 4000 | MONITORING SYSTEMS/ PHYSIOLOGIC |  | 428875 | SBG06451639GA | 2017-04-17 | 2018-04-15 | 12430 | GENERAL PEDIATRICS UNIT | 2007-05-18 | USD | 10504.98 | Active | UNIVERSITY NEW MEXICO HOSPITAL
0000060054 | 1143068 | GE HEALTHCARE | DASH 4000 | DASH 4000 | MONITORING SYSTEMS/ PHYSIOLOGIC |  | 428875 | SBG06451653GA | 2017-04-18 | 2018-04-15 | 12430 | GENERAL PEDIATRICS UNIT | 2007-05-18 | USD | 10504.98 | Active | UNIVERSITY NEW MEXICO HOSPITAL
0000060084 | 1439677 | GE HEALTHCARE | DASH 4000 | DASH 4000 | MONITORING SYSTEMS/ PHYSIOLOGIC |  | 428875 | SBG06462452GA | 2017-04-12 | 2018-04-15 | 12410 | PEDIATRIC SPECIALTY CARE | 2007-05-18 | USD | 10948.57 | Active | UNIVERSITY NEW MEXICO HOSPITAL
0000060083 | 1439673 | GE HEALTHCARE | DASH 4000 | DASH 4000 | MONITORING SYSTEMS/ PHYSIOLOGIC |  | 428875 | SBG06451695GA | 2017-04-12 | 2018-04-15 | 12410 | PEDIATRIC SPECIALTY CARE | 2007-05-18 | USD | 10948.57 | Active | UNIVERSITY NEW MEXICO HOSPITAL
0000060082 | 1439671 | GE HEALTHCARE | DASH 4000 | DASH 4000 | MONITORING SYSTEMS/ PHYSIOLOGIC |  | 428875 | SBG006462731GB | 2017-04-26 | 2018-04-15 | 12410 | PEDIATRIC SPECIALTY CARE | 2007-05-18 | USD | 10948.57 | Active | UNIVERSITY NEW MEXICO HOSPITAL
0000060053 | 1143103 | GE HEALTHCARE | DASH 4000 | DASH 4000 | MONITORING SYSTEMS/ PHYSIOLOGIC |  | 428875 | SBG06451554GA | 2017-04-20 | 2018-04-15 | 12430 | GENERAL PEDIATRICS UNIT | 2007-05-18 | USD | 10504.98 | Active | UNIVERSITY NEW MEXICO HOSPITAL
0000060052 | 1085665 | GE HEALTHCARE | DASH 4000 | DASH 4000 | MONITORING SYSTEMS/ PHYSIOLOGIC |  | 428875 | SBG06451700GA | 2017-04-20 | 2018-04-15 | 12430 | GENERAL PEDIATRICS UNIT | 2007-05-18 | USD | 10504.98 | Active | UNIVERSITY NEW MEXICO HOSPITAL
0000060051 | 1085664 | GE HEALTHCARE | DASH 4000 | DASH 4000 | MONITORING SYSTEMS/ PHYSIOLOGIC |  | 428875 | SBG06451702GA | 2017-04-18 | 2018-04-15 | 12430 | GENERAL PEDIATRICS UNIT | 2007-05-18 | USD | 10504.98 | Active | UNIVERSITY NEW MEXICO HOSPITAL
0000060081 | 1439675 | GE HEALTHCARE | DASH 4000 | DASH 4000 | MONITORING SYSTEMS/ PHYSIOLOGIC |  | 428875 | SBG06462705GA | 2017-04-26 | 2018-04-15 | 12410 | PEDIATRIC SPECIALTY CARE | 2007-05-18 | USD | 10948.57 | Active | UNIVERSITY NEW MEXICO HOSPITAL
0000060080 | 1143087 | GE HEALTHCARE | DASH 4000 | DASH 4000 | MONITORING SYSTEMS/ PHYSIOLOGIC |  | 428875 | SBG06451720GA | 2017-04-26 | 2018-04-15 | 12410 | PEDIATRIC SPECIALTY CARE | 2007-05-18 | USD | 10948.57 | Active | UNIVERSITY NEW MEXICO HOSPITAL
0000060079 | 1439666 | GE HEALTHCARE | DASH 4000 | DASH 4000 | MONITORING SYSTEMS/ PHYSIOLOGIC |  | 428875 | SBG06451810GA | 2017-04-26 | 2018-04-15 | 12410 | PEDIATRIC SPECIALTY CARE | 2007-05-18 | USD | 10948.57 | Active | UNIVERSITY NEW MEXICO HOSPITAL
0000060050 | 1085678 | GE HEALTHCARE | DASH 4000 | DASH 4000 | MONITORING SYSTEMS/ PHYSIOLOGIC |  | 428875 | SBG06451708GA | 2017-04-18 | 2018-04-15 | 12430 | GENERAL PEDIATRICS UNIT | 2007-05-18 | USD | 10504.98 | Active | UNIVERSITY NEW MEXICO HOSPITAL
0000060049 | 1143102 | GE HEALTHCARE | DASH 4000 | DASH 4000 | MONITORING SYSTEMS/ PHYSIOLOGIC |  | 428875 | SBG06462130GA | 2017-04-17 | 2018-04-15 | 12430 | GENERAL PEDIATRICS UNIT | 2007-05-18 | USD | 10504.98 | Active | UNIVERSITY NEW MEXICO HOSPITAL
0000060048 | 1085676 | GE HEALTHCARE | DASH 4000 | DASH 4000 | MONITORING SYSTEMS/ PHYSIOLOGIC |  | 428875 | SBG06388161GA | 2017-04-17 | 2018-04-15 | 12430 | GENERAL PEDIATRICS UNIT | 2007-05-18 | USD | 10504.98 | Active | UNIVERSITY NEW MEXICO HOSPITAL
0000060078 | 1143082 | GE HEALTHCARE | DASH 4000 | DASH 4000 | MONITORING SYSTEMS/ PHYSIOLOGIC |  | 428875 | SBG06451694GA | 2017-04-26 | 2018-04-15 | 12410 | PEDIATRIC SPECIALTY CARE | 2007-05-18 | USD | 10948.57 | Active | UNIVERSITY NEW MEXICO HOSPITAL
0000060077 | 1144702 | GE HEALTHCARE | DASH 4000 | DASH 4000 | MONITORING SYSTEMS/ PHYSIOLOGIC |  | 428875 | SBG06462665GA | 2017-04-27 | 2018-04-15 | 12410 | PEDIATRIC SPECIALTY CARE | 2007-05-18 | USD | 10948.57 | Active | UNIVERSITY NEW MEXICO HOSPITAL
0000060076 | 1439669 | GE HEALTHCARE | DASH 4000 | DASH 4000 | MONITORING SYSTEMS/ PHYSIOLOGIC |  | 428875 | SBG06462733GA | 2017-04-28 | 2018-04-15 | 12410 | PEDIATRIC SPECIALTY CARE | 2007-05-18 | USD | 10948.57 | Active | UNIVERSITY NEW MEXICO HOSPITAL
0000060047 | 1085673 | GE HEALTHCARE | DASH 4000 | DASH 4000 | MONITORING SYSTEMS/ PHYSIOLOGIC |  | 428875 | SBG06462124GA | 2017-04-25 | 2018-04-15 | 12430 | GENERAL PEDIATRICS UNIT | 2007-05-18 | USD | 10504.98 | Active | UNIVERSITY NEW MEXICO HOSPITAL
0000060046 | 1143042 | GE HEALTHCARE | DASH 4000 | DASH 4000 | MONITORING SYSTEMS/ PHYSIOLOGIC |  | 428875 | SBG06451636GA | 2017-04-18 | 2018-04-15 | 12430 | GENERAL PEDIATRICS UNIT | 2007-05-18 | USD | 10504.98 | Active | UNIVERSITY NEW MEXICO HOSPITAL
0000060045 | 1143066 | GE HEALTHCARE | DASH 4000 | DASH 4000 | MONITORING SYSTEMS/ PHYSIOLOGIC |  | 428875 | SBG06451706GA | 2017-04-17 | 2018-04-15 | 12430 | GENERAL PEDIATRICS UNIT | 2007-05-18 | USD | 10504.98 | Active | UNIVERSITY NEW MEXICO HOSPITAL
0000060075 | 1077654 | GE HEALTHCARE | DASH 4000 | DASH 4000 | MONITORING SYSTEMS/ PHYSIOLOGIC |  | 428875 | SBG06451712GA | 2017-04-28 | 2018-04-15 | 12410 | PEDIATRIC SPECIALTY CARE | 2007-05-18 | USD | 10948.57 | Active | UNIVERSITY NEW MEXICO HOSPITAL
0000060044 | 1085679 | GE HEALTHCARE | DASH 4000 | DASH 4000 | MONITORING SYSTEMS/ PHYSIOLOGIC |  | 428875 | SBG06233549GA | 2017-04-17 | 2018-04-15 | 12430 | GENERAL PEDIATRICS UNIT | 2007-05-18 | USD | 10504.98 | Active | UNIVERSITY NEW MEXICO HOSPITAL
0000060043 | 1143292 | GE HEALTHCARE | DASH 4000 | DASH 4000 | MONITORING SYSTEMS/ PHYSIOLOGIC |  | 428875 | SBG06233607GA | 2017-04-17 | 2018-04-15 | 12430 | GENERAL PEDIATRICS UNIT | 2007-05-18 | USD | 10504.98 | Active | UNIVERSITY NEW MEXICO HOSPITAL
0000060042 | 1077377 | GE HEALTHCARE | DASH 4000 | DASH 4000 | MONITORING SYSTEMS/ PHYSIOLOGIC |  | BBRP | SBG06233566GA | 2017-04-25 | 2018-04-15 | 12430 | GENERAL PEDIATRICS UNIT | 2007-05-18 | USD | 0.01 | Active | UNIVERSITY NEW MEXICO HOSPITAL
0000060041 | 1143065 | GE HEALTHCARE | DASH 4000 | DASH 4000 | MONITORING SYSTEMS/ PHYSIOLOGIC |  | BBRP | SBG06233559GA | 2017-04-18 | 2018-04-15 | 12430 | GENERAL PEDIATRICS UNIT | 2007-05-18 | USD | 0.01 | Active | UNIVERSITY NEW MEXICO HOSPITAL
0000060040 | 1439606 | GE HEALTHCARE | PRN 50-M | 418331-002 | RECORDERS |  | 428875 | RPV06458927GA |  | 2017-06-15 | 12430 | GENERAL PEDIATRICS UNIT | 2007-05-18 | USD | 1448.7 | Active | UNIVERSITY NEW MEXICO HOSPITAL
0000060035 | 1422308 | GE HEALTHCARE | PRN 50-M | 418331-002 | RECORDERS |  | 428875 | RPV06458959GA |  | 2017-06-15 | 21020 | PEDIATRIC EMERGENCY DEPARTMENT | 2007-05-17 | USD | 1488.3 | Active | UNIVERSITY NEW MEXICO HOSPITAL
0000060034 | 1218689 | GE HEALTHCARE | PRN 50-M | 418331-002 | RECORDERS |  | 428875 | RPV06458938GA |  | 2017-06-15 | 21015 | ED-NORTH | 2007-05-17 | USD | 1488.3 | Active | UNIVERSITY NEW MEXICO HOSPITAL
0000060029 | 1421950 | GE HEALTHCARE | PRN 50-M | 418331-002 | RECORDERS |  | 428875 | RPV06448831GA |  | 2017-06-15 | 21015 | ED-NORTH | 2007-05-17 | USD | 1488.3 | Active | UNIVERSITY NEW MEXICO HOSPITAL
0000060026 | 1218684 | GE HEALTHCARE | PRN 50-M | 418331-002 | RECORDERS |  | 428875 | RPV06448851GA |  | 2017-06-15 | 21015 | ED-NORTH | 2007-05-17 | USD | 1488.3 | Active | UNIVERSITY NEW MEXICO HOSPITAL
0000060021 | 1422090 | GE HEALTHCARE | PRN 50-M | 418331-002 | RECORDERS |  | 442210 | RPV07151537GA |  | 2017-06-15 | 12110 | NEUROSCIENCE ICU | 2007-05-17 | USD | 1578.5 | Active | UNIVERSITY NEW MEXICO HOSPITAL
0000060020 | 1422155 | GE HEALTHCARE | PRN 50-M | 418331-002 | RECORDERS |  | 428875 | RPV06448866GA |  | 2017-06-15 | 12110 | NEUROSCIENCE ICU | 2007-05-17 | USD | 1488.3 | Active | UNIVERSITY NEW MEXICO HOSPITAL
0000060025 | 1218683 | GE HEALTHCARE | TRAM-RAC 4A | TRAM-RAC 4A | RACKS/ MODULE |  | 428875 | RST06427862GA |  | 2017-06-15 | 71030 | HEART STATION | 2007-05-17 | USD | 1801.14 | Active | UNIVERSITY NEW MEXICO HOSPITAL
0000058976 | 1422000 | GE HEALTHCARE | TRAM-RAC 4A | TRAM-RAC 4A | RACKS/ MODULE |  | 428875 | RST06427864GA |  | 2017-06-15 | 71030 | HEART STATION | 2007-05-17 | USD | 1801.14 | Active | UNIVERSITY NEW MEXICO HOSPITAL
0000058975 | 1140251 | GE HEALTHCARE | TRAM-RAC 4A | TRAM-RAC 4A | RACKS/ MODULE |  | 428875 | RST06427861GA |  | 2017-06-15 | 71030 | HEART STATION | 2007-05-17 | USD | 1801.14 | Active | UNIVERSITY NEW MEXICO HOSPITAL
0000058974 | 1140245 | GE HEALTHCARE | TRAM-RAC 4A | TRAM-RAC 4A | RACKS/ MODULE |  | 428875 | RST06427865GA |  | 2017-06-15 | 71030 | HEART STATION | 2007-05-17 | USD | 1801.14 | Active | UNIVERSITY NEW MEXICO HOSPITAL
0000058973 | 1140238 | GE HEALTHCARE | TRAM-RAC 4A | TRAM-RAC 4A | RACKS/ MODULE |  | 428875 | RST06427863GA |  | 2017-06-15 | 71030 | HEART STATION | 2007-05-17 | USD | 1801.14 | Active | UNIVERSITY NEW MEXICO HOSPITAL
0000058972 | 1218656 | GE HEALTHCARE | TRAM-RAC 4A | TRAM-RAC 4A | RACKS/ MODULE |  | 428875 | RST06427859GA |  | 2017-06-15 | 71030 | HEART STATION | 2007-05-17 | USD | 1801.14 | Active | UNIVERSITY NEW MEXICO HOSPITAL
0000058971 | 1440136 | GE HEALTHCARE | TRAM-RAC 4A | TRAM-RAC 4A | RACKS/ MODULE |  | 428875 | RST06427866GA |  | 2017-06-15 | 12455 | NEWBORN ICU | 2007-05-17 | USD | 1801.14 | Active | UNIVERSITY NEW MEXICO HOSPITAL
0000058982 | 1218663 | GE HEALTHCARE | UNITY NETWORK ID | UNITY NETWORK ID | DATA MANAGEMENT SYSTEMS/ ECG |  | 428875 | SA906434436GA |  | 2017-06-15 | 21015 | ED-NORTH | 2007-05-17 | USD | 2343 | Active | UNIVERSITY NEW MEXICO HOSPITAL
0000058981 | 1218662 | GE HEALTHCARE | UNITY NETWORK ID | UNITY NETWORK ID | DATA MANAGEMENT SYSTEMS/ ECG |  | 428875 | SA906444538GA |  | 2017-06-15 | 21015 | ED-NORTH | 2007-05-17 | USD | 2343 | Active | UNIVERSITY NEW MEXICO HOSPITAL
0000058980 | 1218661 | GE HEALTHCARE | UNITY NETWORK ID | UNITY NETWORK ID | DATA MANAGEMENT SYSTEMS/ ECG |  | 428875 | SA906444520GA |  | 2017-06-15 | 21015 | ED-NORTH | 2007-05-17 | USD | 2343 | Active | UNIVERSITY NEW MEXICO HOSPITAL
0000058979 | 1218660 | GE HEALTHCARE | UNITY NETWORK ID | UNITY NETWORK ID | DATA MANAGEMENT SYSTEMS/ ECG |  | 428875 | SA906444551 |  | 2017-06-15 | 21015 | ED-NORTH | 2007-05-17 | USD | 2343 | Active | UNIVERSITY NEW MEXICO HOSPITAL
0000058978 | 1218659 | GE HEALTHCARE | UNITY NETWORK ID | UNITY NETWORK ID | DATA MANAGEMENT SYSTEMS/ ECG |  | 428875 | SA906444515GA |  | 2017-06-15 | 21015 | ED-NORTH | 2007-05-17 | USD | 2343 | Active | UNIVERSITY NEW MEXICO HOSPITAL
0000058977 | 1218658 | GE HEALTHCARE | UNITY NETWORK ID | UNITY NETWORK ID | DATA MANAGEMENT SYSTEMS/ ECG |  | 428875 | SA906444513GA |  | 2017-06-15 | 21015 | ED-NORTH | 2007-05-17 | USD | 2343 | Active | UNIVERSITY NEW MEXICO HOSPITAL
0000060023 | 1218682 | GE HEALTHCARE | UNITY NETWORK ID | UNITY NETWORK ID | DATA MANAGEMENT SYSTEMS/ ECG |  | 428875 | SA906444546GA |  | 2017-06-15 | 21015 | ED-NORTH | 2007-05-17 | USD | 2343 | Active | UNIVERSITY NEW MEXICO HOSPITAL
0000058993 | 1004730 | GE HEALTHCARE | SOLAR 8000I | SOLAR 8000I | MONITORING SYSTEMS/ PHYSIOLOGIC |  | 428875 | SBL06436157GA | 2017-07-07 | 2018-07-15 | 21015 | ED-NORTH | 2007-05-17 | USD | 10788.78 | Active | UNIVERSITY NEW MEXICO HOSPITAL
0000058992 | 1004666 | GE HEALTHCARE | SOLAR 8000I | SOLAR 8000I | MONITORING SYSTEMS/ PHYSIOLOGIC |  | 428875 | SBL06426123GA | 2017-07-07 | 2018-07-15 | 21015 | ED-NORTH | 2007-05-17 | USD | 10788.78 | Active | UNIVERSITY NEW MEXICO HOSPITAL
0000058991 | 1004729 | GE HEALTHCARE | SOLAR 8000I | SOLAR 8000I | MONITORING SYSTEMS/ PHYSIOLOGIC |  | 428875 | SBL06426120GA | 2017-07-07 | 2018-07-15 | 21015 | ED-NORTH | 2007-05-17 | USD | 10788.78 | Active | UNIVERSITY NEW MEXICO HOSPITAL
0000058990 | 1004660 | GE HEALTHCARE | SOLAR 8000I | SOLAR 8000I | MONITORING SYSTEMS/ PHYSIOLOGIC |  | 428875 | SBL06436155GA | 2017-07-18 | 2018-07-15 | 21015 | ED-NORTH | 2007-05-17 | USD | 10788.78 | Active | UNIVERSITY NEW MEXICO HOSPITAL
0000060022 | 1004672 | GE HEALTHCARE | SOLAR 8000I | SOLAR 8000I | MONITORING SYSTEMS/ PHYSIOLOGIC |  | 428875 | SBL06426121GA | 2017-07-07 | 2018-07-15 | 21015 | ED-NORTH | 2007-05-17 | USD | 10788.78 | Active | UNIVERSITY NEW MEXICO HOSPITAL
0000058995 | 1004725 | GE HEALTHCARE | SOLAR 8000I | SOLAR 8000I | MONITORING SYSTEMS/ PHYSIOLOGIC |  | 428875 | SBL06426122GA | 2017-07-11 | 2018-07-15 | 21015 | ED-NORTH | 2007-05-17 | USD | 10788.78 | Active | UNIVERSITY NEW MEXICO HOSPITAL
0000058994 | 1004723 | GE HEALTHCARE | SOLAR 8000I | SOLAR 8000I | MONITORING SYSTEMS/ PHYSIOLOGIC |  | 428875 | SBL06436156GA | 2017-07-11 | 2018-07-15 | 21015 | ED-NORTH | 2007-05-17 | USD | 10788.78 | Active | UNIVERSITY NEW MEXICO HOSPITAL
0000060024 | 1140239 | GE HEALTHCARE | TRAM (451N) | TRAM (451N) | MODULES/ MULTIPARAMETERS |  | 428875 | SBB06442718GA |  | 2017-06-15 | 15045 | PACU - BBRP | 2007-05-17 | USD | 6435 | Active | UNIVERSITY NEW MEXICO HOSPITAL
0000058968 | 1440467 | GE HEALTHCARE | TRAM (451N) | TRAM (451N) | MODULES/ MULTIPARAMETERS |  | 428875 | SBB06422458GA |  | 2017-06-15 | 71030 | HEART STATION | 2007-05-17 | USD | 6435 | Active | UNIVERSITY NEW MEXICO HOSPITAL
0000058967 | 1218651 | GE HEALTHCARE | TRAM (451N) | TRAM (451N) | MODULES/ MULTIPARAMETERS |  | 428875 | SBB06442715GA |  | 2017-06-15 | 21015 | ED-NORTH | 2007-05-17 | USD | 6435 | Active | UNIVERSITY NEW MEXICO HOSPITAL
0000058966 | 1143275 | GE HEALTHCARE | TRAM (451N) | TRAM (451N) | MODULES/ MULTIPARAMETERS |  | 428875 | SBB06432658GA |  | 2017-06-15 | 95700 | CLINICAL ENGINEERING | 2007-05-17 | USD | 6435 | Active | UNIVERSITY NEW MEXICO HOSPITAL
0000058965 | 1218650 | GE HEALTHCARE | TRAM (451N) | TRAM (451N) | MODULES/ MULTIPARAMETERS |  | 428875 | SBB06442689GA |  | 2017-06-15 | 71030 | HEART STATION | 2007-05-17 | USD | 6435 | Active | UNIVERSITY NEW MEXICO HOSPITAL
0000058964 | 1218649 | GE HEALTHCARE | TRAM (451N) | TRAM (451N) | MODULES/ MULTIPARAMETERS |  | 428875 | SBB0643266GA |  | 2017-06-15 | 71030 | HEART STATION | 2007-05-17 | USD | 6435 | Active | UNIVERSITY NEW MEXICO HOSPITAL
0000058963 | 1218648 | GE HEALTHCARE | TRAM (451N) | TRAM (451N) | MODULES/ MULTIPARAMETERS |  | 428875 | SBB06442707GA |  | 2017-06-15 | 15500 | OSIS OPERATING ROOM | 2007-05-17 | USD | 6435 | Active | UNIVERSITY NEW MEXICO HOSPITAL
0000060033 | 1218688 | GE HEALTHCARE | 2025280-001 | 2025280-001 | MONITORS/ VIDEO |  | 428875 | DTG420J0424 |  | 2017-06-15 | 21030 | ER OBSERVATION | 2007-05-17 | USD | 1584 | Active | UNIVERSITY NEW MEXICO HOSPITAL
0000060031 | 1421951 | GE HEALTHCARE | 2025280-001 | 2025280-001 | MONITORS/ VIDEO |  | 428875 | DTG420J0385 |  | 2017-06-15 | 21015 | ED-NORTH | 2007-05-17 | USD | 1584 | Active | UNIVERSITY NEW MEXICO HOSPITAL
0000060027 | 1422147 | GE HEALTHCARE | 2025280-001 | 2025280-001 | MONITORS/ VIDEO |  | 428875 | DTG420J0434 |  | 2017-06-15 | 71030 | HEART STATION | 2007-05-17 | USD | 1584 | Active | UNIVERSITY NEW MEXICO HOSPITAL
0000060019 | 1422156 | GE HEALTHCARE | 2025280-001 | 2025280-001 | MONITORS/ VIDEO |  | 420173 | DTG370J0307 |  | 2017-06-15 | 12110 | NEUROSCIENCE ICU | 2007-05-17 | USD | 1680 | Active | UNIVERSITY NEW MEXICO HOSPITAL
0000060036 | 1004060 | GE HEALTHCARE | CIC PRO | CIC PRO | MONITORS/ CENTRAL STATION |  | 428875 | JA106486180GA | 2016-07-29 | 2017-07-15 | 21020 | PEDIATRIC EMERGENCY DEPARTMENT | 2007-05-17 | USD | 29040 | Active | UNIVERSITY NEW MEXICO HOSPITAL
0000060032 | 1004763 | GE HEALTHCARE | CIC PRO | CIC PRO | MONITORS/ CENTRAL STATION |  | 428875 | JA106486192GA | 2016-07-26 | 2017-07-15 | 21015 | ED-NORTH | 2007-05-17 | USD | 33297 | Active | UNIVERSITY NEW MEXICO HOSPITAL
0000060030 | 1140185 | GE HEALTHCARE | CIC PRO | CIC PRO | MONITORS/ CENTRAL STATION |  | 428875 | JA106486179GA | 2017-07-18 | 2018-07-15 | 21015 | ED-NORTH | 2007-05-17 | USD | 45259.95 | Active | UNIVERSITY NEW MEXICO HOSPITAL
0000060028 | 1140138 | GE HEALTHCARE | CIC PRO | CIC PRO | MONITORS/ CENTRAL STATION |  | 428875 | JA106486205GA | 2017-07-18 | 2018-07-15 | 21015 | ED-NORTH | 2007-05-17 | USD | 45259.59 | Active | UNIVERSITY NEW MEXICO HOSPITAL
0000060018 | 1003668 | GE HEALTHCARE | CIC PRO | CIC PRO | MONITORS/ CENTRAL STATION |  | 420173 | JA106486245GA | 2016-07-28 | 2017-07-15 | 12110 | NEUROSCIENCE ICU | 2007-05-17 | USD | 16621.5 | Active | UNIVERSITY NEW MEXICO HOSPITAL
0000058315 | 1218236 | GERMFREE LABORATORIES INC | LFGI-3USP | LFGI-3USP | HOODS/ ISOLATION/ LAMINAR AIR FLOW |  | 440395 | 3S-15-LG-12967 | 2017-05-30 | 2017-11-15 | 77010 | PHARMACY - INPATIENT | 2007-05-16 | USD | 19659.97 | Active | UNIVERSITY NEW MEXICO HOSPITAL
0000058947 | 1004668 | GE HEALTHCARE | DASH 4000 | DASH 4000 | MONITORING SYSTEMS/ PHYSIOLOGIC |  | 428875 | SBG06462127GA | 2017-07-19 | 2018-07-15 | 21030 | ER OBSERVATION | 2007-05-12 | USD | 10774.71 | Active | UNIVERSITY NEW MEXICO HOSPITAL
0000058946 | 1004061 | GE HEALTHCARE | DASH 4000 | DASH 4000 | MONITORING SYSTEMS/ PHYSIOLOGIC |  | 428875 | SBG06451656GA | 2017-07-13 | 2018-07-15 | 21015 | ED-NORTH | 2007-05-12 | USD | 10774.71 | Active | UNIVERSITY NEW MEXICO HOSPITAL
0000058989 | 1004693 | GE HEALTHCARE | DASH 4000 | DASH 4000 | MONITORING SYSTEMS/ PHYSIOLOGIC |  | 428875 | SBG06452046GA | 2017-07-11 | 2018-07-15 | 21020 | PEDIATRIC EMERGENCY DEPARTMENT | 2007-05-12 | USD | 10234.25 | Active | UNIVERSITY NEW MEXICO HOSPITAL
0000058988 | 1004059 | GE HEALTHCARE | DASH 4000 | DASH 4000 | MONITORING SYSTEMS/ PHYSIOLOGIC |  | 428875 | SBG06452039GA | 2017-07-12 | 2018-07-15 | 21020 | PEDIATRIC EMERGENCY DEPARTMENT | 2007-05-12 | USD | 10234.25 | Active | UNIVERSITY NEW MEXICO HOSPITAL
98030 | 14211621 | GE HEALTHCARE | DASH 4000 | DASH 4000 | MONITORING SYSTEMS/ PHYSIOLOGIC |  | 428875 | SBG06462120GA | 2017-07-13 | 2018-07-15 | 21015 | ED-NORTH | 2007-05-12 | USD | 10774.71 | Active | UNIVERSITY NEW MEXICO HOSPITAL
0000058944 | 1421952 | GE HEALTHCARE | DASH 4000 | DASH 4000 | MONITORING SYSTEMS/ PHYSIOLOGIC |  | 428875 | SBG06462140GA | 2017-07-06 | 2018-07-15 | 21030 | ER OBSERVATION | 2007-05-12 | USD | 10774.71 | Active | UNIVERSITY NEW MEXICO HOSPITAL
0000058943 | 1004731 | GE HEALTHCARE | DASH 4000 | DASH 4000 | MONITORING SYSTEMS/ PHYSIOLOGIC |  | 428875 | SBG06462134GA | 2017-07-12 | 2018-07-15 | 21030 | ER OBSERVATION | 2007-05-12 | USD | 10774.71 | Active | UNIVERSITY NEW MEXICO HOSPITAL
0000058987 | 1003659 | GE HEALTHCARE | DASH 4000 | DASH 4000 | MONITORING SYSTEMS/ PHYSIOLOGIC |  | 428875 | SBG06452030GA | 2017-07-13 | 2018-07-15 | 21020 | PEDIATRIC EMERGENCY DEPARTMENT | 2007-05-12 | USD | 10234.25 | Active | UNIVERSITY NEW MEXICO HOSPITAL
0000058986 | 1003658 | GE HEALTHCARE | DASH 4000 | DASH 4000 | MONITORING SYSTEMS/ PHYSIOLOGIC |  | 428875 | SBG06462129GA | 2017-07-13 | 2018-07-15 | 21020 | PEDIATRIC EMERGENCY DEPARTMENT | 2007-05-12 | USD | 10234.25 | Active | UNIVERSITY NEW MEXICO HOSPITAL
0000058985 | 1003657 | GE HEALTHCARE | DASH 4000 | DASH 4000 | MONITORING SYSTEMS/ PHYSIOLOGIC |  | 428875 | SBG06452042GA | 2017-07-12 | 2018-07-15 | 21020 | PEDIATRIC EMERGENCY DEPARTMENT | 2007-05-12 | USD | 10234.25 | Active | UNIVERSITY NEW MEXICO HOSPITAL
0000058942 | 1003694 | GE HEALTHCARE | DASH 4000 | DASH 4000 | MONITORING SYSTEMS/ PHYSIOLOGIC |  | 428875 | SBG06462667GA | 2017-07-12 | 2018-07-15 | 21015 | ED-NORTH | 2007-05-12 | USD | 10774.71 | Active | UNIVERSITY NEW MEXICO HOSPITAL
0000058941 | 1004751 | GE HEALTHCARE | DASH 4000 | DASH 4000 | MONITORING SYSTEMS/ PHYSIOLOGIC |  | 428875 | SBG06462137GA | 2017-07-13 | 2018-07-15 | 21030 | ER OBSERVATION | 2007-05-12 | USD | 10774.71 | Active | UNIVERSITY NEW MEXICO HOSPITAL
0000058940 | 1421970 | GE HEALTHCARE | DASH 4000 | DASH 4000 | MONITORING SYSTEMS/ PHYSIOLOGIC |  | 428875 | SBG06462653GA | 2017-07-12 | 2018-07-15 | 21030 | ER OBSERVATION | 2007-05-12 | USD | 10774.71 | Active | UNIVERSITY NEW MEXICO HOSPITAL
0000060005 | 1004695 | GE HEALTHCARE | DASH 4000 | DASH 4000 | MONITORING SYSTEMS/ PHYSIOLOGIC |  | 428875 | SBG06452031GA | 2016-07-20 | 2017-07-15 | 21020 | PEDIATRIC EMERGENCY DEPARTMENT | 2007-05-12 | USD | 10234.25 | Active | UNIVERSITY NEW MEXICO HOSPITAL
0000058984 | 1004691 | GE HEALTHCARE | DASH 4000 | DASH 4000 | MONITORING SYSTEMS/ PHYSIOLOGIC |  | 428875 | SBG06462311GA | 2017-07-10 | 2018-07-15 | 21020 | PEDIATRIC EMERGENCY DEPARTMENT | 2007-05-12 | USD | 10234.25 | Active | UNIVERSITY NEW MEXICO HOSPITAL
0000058983 | 1004690 | GE HEALTHCARE | DASH 4000 | DASH 4000 | MONITORING SYSTEMS/ PHYSIOLOGIC |  | 428875 | SBG06462135GA | 2017-07-11 | 2018-07-15 | 21020 | PEDIATRIC EMERGENCY DEPARTMENT | 2007-05-12 | USD | 10234.25 | Active | UNIVERSITY NEW MEXICO HOSPITAL
0000058939 | 1004758 | GE HEALTHCARE | DASH 4000 | DASH 4000 | MONITORING SYSTEMS/ PHYSIOLOGIC |  | 428875 | SBG06452038GA | 2017-07-12 | 2018-07-15 | 21030 | ER OBSERVATION | 2007-05-12 | USD | 10774.71 | Active | UNIVERSITY NEW MEXICO HOSPITAL
0000058909 | 1421957 | GE HEALTHCARE | DASH 4000 | DASH 4000 | MONITORING SYSTEMS/ PHYSIOLOGIC |  | 428875 | SBG06462637GA | 2017-07-13 | 2018-07-15 | 21015 | ED-NORTH | 2007-05-12 | USD | 10350.54 | Active | UNIVERSITY NEW MEXICO HOSPITAL
0000058908 | 1004733 | GE HEALTHCARE | DASH 4000 | DASH 4000 | MONITORING SYSTEMS/ PHYSIOLOGIC |  | 428875 | SBG06462312GA | 2017-07-13 | 2018-07-15 | 21015 | ED-NORTH | 2007-05-12 | USD | 10350.54 | Active | UNIVERSITY NEW MEXICO HOSPITAL
0000060004 | 1004058 | GE HEALTHCARE | DASH 4000 | DASH 4000 | MONITORING SYSTEMS/ PHYSIOLOGIC |  | 428875 | SBG06451654GA | 2017-07-11 | 2018-07-15 | 21015 | ED-NORTH | 2007-05-12 | USD | 10234.25 | Active | UNIVERSITY NEW MEXICO HOSPITAL
0000060003 | 1004694 | GE HEALTHCARE | DASH 4000 | DASH 4000 | MONITORING SYSTEMS/ PHYSIOLOGIC |  | 428875 | SBG06452037GA | 2017-07-18 | 2018-07-15 | 21020 | PEDIATRIC EMERGENCY DEPARTMENT | 2007-05-12 | USD | 10234.25 | Active | UNIVERSITY NEW MEXICO HOSPITAL
0000060002 | 1003683 | GE HEALTHCARE | DASH 4000 | DASH 4000 | MONITORING SYSTEMS/ PHYSIOLOGIC |  | 428875 | SBG06419352GA | 2017-07-11 | 2018-07-15 | 21020 | PEDIATRIC EMERGENCY DEPARTMENT | 2007-05-12 | USD | 10234.25 | Active | UNIVERSITY NEW MEXICO HOSPITAL
0000058907 | 1004734 | GE HEALTHCARE | DASH 4000 | DASH 4000 | MONITORING SYSTEMS/ PHYSIOLOGIC |  | 428875 | SBG06462302GA | 2017-07-13 | 2018-07-15 | 21015 | ED-NORTH | 2007-05-12 | USD | 10350.54 | Active | UNIVERSITY NEW MEXICO HOSPITAL
0000058906 | 1004754 | GE HEALTHCARE | DASH 4000 | DASH 4000 | MONITORING SYSTEMS/ PHYSIOLOGIC |  | 428875 | SBG06462658GA | 2017-07-11 | 2018-07-15 | 21015 | ED-NORTH | 2007-05-12 | USD | 10350.54 | Active | UNIVERSITY NEW MEXICO HOSPITAL
0000058905 | 1140171 | GE HEALTHCARE | DASH 4000 | DASH 4000 | MONITORING SYSTEMS/ PHYSIOLOGIC |  | 428875 | SBG06462651GA | 2017-07-13 | 2018-07-15 | 21015 | ED-NORTH | 2007-05-12 | USD | 10350.54 | Active | UNIVERSITY NEW MEXICO HOSPITAL
0000060001 | 1004692 | GE HEALTHCARE | DASH 4000 | DASH 4000 | MONITORING SYSTEMS/ PHYSIOLOGIC |  | 428875 | SBG06452029GA | 2017-07-11 | 2018-07-15 | 21020 | PEDIATRIC EMERGENCY DEPARTMENT | 2007-05-12 | USD | 10234.25 | Active | UNIVERSITY NEW MEXICO HOSPITAL
0000058904 | 1004667 | GE HEALTHCARE | DASH 4000 | DASH 4000 | MONITORING SYSTEMS/ PHYSIOLOGIC |  | 428875 | SBG06452043GA | 2017-07-13 | 2018-07-15 | 21015 | ED-NORTH | 2007-05-12 | USD | 10350.54 | Active | UNIVERSITY NEW MEXICO HOSPITAL
0000058903 | 1140148 | GE HEALTHCARE | DASH 4000 | DASH 4000 | MONITORING SYSTEMS/ PHYSIOLOGIC |  | 428875 | SBG06462308GA | 2017-07-13 | 2018-07-15 | 21015 | ED-NORTH | 2007-05-12 | USD | 10350.54 | Active | UNIVERSITY NEW MEXICO HOSPITAL
0000058902 | 1422194 | GE HEALTHCARE | DASH 4000 | DASH 4000 | MONITORING SYSTEMS/ PHYSIOLOGIC |  | 428875 | SBG06462136GA | 2017-07-13 | 2018-07-15 | 21015 | ED-NORTH | 2007-05-12 | USD | 10350.54 | Active | UNIVERSITY NEW MEXICO HOSPITAL
0000058901 | 1140145 | GE HEALTHCARE | DASH 4000 | DASH 4000 | MONITORING SYSTEMS/ PHYSIOLOGIC |  | 428875 | SBG06451539GA | 2017-07-13 | 2018-07-15 | 21015 | ED-NORTH | 2007-05-12 | USD | 10350.54 | Active | UNIVERSITY NEW MEXICO HOSPITAL
0000058900 | 1140144 | GE HEALTHCARE | DASH 4000 | DASH 4000 | MONITORING SYSTEMS/ PHYSIOLOGIC |  | 428875 | SBG06451648GA | 2017-07-12 | 2018-07-15 | 21015 | ED-NORTH | 2007-05-12 | USD | 10350.54 | Active | UNIVERSITY NEW MEXICO HOSPITAL
0000058899 | 1140143 | GE HEALTHCARE | DASH 4000 | DASH 4000 | MONITORING SYSTEMS/ PHYSIOLOGIC |  | 428875 | SBG06451643GA | 2017-07-12 | 2018-07-15 | 21015 | ED-NORTH | 2007-05-12 | USD | 10350.54 | Active | UNIVERSITY NEW MEXICO HOSPITAL
0000058898 | 1004707 - VERIFY | GE HEALTHCARE | DASH 4000 | DASH 4000 | MONITORING SYSTEMS/ PHYSIOLOGIC |  | 428875 | SBG06462133GA | 2017-07-03 | 2018-07-15 | 21015 | ED-NORTH | 2007-05-12 | USD | 10350.54 | Active | UNIVERSITY NEW MEXICO HOSPITAL
0000058897 | 1004656 | GE HEALTHCARE | DASH 4000 | DASH 4000 | MONITORING SYSTEMS/ PHYSIOLOGIC |  | 428875 | SBG06452035GA | 2017-07-06 | 2018-07-15 | 21015 | ED-NORTH | 2007-05-12 | USD | 10350.54 | Active | UNIVERSITY NEW MEXICO HOSPITAL
0000058896 | 1004708 | GE HEALTHCARE | DASH 4000 | DASH 4000 | MONITORING SYSTEMS/ PHYSIOLOGIC |  | 428875 | SBG06452034GA | 2017-07-18 | 2018-07-15 | 21015 | ED-NORTH | 2007-05-12 | USD | 10350.54 | Active | UNIVERSITY NEW MEXICO HOSPITAL
0000058895 | 1004735 | GE HEALTHCARE | DASH 4000 | DASH 4000 | MONITORING SYSTEMS/ PHYSIOLOGIC |  | 428875 | SBG06451650GA | 2017-07-13 | 2018-07-15 | 21015 | ED-NORTH | 2007-05-12 | USD | 10350.54 | Active | UNIVERSITY NEW MEXICO HOSPITAL
0000058894 | 1004743 | GE HEALTHCARE | DASH 4000 | DASH 4000 | MONITORING SYSTEMS/ PHYSIOLOGIC |  | 428875 | SBG06451550GA | 2017-07-14 | 2018-07-15 | 21015 | ED-NORTH | 2007-05-12 | USD | 10350.54 | Active | UNIVERSITY NEW MEXICO HOSPITAL
0000058893 | 1004706 | GE HEALTHCARE | DASH 4000 | DASH 4000 | MONITORING SYSTEMS/ PHYSIOLOGIC |  | 428875 | SBG06451699GA | 2017-07-11 | 2018-07-15 | 21015 | ED-NORTH | 2007-05-12 | USD | 10350.54 | Active | UNIVERSITY NEW MEXICO HOSPITAL
0000058892 | 1422417 | GE HEALTHCARE | DASH 4000 | DASH 4000 | MONITORING SYSTEMS/ PHYSIOLOGIC |  | 428875 | SBG06462138GA | 2017-07-11 | 2018-07-15 | 21015 | ED-NORTH | 2007-05-12 | USD | 10350.54 | Active | UNIVERSITY NEW MEXICO HOSPITAL
0000058891 | 1003695 | GE HEALTHCARE | DASH 4000 | DASH 4000 | MONITORING SYSTEMS/ PHYSIOLOGIC |  | 428875 | SBG06452045GA | 2017-07-11 | 2018-07-15 | 21015 | ED-NORTH | 2007-05-12 | USD | 10350.54 | Active | UNIVERSITY NEW MEXICO HOSPITAL
0000058890 | 1140140 - VERIFY | GE HEALTHCARE | DASH 4000 | DASH 4000 | MONITORING SYSTEMS/ PHYSIOLOGIC |  | 428875 | SBG06452036GA | 2017-07-13 | 2018-07-15 | 21015 | ED-NORTH | 2007-05-12 | USD | 10350.54 | Active | UNIVERSITY NEW MEXICO HOSPITAL
0000058889 | 1004718 | GE HEALTHCARE | DASH 4000 | DASH 4000 | MONITORING SYSTEMS/ PHYSIOLOGIC |  | 428875 | SBG06451647GA | 2017-07-11 | 2018-07-15 | 21015 | ED-NORTH | 2007-05-12 | USD | 10350.54 | Active | UNIVERSITY NEW MEXICO HOSPITAL
0000058888 | 1004752 | GE HEALTHCARE | DASH 4000 | DASH 4000 | MONITORING SYSTEMS/ PHYSIOLOGIC |  | 428875 | SBG06451698GA | 2017-07-13 | 2018-07-15 | 21015 | ED-NORTH | 2007-05-12 | USD | 10350.54 | Active | UNIVERSITY NEW MEXICO HOSPITAL
0000058887 | 1004698 | GE HEALTHCARE | DASH 4000 | DASH 4000 | MONITORING SYSTEMS/ PHYSIOLOGIC |  | 428875 | SBG06462317GA | 2016-07-21 | 2017-07-15 | 21015 | ED-NORTH | 2007-05-12 | USD | 10350.54 | Active | UNIVERSITY NEW MEXICO HOSPITAL
0000058886 | 1140139 | GE HEALTHCARE | DASH 4000 | DASH 4000 | MONITORING SYSTEMS/ PHYSIOLOGIC |  | 428875 | SBG06462144GS | 2017-07-11 | 2018-07-15 | 21015 | ED-NORTH | 2007-05-12 | USD | 10350.54 | Active | UNIVERSITY NEW MEXICO HOSPITAL
0000058885 | 1140140 | GE HEALTHCARE | DASH 4000 | DASH 4000 | MONITORING SYSTEMS/ PHYSIOLOGIC |  | 428875 | SBG06462139GA | 2017-07-13 | 2018-07-15 | 21015 | ED-NORTH | 2007-05-12 | USD | 10350.54 | Active | UNIVERSITY NEW MEXICO HOSPITAL
0000058884 | 1140147 | GE HEALTHCARE | DASH 4000 | DASH 4000 | MONITORING SYSTEMS/ PHYSIOLOGIC |  | 428875 | SBG06462643GA | 2017-07-11 | 2018-07-15 | 21015 | ED-NORTH | 2007-05-12 | USD | 10350.54 | Active | UNIVERSITY NEW MEXICO HOSPITAL
0000058883 | 1140130 | GE HEALTHCARE | DASH 4000 | DASH 4000 | MONITORING SYSTEMS/ PHYSIOLOGIC |  | 428875 | SBG06451662GA | 2017-07-13 | 2018-07-15 | 21015 | ED-NORTH | 2007-05-12 | USD | 10350.54 | Active | UNIVERSITY NEW MEXICO HOSPITAL
0000058882 | 1140141 | GE HEALTHCARE | DASH 4000 | DASH 4000 | MONITORING SYSTEMS/ PHYSIOLOGIC |  | 428875 | SBG06452033GA | 2017-07-11 | 2018-07-15 | 21015 | ED-NORTH | 2007-05-12 | USD | 10350.54 | Active | UNIVERSITY NEW MEXICO HOSPITAL
0000058881 | 1140170 | GE HEALTHCARE | DASH 4000 | DASH 4000 | MONITORING SYSTEMS/ PHYSIOLOGIC |  | 428875 | SBG06462143GA | 2017-07-11 | 2018-07-15 | 21015 | ED-NORTH | 2007-05-12 | USD | 10350.54 | Active | UNIVERSITY NEW MEXICO HOSPITAL
0000058880 | 1140137 | GE HEALTHCARE | DASH 4000 | DASH 4000 | MONITORING SYSTEMS/ PHYSIOLOGIC |  | 428875 | SBG06452032GA | 2017-07-11 | 2018-07-15 | 21015 | ED-NORTH | 2007-05-12 | USD | 10350.54 | Active | UNIVERSITY NEW MEXICO HOSPITAL
0000058879 | 1004062 | GE HEALTHCARE | DASH 4000 | DASH 4000 | MONITORING SYSTEMS/ PHYSIOLOGIC |  | 428875 | SBG06462633GA | 2016-07-14 | 2017-07-15 | 21015 | ED-NORTH | 2007-05-12 | USD | 10350.54 | Active | UNIVERSITY NEW MEXICO HOSPITAL
0000058878 | 1140142 | GE HEALTHCARE | DASH 4000 | DASH 4000 | MONITORING SYSTEMS/ PHYSIOLOGIC |  | 428875 | SBG06462645GA | 2016-07-14 | 2017-07-15 | 21015 | ED-NORTH | 2007-05-12 | USD | 10350.54 | Active | UNIVERSITY NEW MEXICO HOSPITAL
0000058877 | 1004716 | GE HEALTHCARE | DASH 4000 | DASH 4000 | MONITORING SYSTEMS/ PHYSIOLOGIC |  | 428875 | SBG06451640GA | 2017-07-14 | 2018-07-15 | 21015 | ED-NORTH | 2007-05-12 | USD | 10350.54 | Active | UNIVERSITY NEW MEXICO HOSPITAL
0000058876 | 1004745 | GE HEALTHCARE | DASH 4000 | DASH 4000 | MONITORING SYSTEMS/ PHYSIOLOGIC |  | 428875 | SBG06452022GA | 2017-07-06 | 2018-07-15 | 21015 | ED-NORTH | 2007-05-12 | USD | 10350.54 | Active | UNIVERSITY NEW MEXICO HOSPITAL
0000058875 | 1004710 | GE HEALTHCARE | DASH 4000 | DASH 4000 | MONITORING SYSTEMS/ PHYSIOLOGIC |  | 428875 | SBG06462126GA | 2017-07-14 | 2018-07-15 | 21015 | ED-NORTH | 2007-05-12 | USD | 10350.54 | Active | UNIVERSITY NEW MEXICO HOSPITAL
0000058873 | 1004712 | GE HEALTHCARE | DASH 4000 | DASH 4000 | MONITORING SYSTEMS/ PHYSIOLOGIC |  | 428875 | SBG06451555GA | 2017-07-13 | 2018-07-15 | 21015 | ED-NORTH | 2007-05-12 | USD | 10350.54 | Active | UNIVERSITY NEW MEXICO HOSPITAL
0000058872 | 1004659 | GE HEALTHCARE | DASH 4000 | DASH 4000 | MONITORING SYSTEMS/ PHYSIOLOGIC |  | 428875 | SBG06462145GA | 2017-07-11 | 2018-07-15 | 21020 | PEDIATRIC EMERGENCY DEPARTMENT | 2007-05-12 | USD | 10350.54 | Active | UNIVERSITY NEW MEXICO HOSPITAL
0000058735 | 1140696 | GE HEALTHCARE | DASH 4000 | DASH 4000 | MONITORING SYSTEMS/ PHYSIOLOGIC |  | BBRP | SBG06233542GA | 2016-08-04 | 2017-08-15 | 12230 | GEN MED/SAC (4-W) | 2007-05-12 | USD | 16687.55 | Active | UNIVERSITY NEW MEXICO HOSPITAL
0000058798 | 1140220 | STERIS CORP | HARMONY | HARMONY | LIGHTS/ EXAMINATION |  | BBRP | 0423706005 |  | 2017-06-15 | 21015 | ED-NORTH | 2007-05-12 | USD | 0.01 | Active | UNIVERSITY NEW MEXICO HOSPITAL
0000058797 | 1422413 | STERIS CORP | HARMONY | HARMONY | LIGHTS/ EXAMINATION |  | BBRP | 0425006050 |  | 2017-06-15 | 21015 | ED-NORTH | 2007-05-12 | USD | 0.01 | Active | UNIVERSITY NEW MEXICO HOSPITAL
0000058796 | 1218533 | STERIS CORP | HARMONY | HARMONY | LIGHTS/ EXAMINATION |  | BBRP | 0423706002 |  | 2017-06-15 | 21015 | ED-NORTH | 2007-05-12 | USD | 0.01 | Active | UNIVERSITY NEW MEXICO HOSPITAL
0000058795 | 1218532 | STERIS CORP | HARMONY | HARMONY | LIGHTS/ EXAMINATION |  | BBRP | 04255006049 |  | 2017-06-15 | 21015 | ED-NORTH | 2007-05-12 | USD | 0.01 | Active | UNIVERSITY NEW MEXICO HOSPITAL
0000058794 | 1096996 | STERIS CORP | HARMONY | HARMONY | LIGHTS/ EXAMINATION |  | BBRP | 0425006042 |  | 2017-06-15 | 21015 | ED-NORTH | 2007-05-12 | USD | 0.01 | Active | UNIVERSITY NEW MEXICO HOSPITAL
0000058793 | 1422071 | STERIS CORP | HARMONY | HARMONY | LIGHTS/ EXAMINATION |  | BBRP | 0423706007 |  | 2017-06-15 | 21015 | ED-NORTH | 2007-05-12 | USD | 0.01 | Active | UNIVERSITY NEW MEXICO HOSPITAL
0000058792 | 1218529 | STERIS CORP | HARMONY | HARMONY | LIGHTS/ EXAMINATION |  | BBRP | 0425006041 |  | 2017-06-15 | 21015 | ED-NORTH | 2007-05-12 | USD | 0.01 | Active | UNIVERSITY NEW MEXICO HOSPITAL
0000058791 | 1218528 | STERIS CORP | HARMONY | HARMONY | LIGHTS/ EXAMINATION |  | BBRP | 0423706010 |  | 2017-06-15 | 21015 | ED-NORTH | 2007-05-12 | USD | 0.01 | Active | UNIVERSITY NEW MEXICO HOSPITAL
0000058790 | 1218527 | STERIS CORP | HARMONY | HARMONY | LIGHTS/ EXAMINATION |  | BBRP | 0423706016 |  | 2017-06-15 | 21015 | ED-NORTH | 2007-05-12 | USD | 0.01 | Active | UNIVERSITY NEW MEXICO HOSPITAL
0000058789 | 1218526 | STERIS CORP | HARMONY | HARMONY | LIGHTS/ EXAMINATION |  | BBRP | 0423706008 |  | 2017-06-15 | 21015 | ED-NORTH | 2007-05-12 | USD | 0.01 | Active | UNIVERSITY NEW MEXICO HOSPITAL
0000058788 | 1422148 | STERIS CORP | HARMONY | HARMONY | LIGHTS/ EXAMINATION |  | BBRP | 0423706006 |  | 2017-06-15 | 21015 | ED-NORTH | 2007-05-12 | USD | 0.01 | Active | UNIVERSITY NEW MEXICO HOSPITAL
0000058920 | 1422290 | STERIS CORP | HARMONY | HARMONY | LIGHTS/ EXAMINATION |  | BBRP | 0408107046 |  | 2017-06-15 | 21015 | ED-NORTH | 2007-05-12 | USD | 0.01 | Active | UNIVERSITY NEW MEXICO HOSPITAL
0000058919 | 1422243 | STERIS CORP | HARMONY | HARMONY | LIGHTS/ EXAMINATION |  | BBRP | 0425006048 |  | 2017-06-15 | 21015 | ED-NORTH | 2007-05-12 | USD | 0.01 | Active | UNIVERSITY NEW MEXICO HOSPITAL
0000058918 | 1422246 | STERIS CORP | HARMONY | HARMONY | LIGHTS/ EXAMINATION |  | BBRP | 0423706015 |  | 2017-06-15 | 21015 | ED-NORTH | 2007-05-12 | USD | 0.01 | Active | UNIVERSITY NEW MEXICO HOSPITAL
0000058917 | 1004953 | STERIS CORP | HARMONY | HARMONY | LIGHTS/ EXAMINATION |  | BBRP | 0423706009 |  | 2017-06-15 | 21015 | ED-NORTH | 2007-05-12 | USD | 0.01 | Active | UNIVERSITY NEW MEXICO HOSPITAL
0000058916 | 1422213 | STERIS CORP | HARMONY | HARMONY | LIGHTS/ EXAMINATION |  | BBRP | 0423706011 |  | 2017-06-15 | 21015 | ED-NORTH | 2007-05-12 | USD | 0.01 | Active | UNIVERSITY NEW MEXICO HOSPITAL
0000058839 | 1422216 | STERIS CORP | HARMONY | HARMONY | LIGHTS/ EXAMINATION |  | BBRP | 0425006040 |  | 2017-06-15 | 21015 | ED-NORTH | 2007-05-12 | USD | 0.01 | Active | UNIVERSITY NEW MEXICO HOSPITAL
0000058838 | 1004952 | STERIS CORP | HARMONY | HARMONY | LIGHTS/ EXAMINATION |  | BBRP | 040370115 |  | 2017-06-15 | 21015 | ED-NORTH | 2007-05-12 | USD | 0.01 | Active | UNIVERSITY NEW MEXICO HOSPITAL
0000058837 | 1422274 | STERIS CORP | HARMONY | HARMONY | LIGHTS/ EXAMINATION |  | BBRP | 0403707111 |  | 2017-06-15 | 21015 | ED-NORTH | 2007-05-12 | USD | 0.01 | Active | UNIVERSITY NEW MEXICO HOSPITAL
0000058836 | 1422270 | STERIS CORP | HARMONY | HARMONY | LIGHTS/ EXAMINATION |  | BBRP | 0408107057 |  | 2017-06-15 | 21015 | ED-NORTH | 2007-05-12 | USD | 0.01 | Active | UNIVERSITY NEW MEXICO HOSPITAL
0000058835 | 1421968 | STERIS CORP | HARMONY | HARMONY | LIGHTS/ EXAMINATION |  | BBRP | 0408107056 |  | 2017-06-15 | 21015 | ED-NORTH | 2007-05-12 | USD | 0.01 | Active | UNIVERSITY NEW MEXICO HOSPITAL
0000058834 | 1421966 | STERIS CORP | HARMONY | HARMONY | LIGHTS/ EXAMINATION |  | BBRP | 0408107053 |  | 2017-06-15 | 21015 | ED-NORTH | 2007-05-12 | USD | 0.01 | Active | UNIVERSITY NEW MEXICO HOSPITAL
0000058833 | 1421959 | STERIS CORP | HARMONY | HARMONY | LIGHTS/ EXAMINATION |  | BBRP | 0408607071 |  | 2017-06-15 | 21015 | ED-NORTH | 2007-05-12 | USD | 0.01 | Active | UNIVERSITY NEW MEXICO HOSPITAL
0000058832 | 1421977 | STERIS CORP | HARMONY | HARMONY | LIGHTS/ EXAMINATION |  | BBRP | 0408607075 |  | 2017-06-15 | 21015 | ED-NORTH | 2007-05-12 | USD | 0.01 | Active | UNIVERSITY NEW MEXICO HOSPITAL
0000058831 | 1421978 | STERIS CORP | HARMONY | HARMONY | LIGHTS/ EXAMINATION |  | BBRP | 0408607077 |  | 2017-06-15 | 21015 | ED-NORTH | 2007-05-12 | USD | 0.01 | Active | UNIVERSITY NEW MEXICO HOSPITAL
0000058830 | 1004967 | STERIS CORP | HARMONY | HARMONY | LIGHTS/ EXAMINATION |  | BBRP | 0408607078 |  | 2017-06-15 | 21015 | ED-NORTH | 2007-05-12 | USD | 0.01 | Active | UNIVERSITY NEW MEXICO HOSPITAL
0000058829 | 1218566 | STERIS CORP | HARMONY | HARMONY | LIGHTS/ EXAMINATION |  | BBRP | 0408607068 |  | 2017-06-15 | 21015 | ED-NORTH | 2007-05-12 | USD | 0.01 | Active | UNIVERSITY NEW MEXICO HOSPITAL
0000058828 | 1422190 | STERIS CORP | HARMONY | HARMONY | LIGHTS/ EXAMINATION |  | BBRP | 0423706012 |  | 2017-06-15 | 21015 | ED-NORTH | 2007-05-12 | USD | 0.01 | Active | UNIVERSITY NEW MEXICO HOSPITAL
0000058827 | 1422277 | STERIS CORP | HARMONY | HARMONY | LIGHTS/ EXAMINATION |  | BBRP | 0423706013 |  | 2017-06-15 | 21015 | ED-NORTH | 2007-05-12 | USD | 0.01 | Active | UNIVERSITY NEW MEXICO HOSPITAL
0000058826 | 1422193 | STERIS CORP | HARMONY | HARMONY | LIGHTS/ EXAMINATION |  | BBRP | 0423706003 |  | 2017-06-15 | 21015 | ED-NORTH | 2007-05-12 | USD | 0.01 | Active | UNIVERSITY NEW MEXICO HOSPITAL
0000058825 | 1422197 | STERIS CORP | HARMONY | HARMONY | LIGHTS/ EXAMINATION |  | BBRP | 0423706004 |  | 2017-06-15 | 21015 | ED-NORTH | 2007-05-12 | USD | 0.01 | Active | UNIVERSITY NEW MEXICO HOSPITAL
0000058824 | 1422199 | STERIS CORP | HARMONY | HARMONY | LIGHTS/ EXAMINATION |  | BBRP | 0425006037 |  | 2017-06-15 | 21015 | ED-NORTH | 2007-05-12 | USD | 0.01 | Active | UNIVERSITY NEW MEXICO HOSPITAL
0000058823 | 1422293 | STERIS CORP | HARMONY | HARMONY | LIGHTS/ EXAMINATION |  | BBRP | 0425006038 |  | 2017-06-15 | 21015 | ED-NORTH | 2007-05-12 | USD | 0.01 | Active | UNIVERSITY NEW MEXICO HOSPITAL
0000058822 | 1421972 | STERIS CORP | HARMONY | HARMONY | LIGHTS/ EXAMINATION |  | BBRP | 0408607076 |  | 2017-06-15 | 21015 | ED-NORTH | 2007-05-12 | USD | 0.01 | Active | UNIVERSITY NEW MEXICO HOSPITAL
0000058821 | 1421962 | STERIS CORP | HARMONY | HARMONY | LIGHTS/ EXAMINATION |  | BBRP | 0425006060 |  | 2017-06-15 | 21015 | ED-NORTH | 2007-05-12 | USD | 0.01 | Active | UNIVERSITY NEW MEXICO HOSPITAL
0000058820 | 1421954 | STERIS CORP | HARMONY | HARMONY | LIGHTS/ EXAMINATION |  | BBRP | 0408607072 |  | 2017-06-15 | 21015 | ED-NORTH | 2007-05-12 | USD | 0.01 | Active | UNIVERSITY NEW MEXICO HOSPITAL
0000058819 | 1422209 | STERIS CORP | HARMONY | HARMONY | LIGHTS/ EXAMINATION |  | BBRP | 0408607074 |  | 2017-06-15 | 21015 | ED-NORTH | 2007-05-12 | USD | 0.01 | Active | UNIVERSITY NEW MEXICO HOSPITAL
0000058818 | 1004969 | STERIS CORP | HARMONY | HARMONY | LIGHTS/ EXAMINATION |  | BBRP | 0408607067 |  | 2017-06-15 | 21015 | ED-NORTH | 2007-05-12 | USD | 0.01 | Active | UNIVERSITY NEW MEXICO HOSPITAL
0000058817 | 1422206 | STERIS CORP | HARMONY | HARMONY | LIGHTS/ EXAMINATION |  | BBRP | 0425006059 |  | 2017-06-15 | 21015 | ED-NORTH | 2007-05-12 | USD | 0.01 | Active | UNIVERSITY NEW MEXICO HOSPITAL
0000058816 | 1004960 | STERIS CORP | HARMONY | HARMONY | LIGHTS/ EXAMINATION |  | BBRP | 0408607070 |  | 2017-06-15 | 21015 | ED-NORTH | 2007-05-12 | USD | 0.01 | Active | UNIVERSITY NEW MEXICO HOSPITAL
0000058815 | 1440349 | STERIS CORP | HARMONY | HARMONY | LIGHTS/ EXAMINATION |  | BBRP | 0408607073 |  | 2017-06-15 | 21015 | ED-NORTH | 2007-05-12 | USD | 0.01 | Active | UNIVERSITY NEW MEXICO HOSPITAL
0000058814 | 1422183 | STERIS CORP | HARMONY | HARMONY | LIGHTS/ EXAMINATION |  | BBRP | 0408607069 |  | 2017-06-15 | 21015 | ED-NORTH | 2007-05-12 | USD | 0.01 | Active | UNIVERSITY NEW MEXICO HOSPITAL
0000058813 | 1422075 | STERIS CORP | HARMONY | HARMONY | LIGHTS/ EXAMINATION |  | BBRP | 0425006053 |  | 2017-06-15 | 21015 | ED-NORTH | 2007-05-12 | USD | 0.01 | Active | UNIVERSITY NEW MEXICO HOSPITAL
0000058812 | 1422079 | STERIS CORP | HARMONY | HARMONY | LIGHTS/ EXAMINATION |  | BBRP | 0425006039 |  | 2017-06-15 | 21015 | ED-NORTH | 2007-05-12 | USD | 0.01 | Active | UNIVERSITY NEW MEXICO HOSPITAL
0000058811 | 1421983 | STERIS CORP | HARMONY | HARMONY | LIGHTS/ EXAMINATION |  | BBRP | 0425006057 |  | 2017-06-15 | 21015 | ED-NORTH | 2007-05-12 | USD | 0.01 | Active | UNIVERSITY NEW MEXICO HOSPITAL
0000058810 | 1422416 | STERIS CORP | HARMONY | HARMONY | LIGHTS/ EXAMINATION |  | BBRP | 0425006064 |  | 2017-06-15 | 21015 | ED-NORTH | 2007-05-12 | USD | 0.01 | Active | UNIVERSITY NEW MEXICO HOSPITAL
0000058809 | 1422470 | STERIS CORP | HARMONY | HARMONY | LIGHTS/ EXAMINATION |  | BBRP | 0425006046 |  | 2017-06-15 | 21015 | ED-NORTH | 2007-05-12 | USD | 0.01 | Active | UNIVERSITY NEW MEXICO HOSPITAL
0000058808 | 1004995 | STERIS CORP | HARMONY | HARMONY | LIGHTS/ EXAMINATION |  | BBRP | 0425006063 |  | 2017-06-15 | 21015 | ED-NORTH | 2007-05-12 | USD | 0.01 | Active | UNIVERSITY NEW MEXICO HOSPITAL
0000058807 | 1004991 | STERIS CORP | HARMONY | HARMONY | LIGHTS/ EXAMINATION |  | BBRP | 0425006054 |  | 2017-06-15 | 21015 | ED-NORTH | 2007-05-12 | USD | 0.01 | Active | UNIVERSITY NEW MEXICO HOSPITAL
0000058806 | 1004973 | STERIS CORP | HARMONY | HARMONY | LIGHTS/ EXAMINATION |  | BBRP | 0425006058 |  | 2017-06-15 | 21015 | ED-NORTH | 2007-05-12 | USD | 0.01 | Active | UNIVERSITY NEW MEXICO HOSPITAL
0000058805 | 1421980 | STERIS CORP | HARMONY | HARMONY | LIGHTS/ EXAMINATION |  | BBRP | 0425006055 |  | 2017-06-15 | 21015 | ED-NORTH | 2007-05-12 | USD | 0.01 | Active | UNIVERSITY NEW MEXICO HOSPITAL
0000058804 | 1422296 | STERIS CORP | HARMONY | HARMONY | LIGHTS/ EXAMINATION |  | BBRP | 0421306014 |  | 2017-06-15 | 21015 | ED-NORTH | 2007-05-12 | USD | 0.01 | Active | UNIVERSITY NEW MEXICO HOSPITAL
0000058803 | 1422418 | STERIS CORP | HARMONY | HARMONY | LIGHTS/ EXAMINATION |  | BBRP | 0421306009 |  | 2017-06-15 | 21015 | ED-NORTH | 2007-05-12 | USD | 0.01 | Active | UNIVERSITY NEW MEXICO HOSPITAL
0000058802 | 1140230 | STERIS CORP | HARMONY | HARMONY | LIGHTS/ EXAMINATION |  | BBRP | 0425006062 |  | 2017-06-15 | 21015 | ED-NORTH | 2007-05-12 | USD | 0.01 | Active | UNIVERSITY NEW MEXICO HOSPITAL
0000058801 | 1004998 | STERIS CORP | HARMONY | HARMONY | LIGHTS/ EXAMINATION |  | BBRP | 0425006056 |  | 2017-06-15 | 21015 | ED-NORTH | 2007-05-12 | USD | 0.01 | Active | UNIVERSITY NEW MEXICO HOSPITAL
0000058800 | 1218537 | STERIS CORP | HARMONY | HARMONY | LIGHTS/ EXAMINATION |  | BBRP | 0421306011 |  | 2017-06-15 | 21015 | ED-NORTH | 2007-05-12 | USD | 0.01 | Active | UNIVERSITY NEW MEXICO HOSPITAL
0000058799 | 1140227 | STERIS CORP | HARMONY | HARMONY | LIGHTS/ EXAMINATION |  | BBRP | 0425006043 |  | 2017-06-15 | 21015 | ED-NORTH | 2007-05-12 | USD | 0.01 | Active | UNIVERSITY NEW MEXICO HOSPITAL
0000058938 | 1422461 | STERIS CORP | HARMONY | HARMONY | LIGHTS/ EXAMINATION |  | BBRP | 0423706014 |  | 2017-06-15 | 21015 | ED-NORTH | 2007-05-12 | USD | 0.01 | Active | UNIVERSITY NEW MEXICO HOSPITAL
0000058937 | 1218633 | STERIS CORP | HARMONY | HARMONY | LIGHTS/ EXAMINATION |  | BBRP | 04080607057 |  | 2017-06-15 | 21015 | ED-NORTH | 2007-05-12 | USD | 0.01 | Active | UNIVERSITY NEW MEXICO HOSPITAL
0000058936 | 1422458 | STERIS CORP | HARMONY | HARMONY | LIGHTS/ EXAMINATION |  | BBRP | 0408107049 |  | 2017-06-15 | 21020 | PEDIATRIC EMERGENCY DEPARTMENT | 2007-05-12 | USD | 0.01 | Active | UNIVERSITY NEW MEXICO HOSPITAL
0000058935 | 1218631 | STERIS CORP | HARMONY | HARMONY | LIGHTS/ EXAMINATION |  | BBRP | 0408107059 |  | 2017-06-15 | 21015 | ED-NORTH | 2007-05-12 | USD | 0.01 | Active | UNIVERSITY NEW MEXICO HOSPITAL
0000058934 | 1422454 | STERIS CORP | HARMONY | HARMONY | LIGHTS/ EXAMINATION |  | BBRP | 0408107061 |  | 2017-06-15 | 21015 | ED-NORTH | 2007-05-12 | USD | 0.01 | Active | UNIVERSITY NEW MEXICO HOSPITAL
0000058933 | 1422450 | STERIS CORP | HARMONY | HARMONY | LIGHTS/ EXAMINATION |  | BBRP | 0408107055 |  | 2017-06-15 | 21015 | ED-NORTH | 2007-05-12 | USD | 0.01 | Active | UNIVERSITY NEW MEXICO HOSPITAL
0000058932 | 1422307 | STERIS CORP | HARMONY | HARMONY | LIGHTS/ EXAMINATION |  | BBRP | 0408107050 |  | 2017-06-15 | 21015 | ED-NORTH | 2007-05-12 | USD | 0.01 | Active | UNIVERSITY NEW MEXICO HOSPITAL
0000058931 | 1218627 | STERIS CORP | HARMONY | HARMONY | LIGHTS/ EXAMINATION |  | BBRP | 0408107047 |  | 2017-06-15 | 21015 | ED-NORTH | 2007-05-12 | USD | 0.01 | Active | UNIVERSITY NEW MEXICO HOSPITAL
0000058930 | 1422452 | STERIS CORP | HARMONY | HARMONY | LIGHTS/ EXAMINATION |  | BBRP | 0408107060 |  | 2017-06-15 | 21015 | ED-NORTH | 2007-05-12 | USD | 0.01 | Active | UNIVERSITY NEW MEXICO HOSPITAL
0000058929 | 1422287 | STERIS CORP | HARMONY | HARMONY | LIGHTS/ EXAMINATION |  | BBRP | 0408107052 |  | 2017-06-15 | 21015 | ED-NORTH | 2007-05-12 | USD | 0.01 | Active | UNIVERSITY NEW MEXICO HOSPITAL
0000058928 | 1422302 | STERIS CORP | HARMONY | HARMONY | LIGHTS/ EXAMINATION |  | BBRP | 0408607056 |  | 2017-06-15 | 21015 | ED-NORTH | 2007-05-12 | USD | 0.01 | Active | UNIVERSITY NEW MEXICO HOSPITAL
0000058927 | 1422299 | STERIS CORP | HARMONY | HARMONY | LIGHTS/ EXAMINATION |  | BBRP | 0421306013 |  | 2017-06-15 | 21015 | ED-NORTH | 2007-05-12 | USD | 0.01 | Active | UNIVERSITY NEW MEXICO HOSPITAL
0000058926 | 1422186 | STERIS CORP | HARMONY | HARMONY | LIGHTS/ EXAMINATION |  | BBRP | 0403707112 |  | 2017-06-15 | 21015 | ED-NORTH | 2007-05-12 | USD | 0.01 | Active | UNIVERSITY NEW MEXICO HOSPITAL
0000058925 | 1422188 | STERIS CORP | HARMONY | HARMONY | LIGHTS/ EXAMINATION |  | BBRP | 0403707110 |  | 2017-06-15 | 21015 | ED-NORTH | 2007-05-12 | USD | 0.01 | Active | UNIVERSITY NEW MEXICO HOSPITAL
0000058924 | 1422233 | STERIS CORP | HARMONY | HARMONY | LIGHTS/ EXAMINATION |  | BBRP | 0408607059 |  | 2017-06-15 | 21015 | ED-NORTH | 2007-05-12 | USD | 0.01 | Active | UNIVERSITY NEW MEXICO HOSPITAL
0000058923 | 1422234 | STERIS CORP | HARMONY | HARMONY | LIGHTS/ EXAMINATION |  | BBRP | 0408107051 |  | 2017-06-15 | 21015 | ED-NORTH | 2007-05-12 | USD | 0.01 | Active | UNIVERSITY NEW MEXICO HOSPITAL
0000058922 | 1422237 | STERIS CORP | HARMONY | HARMONY | LIGHTS/ EXAMINATION |  | BBRP | 0408607058 |  | 2017-06-15 | 21015 | ED-NORTH | 2007-05-12 | USD | 0.01 | Active | UNIVERSITY NEW MEXICO HOSPITAL
0000058921 | 1422241 | STERIS CORP | HARMONY | HARMONY | LIGHTS/ EXAMINATION |  | BBRP | 0408107048 |  | 2017-06-15 | 21015 | ED-NORTH | 2007-05-12 | USD | 0.01 | Active | UNIVERSITY NEW MEXICO HOSPITAL
0000058957 | 1004664 | STERIS CORP | HARMONY LC | HARMONY LC | LIGHTS/ SURGICAL |  | BBRP | 0420906015 | 2017-07-07 | 2018-07-15 | 21015 | ED-NORTH | 2007-05-12 | USD | 0.01 | Active | UNIVERSITY NEW MEXICO HOSPITAL
0000058970 | 1004727 | STERIS CORP | HARMONY LC | HARMONY LC | LIGHTS/ SURGICAL |  | BBRP | 0420006020 | 2017-07-07 | 2018-07-15 | 21015 | ED-NORTH | 2007-05-12 | USD | 0.01 | Active | UNIVERSITY NEW MEXICO HOSPITAL
0000058969 | 1004728 | STERIS CORP | HARMONY LC | HARMONY LC | LIGHTS/ SURGICAL |  | BBRP | 0420906023 | 2017-07-07 | 2018-07-15 | 21015 | ED-NORTH | 2007-05-12 | USD | 0.01 | Active | UNIVERSITY NEW MEXICO HOSPITAL
0000058962 | 1004724 | STERIS CORP | HARMONY LC | HARMONY LC | LIGHTS/ SURGICAL |  | BBRP | 0420906009 | 2017-07-11 | 2018-07-15 | 21015 | ED-NORTH | 2007-05-12 | USD | 0.01 | Active | UNIVERSITY NEW MEXICO HOSPITAL
0000058961 | 1004720 | STERIS CORP | HARMONY LC | HARMONY LC | LIGHTS/ SURGICAL |  | BBRP | 0420906024 | 2017-07-11 | 2018-07-15 | 21015 | ED-NORTH | 2007-05-12 | USD | 0.01 | Active | UNIVERSITY NEW MEXICO HOSPITAL
0000058960 | 1004661 | STERIS CORP | HARMONY LC | HARMONY LC | LIGHTS/ SURGICAL |  | BBRP | 0420906017 | 2017-07-07 | 2018-07-15 | 21015 | ED-NORTH | 2007-05-12 | USD | 0.01 | Active | UNIVERSITY NEW MEXICO HOSPITAL
0000058959 | 1004663 | STERIS CORP | HARMONY LC | HARMONY LC | LIGHTS/ SURGICAL |  | BBRP | 0420906016 | 2017-07-07 | 2018-07-15 | 21015 | ED-NORTH | 2007-05-12 | USD | 0.01 | Active | UNIVERSITY NEW MEXICO HOSPITAL
0000058958 | 1004665 | STERIS CORP | HARMONY LC | HARMONY LC | LIGHTS/ SURGICAL |  | BBRP | 0420906014 | 2017-07-07 | 2018-07-15 | 21015 | ED-NORTH | 2007-05-12 | USD | 0.01 | Active | UNIVERSITY NEW MEXICO HOSPITAL
0000058311 | 1218235 | SHERWOOD MEDICAL | FIRSTTEMP GENIUS | 3000A | THERMOMETERS/ ELECTRONIC/ INFRARED/ EAR |  | exchanged | j0624207 |  | 2017-06-15 | 12210 | CORONARY CARE SUBACUTE | 2007-05-08 | USD | 75 | Active | UNIVERSITY NEW MEXICO HOSPITAL
0000060459 | 1218962 | MAQUET INC | HANAULUX BLUELINE 80 | HANAULUX BLUELINE 80 | LIGHTS/ EXAMINATION |  | BBRP | AR01828 |  | 2017-06-15 | 12460 | PEDIATRIC ICU | 2007-05-05 | USD | 0.01 | Active | UNIVERSITY NEW MEXICO HOSPITAL
0000060660 | 1004154 | GETINGE USA INC | 8666 | 8666 | WASHER/DECONTAMINATORS |  | BBRP | SEV0642237 | 2017-04-14 | 2017-10-15 | 15005 | OPERATING ROOM - BBRP | 2007-05-05 | USD | 0.01 | Active | UNIVERSITY NEW MEXICO HOSPITAL
0000058654 | 1218442 | GE HEALTHCARE | UNITY NETWORK ID | UNITY NETWORK ID | DATA MANAGEMENT SYSTEMS/ ECG |  | 428875 | SA906444552GA |  | 2017-06-15 | 12130 | TRAUMA/SURGICAL ICU | 2007-05-03 | USD | 2343 | Active | UNIVERSITY NEW MEXICO HOSPITAL
0000060753 | 1422055 | MAQUET INC | HANAULUX BLUELINE 80 | HANAULUX BLUELINE 80 | LIGHTS/ EXAMINATION |  | BBRP | AR010734 |  | 2017-06-15 | 12130 | TRAUMA/SURGICAL ICU | 2007-05-03 | USD | 0.01 | Active | UNIVERSITY NEW MEXICO HOSPITAL
0000058653 | 1218441 | GE HEALTHCARE | UNITY NETWORK ID | UNITY NETWORK ID | DATA MANAGEMENT SYSTEMS/ ECG |  | 428875 | SA906444521GA |  | 2017-06-15 | 12130 | TRAUMA/SURGICAL ICU | 2007-05-03 | USD | 2343 | Active | UNIVERSITY NEW MEXICO HOSPITAL
0000058630 | 1422104 | MAQUET INC | HANAULUX BLUELINE 80 | HANAULUX BLUELINE 80 | LIGHTS/ EXAMINATION |  | BBRP | AR010750 |  | 2017-06-15 | 12130 | TRAUMA/SURGICAL ICU | 2007-05-03 | USD | 0.01 | Active | UNIVERSITY NEW MEXICO HOSPITAL
0000058652 | 1218440 | GE HEALTHCARE | UNITY NETWORK ID | UNITY NETWORK ID | DATA MANAGEMENT SYSTEMS/ ECG |  | 428875 | SA906424429GA |  | 2017-06-15 | 12130 | TRAUMA/SURGICAL ICU | 2007-05-03 | USD | 2343 | Active | UNIVERSITY NEW MEXICO HOSPITAL
0000058629 | 1422105 | MAQUET INC | HANAULUX BLUELINE 80 | HANAULUX BLUELINE 80 | LIGHTS/ EXAMINATION |  | BBRP | AR010752 |  | 2017-06-15 | 12130 | TRAUMA/SURGICAL ICU | 2007-05-03 | USD | 0.01 | Active | UNIVERSITY NEW MEXICO HOSPITAL
0000058651 | 1218439 | GE HEALTHCARE | UNITY NETWORK ID | UNITY NETWORK ID | DATA MANAGEMENT SYSTEMS/ ECG |  | 428875 | SA906444514GA |  | 2017-06-15 | 12130 | TRAUMA/SURGICAL ICU | 2007-05-03 | USD | 2343 | Active | UNIVERSITY NEW MEXICO HOSPITAL
0000058628 | 1422108 | MAQUET INC | HANAULUX BLUELINE 80 | HANAULUX BLUELINE 80 | LIGHTS/ EXAMINATION |  | BBRP | AR010749 |  | 2017-06-15 | 12130 | TRAUMA/SURGICAL ICU | 2007-05-03 | USD | 0.01 | Active | UNIVERSITY NEW MEXICO HOSPITAL
0000058650 | 1218438 | GE HEALTHCARE | UNITY NETWORK ID | UNITY NETWORK ID | DATA MANAGEMENT SYSTEMS/ ECG |  | 428875 | SA906444516GA |  | 2017-06-15 | 12130 | TRAUMA/SURGICAL ICU | 2007-05-03 | USD | 2343 | Active | UNIVERSITY NEW MEXICO HOSPITAL
0000058627 | 1422172 | MAQUET INC | HANAULUX BLUELINE 80 | HANAULUX BLUELINE 80 | LIGHTS/ EXAMINATION |  | BBRP | AR010748 |  | 2017-06-15 | 12130 | TRAUMA/SURGICAL ICU | 2007-05-03 | USD | 0.01 | Active | UNIVERSITY NEW MEXICO HOSPITAL
0000058649 | 1218437 | GE HEALTHCARE | UNITY NETWORK ID | UNITY NETWORK ID | DATA MANAGEMENT SYSTEMS/ ECG |  | 428875 | SA906444539GA |  | 2017-06-15 | 12130 | TRAUMA/SURGICAL ICU | 2007-05-03 | USD | 2343 | Active | UNIVERSITY NEW MEXICO HOSPITAL
0000058626 | 1422106 | MAQUET INC | HANAULUX BLUELINE 80 | HANAULUX BLUELINE 80 | LIGHTS/ EXAMINATION |  | BBRP | AR010747 |  | 2017-06-15 | 12130 | TRAUMA/SURGICAL ICU | 2007-05-03 | USD | 0.01 | Active | UNIVERSITY NEW MEXICO HOSPITAL
0000058720 | 1218479 | GE HEALTHCARE | UNITY NETWORK ID | UNITY NETWORK ID | DATA MANAGEMENT SYSTEMS/ ECG |  | 428875 | SA906444545GA |  | 2017-06-15 | 12130 | TRAUMA/SURGICAL ICU | 2007-05-03 | USD | 2343 | Active | UNIVERSITY NEW MEXICO HOSPITAL
0000058625 | 1422166 | MAQUET INC | HANAULUX BLUELINE 80 | HANAULUX BLUELINE 80 | LIGHTS/ EXAMINATION |  | BBRP | AR010751 |  | 2017-06-15 | 12130 | TRAUMA/SURGICAL ICU | 2007-05-03 | USD | 0.01 | Active | UNIVERSITY NEW MEXICO HOSPITAL
0000058642 | 1143394 | GE HEALTHCARE | SOLAR 8000I | SOLAR 8000I | MONITORING SYSTEMS/ PHYSIOLOGIC |  | 428875 | SBL06436162GA | 2017-05-10 | 2018-05-15 | 12130 | TRAUMA/SURGICAL ICU | 2007-05-03 | USD | 12424.09 | Active | UNIVERSITY NEW MEXICO HOSPITAL
0000058624 | 1422176 | MAQUET INC | HANAULUX BLUELINE 80 | HANAULUX BLUELINE 80 | LIGHTS/ EXAMINATION |  | BBRP | AR010820 |  | 2017-06-15 | 12130 | TRAUMA/SURGICAL ICU | 2007-05-03 | USD | 0.01 | Active | UNIVERSITY NEW MEXICO HOSPITAL
0000058641 | 1143399 | GE HEALTHCARE | SOLAR 8000I | SOLAR 8000I | MONITORING SYSTEMS/ PHYSIOLOGIC |  | 428875 | SBL06436164GA | 2017-05-10 | 2018-05-15 | 12130 | TRAUMA/SURGICAL ICU | 2007-05-03 | USD | 12424.09 | Active | UNIVERSITY NEW MEXICO HOSPITAL
0000058608 | 1422136 | MAQUET INC | HANAULUX BLUELINE 80 | HANAULUX BLUELINE 80 | LIGHTS/ EXAMINATION |  | BBRP | AR010800 |  | 2017-06-15 | 12130 | TRAUMA/SURGICAL ICU | 2007-05-03 | USD | 0.01 | Active | UNIVERSITY NEW MEXICO HOSPITAL
0000058640 | 1422137 | GE HEALTHCARE | SOLAR 8000I | SOLAR 8000I | MONITORING SYSTEMS/ PHYSIOLOGIC |  | 428875 | SBL06436159GA | 2017-05-05 | 2018-05-15 | 12130 | TRAUMA/SURGICAL ICU | 2007-05-03 | USD | 12424.09 | Active | UNIVERSITY NEW MEXICO HOSPITAL
0000058607 | 1422149 | MAQUET INC | HANAULUX BLUELINE 80 | HANAULUX BLUELINE 80 | LIGHTS/ EXAMINATION |  | BBRP | AR010799 |  | 2017-06-15 | 12130 | TRAUMA/SURGICAL ICU | 2007-05-03 | USD | 0.01 | Active | UNIVERSITY NEW MEXICO HOSPITAL
0000058639 | 1143392 | GE HEALTHCARE | SOLAR 8000I | SOLAR 8000I | MONITORING SYSTEMS/ PHYSIOLOGIC |  | 428875 | SBL06436161GA | 2017-05-10 | 2018-05-15 | 12130 | TRAUMA/SURGICAL ICU | 2007-05-03 | USD | 12424.09 | Active | UNIVERSITY NEW MEXICO HOSPITAL
0000058623 | 1422167 | MAQUET INC | HANAULUX BLUELINE 80 | HANAULUX BLUELINE 80 | LIGHTS/ EXAMINATION |  | BBRP | AR010822 |  | 2017-06-15 | 12130 | TRAUMA/SURGICAL ICU | 2007-05-03 | USD | 0.01 | Active | UNIVERSITY NEW MEXICO HOSPITAL
0000058721 | 1083039 | GE HEALTHCARE | SOLAR 8000I | SOLAR 8000I | MONITORING SYSTEMS/ PHYSIOLOGIC |  | 428875 | SBL06436158GA | 2017-05-10 | 2018-05-15 | 12130 | TRAUMA/SURGICAL ICU | 2007-05-03 | USD | 12424.09 | Active | UNIVERSITY NEW MEXICO HOSPITAL
0000058622 | 1218417 | MAQUET INC | HANAULUX BLUELINE 80 | HANAULUX BLUELINE 80 | LIGHTS/ EXAMINATION |  | BBRP | AR010821 |  | 2017-06-15 | 12130 | TRAUMA/SURGICAL ICU | 2007-05-03 | USD | 0.01 | Active | UNIVERSITY NEW MEXICO HOSPITAL
0000058638 | 1143413 - VERIFY | GE HEALTHCARE | SOLAR 8000I | SOLAR 8000I | MONITORING SYSTEMS/ PHYSIOLOGIC |  | 428875 | SBL06436163GA | 2017-05-10 | 2018-05-15 | 12130 | TRAUMA/SURGICAL ICU | 2007-05-03 | USD | 12424.09 | Active | UNIVERSITY NEW MEXICO HOSPITAL
0000058621 | 1422177 | MAQUET INC | HANAULUX BLUELINE 80 | HANAULUX BLUELINE 80 | LIGHTS/ EXAMINATION |  | BBRP | AR010823 |  | 2017-06-15 | 12130 | TRAUMA/SURGICAL ICU | 2007-05-03 | USD | 0.01 | Active | UNIVERSITY NEW MEXICO HOSPITAL
0000058637 | 1218431 | GE HEALTHCARE | SOLAR 8000I | SOLAR 8000I | MONITORING SYSTEMS/ PHYSIOLOGIC |  | 428875 | SBL06436160GA | 2017-05-10 | 2018-05-15 | 12130 | TRAUMA/SURGICAL ICU | 2007-05-03 | USD | 12424.09 | Active | UNIVERSITY NEW MEXICO HOSPITAL
0000058620 | 1422168 | MAQUET INC | HANAULUX BLUELINE 80 | HANAULUX BLUELINE 80 | LIGHTS/ EXAMINATION |  | BBRP | AR010818 |  | 2017-06-15 | 12130 | TRAUMA/SURGICAL ICU | 2007-05-03 | USD | 0.01 | Active | UNIVERSITY NEW MEXICO HOSPITAL
0000058648 | 1218436 | GE HEALTHCARE | TRAM (451N) | TRAM (451N) | MODULES/ MULTIPARAMETERS |  | 428875 | SBB06422557GA |  | 2017-06-15 | 12130 | TRAUMA/SURGICAL ICU | 2007-05-03 | USD | 6435 | Active | UNIVERSITY NEW MEXICO HOSPITAL
0000058619 | 1422182 | MAQUET INC | HANAULUX BLUELINE 80 | HANAULUX BLUELINE 80 | LIGHTS/ EXAMINATION |  | BBRP | AR010819 |  | 2017-06-15 | 12130 | TRAUMA/SURGICAL ICU | 2007-05-03 | USD | 0.01 | Active | UNIVERSITY NEW MEXICO HOSPITAL
0000058647 | 1218435 | GE HEALTHCARE | TRAM (451N) | TRAM (451N) | MODULES/ MULTIPARAMETERS |  | 428875 | SBB06422450GA |  | 2017-06-15 | 12130 | TRAUMA/SURGICAL ICU | 2007-05-03 | USD | 6435 | Active | UNIVERSITY NEW MEXICO HOSPITAL
0000058618 | 1422051 | MAQUET INC | HANAULUX BLUELINE 80 | HANAULUX BLUELINE 80 | LIGHTS/ EXAMINATION |  | BBRP | AR010796 |  | 2017-06-15 | 12130 | TRAUMA/SURGICAL ICU | 2007-05-03 | USD | 0.01 | Active | UNIVERSITY NEW MEXICO HOSPITAL
0000058646 | 1144311 | GE HEALTHCARE | TRAM (451N) | TRAM (451N) | MODULES/ MULTIPARAMETERS |  | 428875 | SBB06442668GA |  | 2017-06-15 | 15000 | OPERATING ROOM | 2007-05-03 | USD | 6435 | Active | UNIVERSITY NEW MEXICO HOSPITAL
0000058617 | 1422058 | MAQUET INC | HANAULUX BLUELINE 80 | HANAULUX BLUELINE 80 | LIGHTS/ EXAMINATION |  | BBRP | AR010798 |  | 2017-06-15 | 12130 | TRAUMA/SURGICAL ICU | 2007-05-03 | USD | 0.01 | Active | UNIVERSITY NEW MEXICO HOSPITAL
0000058645 | 1143393 | GE HEALTHCARE | TRAM (451N) | TRAM (451N) | MODULES/ MULTIPARAMETERS |  | 428875 | SBB06432565GA |  | 2017-06-15 | 12130 | TRAUMA/SURGICAL ICU | 2007-05-03 | USD | 6435 | Active | UNIVERSITY NEW MEXICO HOSPITAL
0000058616 | 1218411 | MAQUET INC | HANAULUX BLUELINE 80 | HANAULUX BLUELINE 80 | LIGHTS/ EXAMINATION |  | BBRP | 58616 |  | 2017-06-15 | 12130 | TRAUMA/SURGICAL ICU | 2007-05-03 | USD | 0.01 | Active | UNIVERSITY NEW MEXICO HOSPITAL
0000058723 | 1448408 | GE HEALTHCARE | TRAM (451N) | TRAM (451N) | MODULES/ MULTIPARAMETERS |  | 428875 | SBB06432637GA |  | 2017-06-15 | 15005 | OPERATING ROOM - BBRP | 2007-05-03 | USD | 6435 | Active | UNIVERSITY NEW MEXICO HOSPITAL
0000058615 | 1422054 | MAQUET INC | HANAULUX BLUELINE 80 | HANAULUX BLUELINE 80 | LIGHTS/ EXAMINATION |  | BBRP | AR010795 |  | 2017-06-15 | 12130 | TRAUMA/SURGICAL ICU | 2007-05-03 | USD | 0.01 | Active | UNIVERSITY NEW MEXICO HOSPITAL
0000058644 | 1218434 | GE HEALTHCARE | TRAM (451N) | TRAM (451N) | MODULES/ MULTIPARAMETERS |  | 428875 | SBB06442717GA |  | 2017-06-15 | 12130 | TRAUMA/SURGICAL ICU | 2007-05-03 | USD | 6435 | Active | UNIVERSITY NEW MEXICO HOSPITAL
0000058614 | 1422067 | MAQUET INC | HANAULUX BLUELINE 80 | HANAULUX BLUELINE 80 | LIGHTS/ EXAMINATION |  | BBRP | AR010753 |  | 2017-06-15 | 12130 | TRAUMA/SURGICAL ICU | 2007-05-03 | USD | 0.01 | Active | UNIVERSITY NEW MEXICO HOSPITAL
0000058643 | 1003826 | GE HEALTHCARE | TRAM (451N) | TRAM (451N) | MODULES/ MULTIPARAMETERS |  | 428875 | SBB06442704GA |  | 2017-06-15 | 12130 | TRAUMA/SURGICAL ICU | 2007-05-03 | USD | 6435 | Active | UNIVERSITY NEW MEXICO HOSPITAL
0000058613 | 1440341 | MAQUET INC | HANAULUX BLUELINE 80 | HANAULUX BLUELINE 80 | LIGHTS/ EXAMINATION |  | BBRP | AR010754 |  | 2017-06-15 | 12130 | TRAUMA/SURGICAL ICU | 2007-05-03 | USD | 0.01 | Active | UNIVERSITY NEW MEXICO HOSPITAL
0000058606 | 1218401 | GE HEALTHCARE | CAPNOSTAT | CAPNOSTAT | MODULES/ CARBON DIOXIDE/OXYGEN |  | 420173 | RCK06230997GA | 2017-07-12 | 2018-07-15 | 12110 | NEUROSCIENCE ICU | 2007-05-03 | USD | 4326 | Active | UNIVERSITY NEW MEXICO HOSPITAL
0000058612 | 1440345 | MAQUET INC | HANAULUX BLUELINE 80 | HANAULUX BLUELINE 80 | LIGHTS/ EXAMINATION |  | BBRP | AR010755 |  | 2017-06-15 | 12130 | TRAUMA/SURGICAL ICU | 2007-05-03 | USD | 0.01 | Active | UNIVERSITY NEW MEXICO HOSPITAL
0000058605 | 1143365 | GE HEALTHCARE | CAPNOSTAT | CAPNOSTAT | MODULES/ CARBON DIOXIDE/OXYGEN |  | 420173 | RCK06230992GA | 2017-07-12 | 2018-07-15 | 12110 | NEUROSCIENCE ICU | 2007-05-03 | USD | 4326 | Active | UNIVERSITY NEW MEXICO HOSPITAL
0000058611 | 1422133 | MAQUET INC | HANAULUX BLUELINE 80 | HANAULUX BLUELINE 80 | LIGHTS/ EXAMINATION |  | BBRP | AR010756 |  | 2017-06-15 | 12130 | TRAUMA/SURGICAL ICU | 2007-05-03 | USD | 0.01 | Active | UNIVERSITY NEW MEXICO HOSPITAL
0000058604 | 1077762 | GE HEALTHCARE | CAPNOSTAT | CAPNOSTAT | MODULES/ CARBON DIOXIDE/OXYGEN |  | 420173 | RCK06210972GA | 2015-07-28 | 2016-07-15 | 12110 | NEUROSCIENCE ICU | 2007-05-03 | USD | 4326 | Active | UNIVERSITY NEW MEXICO HOSPITAL
0000058610 | 1422066 | MAQUET INC | HANAULUX BLUELINE 80 | HANAULUX BLUELINE 80 | LIGHTS/ EXAMINATION |  | BBRP | AR010757 |  | 2017-06-15 | 12130 | TRAUMA/SURGICAL ICU | 2007-05-03 | USD | 0.01 | Active | UNIVERSITY NEW MEXICO HOSPITAL
0000058603 | 1143366 | GE HEALTHCARE | CAPNOSTAT | CAPNOSTAT | MODULES/ CARBON DIOXIDE/OXYGEN |  | 420173 | RCK06230998GA | 2017-07-12 | 2018-07-15 | 12110 | NEUROSCIENCE ICU | 2007-05-03 | USD | 4326 | Active | UNIVERSITY NEW MEXICO HOSPITAL
0000058609 | 1422139 | MAQUET INC | HANAULUX BLUELINE 80 | HANAULUX BLUELINE 80 | LIGHTS/ EXAMINATION |  | BBRP | AR010758 |  | 2017-06-15 | 12130 | TRAUMA/SURGICAL ICU | 2007-05-03 | USD | 0.01 | Active | UNIVERSITY NEW MEXICO HOSPITAL
0000058602 | 1077758 | GE HEALTHCARE | CAPNOSTAT | CAPNOSTAT | MODULES/ CARBON DIOXIDE/OXYGEN |  | 420173 | RCK06241008GA | 2017-07-12 | 2018-07-15 | 12110 | NEUROSCIENCE ICU | 2007-05-03 | USD | 4326 | Active | UNIVERSITY NEW MEXICO HOSPITAL
0000058722 | 1440340 | GE HEALTHCARE | TRAM-RAC 4A | TRAM-RAC 4A | RACKS/ MODULE |  | 428875 | RST06437918GA |  | 2017-06-15 | 12130 | TRAUMA/SURGICAL ICU | 2007-05-03 | USD | 1900.14 | Active | UNIVERSITY NEW MEXICO HOSPITAL
0000060731 | 1004244 | CARDINAL HEALTH INC | XENON 300 | XENON 300 | LIGHT SOURCES |  |  | IDO624594 | 2016-10-11 | 2017-10-15 | 15005 | OPERATING ROOM - BBRP | 2007-05-03 | USD | 0.1 | Reactivated | UNIVERSITY NEW MEXICO HOSPITAL
0000058636 | 1440336 | GE HEALTHCARE | TRAM-RAC 4A | TRAM-RAC 4A | RACKS/ MODULE |  | 428875 | RST06437919GA |  | 2017-06-15 | 12130 | TRAUMA/SURGICAL ICU | 2007-05-03 | USD | 1900.14 | Active | UNIVERSITY NEW MEXICO HOSPITAL
0000058635 | 1218429 | GE HEALTHCARE | TRAM-RAC 4A | TRAM-RAC 4A | RACKS/ MODULE |  | 428875 | RST06437925GA |  | 2017-06-15 | 12130 | TRAUMA/SURGICAL ICU | 2007-05-03 | USD | 1900.14 | Active | UNIVERSITY NEW MEXICO HOSPITAL
0000058634 | 1218428 | GE HEALTHCARE | TRAM-RAC 4A | TRAM-RAC 4A | RACKS/ MODULE |  | 428875 | RST06437902GA |  | 2017-06-15 | 21015 | ED-NORTH | 2007-05-03 | USD | 1900.14 | Active | UNIVERSITY NEW MEXICO HOSPITAL
0000058633 | 1422061 | GE HEALTHCARE | TRAM-RAC 4A | TRAM-RAC 4A | RACKS/ MODULE |  | 428875 | RST06437905GA |  | 2017-06-15 | 12130 | TRAUMA/SURGICAL ICU | 2007-05-03 | USD | 1900.14 | Active | UNIVERSITY NEW MEXICO HOSPITAL
0000058632 | 1422130 | GE HEALTHCARE | TRAM-RAC 4A | TRAM-RAC 4A | RACKS/ MODULE |  | 428875 | RST06437901GA |  | 2017-06-15 | 12130 | TRAUMA/SURGICAL ICU | 2007-05-03 | USD | 1900.14 | Active | UNIVERSITY NEW MEXICO HOSPITAL
0000058631 | 1440343 | GE HEALTHCARE | TRAM-RAC 4A | TRAM-RAC 4A | RACKS/ MODULE |  | 428875 | RST06437908GA |  | 2017-06-15 | 12130 | TRAUMA/SURGICAL ICU | 2007-05-03 | USD | 1900.14 | Active | UNIVERSITY NEW MEXICO HOSPITAL
0000058601 | 1218400 | GE HEALTHCARE | BIS/EEG MODULE | BIS/EEG MODULE | MODULES/ BISPECTRAL INDEX |  | 420173 | RBM06241117GA |  | 2017-06-15 | 12110 | NEUROSCIENCE ICU | 2007-05-03 | USD | 5705 | Active | UNIVERSITY NEW MEXICO HOSPITAL
0000058600 | 1218399 | GE HEALTHCARE | BIS/EEG MODULE | BIS/EEG MODULE | MODULES/ BISPECTRAL INDEX |  | 420173 | RBM06241120GA |  | 2017-06-15 | 12110 | NEUROSCIENCE ICU | 2007-05-03 | USD | 5705 | Active | UNIVERSITY NEW MEXICO HOSPITAL
0000058599 | 1218398 | GE HEALTHCARE | BIS/EEG MODULE | BIS/EEG MODULE | MODULES/ BISPECTRAL INDEX |  | 420173 | RBM06241121GA |  | 2017-06-15 | 12110 | NEUROSCIENCE ICU | 2007-05-03 | USD | 5705 | Active | UNIVERSITY NEW MEXICO HOSPITAL
0000058598 | 1218397 | GE HEALTHCARE | BIS/EEG MODULE | BIS/EEG MODULE | MODULES/ BISPECTRAL INDEX |  | 420173 | RBM06241119GA |  | 2017-06-15 | 12110 | NEUROSCIENCE ICU | 2007-05-03 | USD | 5705 | Active | UNIVERSITY NEW MEXICO HOSPITAL
0000058597 | 1218396 | GE HEALTHCARE | BIS/EEG MODULE | BIS/EEG MODULE | MODULES/ BISPECTRAL INDEX |  | 420173 | RBM0624118GA |  | 2017-06-15 | 12110 | NEUROSCIENCE ICU | 2007-05-03 | USD | 5705 | Active | UNIVERSITY NEW MEXICO HOSPITAL
0000058593 | 1440072 | GE HEALTHCARE | PRN 50-M | 418331-002 | RECORDERS |  | 440715 | RPV07059934GA |  | 2017-06-15 | 12455 | NEWBORN ICU | 2007-05-02 | USD | 0.01 | Active | UNIVERSITY NEW MEXICO HOSPITAL
0000058589 | 1440213 | GE HEALTHCARE | PRN 50-M | 418331-002 | RECORDERS |  | 440715 | RPV07059922GA |  | 2017-06-15 | 12455 | NEWBORN ICU | 2007-05-02 | USD | 0.01 | Active | UNIVERSITY NEW MEXICO HOSPITAL
0000058576 | 1077045 | GE HEALTHCARE | PRN-50 | PRN-50 | MODULES/ RECORDERS |  | 428875 | PRV06448850GA |  | 2017-06-15 | 12460 | PEDIATRIC ICU | 2007-05-02 | USD | 1448.7 | Active | UNIVERSITY NEW MEXICO HOSPITAL
0000058591 | 1440073 | GE HEALTHCARE | 2025280-001 | 2025280-001 | MONITORS/ VIDEO |  | 440715 | DTH060T0812 |  | 2017-06-15 | 12455 | NEWBORN ICU | 2007-05-02 | USD | 0.01 | Active | UNIVERSITY NEW MEXICO HOSPITAL
0000058588 | 1440212 | GE HEALTHCARE | 2025280-001 | 2025280-001 | MONITORS/ VIDEO |  | 440715 | DTH060T0796 |  | 2017-06-15 | 12455 | NEWBORN ICU | 2007-05-02 | USD | 0.01 | Active | UNIVERSITY NEW MEXICO HOSPITAL
0000058500 | 1218371 | GE HEALTHCARE | 2025280-001 | 2025280-001 | MONITORS/ VIDEO |  | 428875 | DTG420J0627 |  | 2017-06-15 | 12460 | PEDIATRIC ICU | 2007-05-02 | USD | 1584 | Active | UNIVERSITY NEW MEXICO HOSPITAL
0000050720 | 1439819 | GE HEALTHCARE | TRAM RAC II | TRAM RAC II | RACKS/ MODULE |  | FOUND | NONE |  | 2017-06-15 | 12455 | NEWBORN ICU | 2007-05-02 | USD | 1 | Active | UNIVERSITY NEW MEXICO HOSPITAL
0000058592 | 1440071 | GE HEALTHCARE | CIC PRO | CIC PRO | MONITORS/ CENTRAL STATION |  | 440715 | SCH07110765GA | 2017-02-23 | 2018-02-15 | 12415 | INTERMEDIATE CARE NURSERY | 2007-05-02 | USD | 0.01 | Active | UNIVERSITY NEW MEXICO HOSPITAL
0000058499 | 1077044 | GE HEALTHCARE | CIC PRO | CIC PRO | MONITORS/ CENTRAL STATION |  | 428875 | JA106486182GA | 2017-05-03 | 2018-04-15 | 12460 | PEDIATRIC ICU | 2007-05-02 | USD | 18717.6 | Active | UNIVERSITY NEW MEXICO HOSPITAL
0000058387 | 1218292 | GE HEALTHCARE | UNITY NETWORK ID | UNITY NETWORK ID | DATA MANAGEMENT SYSTEMS/ ECG |  | 420173 | SA906223843GA |  | 2017-06-15 | 12110 | NEUROSCIENCE ICU | 2007-04-28 | USD | 2485 | Active | UNIVERSITY NEW MEXICO HOSPITAL
0000058458 | 1218341 | GE HEALTHCARE | UNITY NETWORK ID | UNITY NETWORK ID | DATA MANAGEMENT SYSTEMS/ ECG |  | 428875 | SA906444542GA |  | 2017-06-15 | 12110 | NEUROSCIENCE ICU | 2007-04-28 | USD | 2343 | Active | UNIVERSITY NEW MEXICO HOSPITAL
0000058497 | 1218370 | GE HEALTHCARE | UNITY NETWORK ID | UNITY NETWORK ID | DATA MANAGEMENT SYSTEMS/ ECG |  | 420173 | SA906233866GA |  | 2017-06-15 | 12110 | NEUROSCIENCE ICU | 2007-04-28 | USD | 2485 | Active | UNIVERSITY NEW MEXICO HOSPITAL
0000058496 | 1218369 | GE HEALTHCARE | UNITY NETWORK ID | UNITY NETWORK ID | DATA MANAGEMENT SYSTEMS/ ECG |  | 420173 | SA906233847GA |  | 2017-06-15 | 12110 | NEUROSCIENCE ICU | 2007-04-28 | USD | 2485 | Active | UNIVERSITY NEW MEXICO HOSPITAL
0000058495 | 1218368 | GE HEALTHCARE | UNITY NETWORK ID | UNITY NETWORK ID | DATA MANAGEMENT SYSTEMS/ ECG |  | 420173 | SA906233848GA |  | 2017-06-15 | 12110 | NEUROSCIENCE ICU | 2007-04-28 | USD | 2485 | Active | UNIVERSITY NEW MEXICO HOSPITAL
0000058494 | 1140057 | GE HEALTHCARE | UNITY NETWORK ID | UNITY NETWORK ID | DATA MANAGEMENT SYSTEMS/ ECG |  | 428875 | SA906444524GA |  | 2017-06-15 | 12110 | NEUROSCIENCE ICU | 2007-04-28 | USD | 2343 | Active | UNIVERSITY NEW MEXICO HOSPITAL
0000058493 | 1140044 | GE HEALTHCARE | UNITY NETWORK ID | UNITY NETWORK ID | DATA MANAGEMENT SYSTEMS/ ECG |  | 428875 | SA906444548GA |  | 2017-06-15 | 12110 | NEUROSCIENCE ICU | 2007-04-28 | USD | 2343 | Active | UNIVERSITY NEW MEXICO HOSPITAL
0000058492 | 1140031 | GE HEALTHCARE | UNITY NETWORK ID | UNITY NETWORK ID | DATA MANAGEMENT SYSTEMS/ ECG |  | 428875 | SA906444475GA |  | 2017-06-15 | 12110 | NEUROSCIENCE ICU | 2007-04-28 | USD | 2343 | Active | UNIVERSITY NEW MEXICO HOSPITAL
0000058491 | 1140035 | GE HEALTHCARE | UNITY NETWORK ID | UNITY NETWORK ID | DATA MANAGEMENT SYSTEMS/ ECG |  | 428875 | SA906424423GA |  | 2017-06-15 | 12110 | NEUROSCIENCE ICU | 2007-04-28 | USD | 2343 | Active | UNIVERSITY NEW MEXICO HOSPITAL
0000058490 | 1218367 | GE HEALTHCARE | UNITY NETWORK ID | UNITY NETWORK ID | DATA MANAGEMENT SYSTEMS/ ECG |  | 420173 | SA906233854GA |  | 2017-06-15 | 12110 | NEUROSCIENCE ICU | 2007-04-28 | USD | 2485 | Active | UNIVERSITY NEW MEXICO HOSPITAL
0000058489 | 1218366 | GE HEALTHCARE | UNITY NETWORK ID | UNITY NETWORK ID | DATA MANAGEMENT SYSTEMS/ ECG |  | 428875 | SA906444510GA |  | 2017-06-15 | 12110 | NEUROSCIENCE ICU | 2007-04-28 | USD | 2343 | Active | UNIVERSITY NEW MEXICO HOSPITAL
0000058488 | 1218365 | GE HEALTHCARE | UNITY NETWORK ID | UNITY NETWORK ID | DATA MANAGEMENT SYSTEMS/ ECG |  | 428875 | SA906444544GA |  | 2017-06-15 | 12110 | NEUROSCIENCE ICU | 2007-04-28 | USD | 2343 | Active | UNIVERSITY NEW MEXICO HOSPITAL
0000058487 | 1218364 | GE HEALTHCARE | UNITY NETWORK ID | UNITY NETWORK ID | DATA MANAGEMENT SYSTEMS/ ECG |  | 428875 | SA906444525GA |  | 2017-06-15 | 12110 | NEUROSCIENCE ICU | 2007-04-28 | USD | 2343 | Active | UNIVERSITY NEW MEXICO HOSPITAL
0000058486 | 1218363 | GE HEALTHCARE | UNITY NETWORK ID | UNITY NETWORK ID | DATA MANAGEMENT SYSTEMS/ ECG |  | 420173 | SA906223830GA |  | 2017-06-15 | 12110 | NEUROSCIENCE ICU | 2007-04-28 | USD | 2485 | Active | UNIVERSITY NEW MEXICO HOSPITAL
0000058485 | 1218362 | GE HEALTHCARE | UNITY NETWORK ID | UNITY NETWORK ID | DATA MANAGEMENT SYSTEMS/ ECG |  | 428875 | SA906424424GA |  | 2017-06-15 | 12110 | NEUROSCIENCE ICU | 2007-04-28 | USD | 2343 | Active | UNIVERSITY NEW MEXICO HOSPITAL
0000058484 | 1218361 | GE HEALTHCARE | UNITY NETWORK ID | UNITY NETWORK ID | DATA MANAGEMENT SYSTEMS/ ECG |  | 428875 | SA906444523GA |  | 2017-06-15 | 12110 | NEUROSCIENCE ICU | 2007-04-28 | USD | 2343 | Active | UNIVERSITY NEW MEXICO HOSPITAL
0000058483 | 1218360 | GE HEALTHCARE | UNITY NETWORK ID | UNITY NETWORK ID | DATA MANAGEMENT SYSTEMS/ ECG |  | 420173 | SA906233868GA |  | 2017-06-15 | 12110 | NEUROSCIENCE ICU | 2007-04-28 | USD | 2485 | Active | UNIVERSITY NEW MEXICO HOSPITAL
0000058482 | 1218359 | GE HEALTHCARE | UNITY NETWORK ID | UNITY NETWORK ID | DATA MANAGEMENT SYSTEMS/ ECG |  | 420173 | SA906233852GA |  | 2017-06-15 | 12110 | NEUROSCIENCE ICU | 2007-04-28 | USD | 2485 | Active | UNIVERSITY NEW MEXICO HOSPITAL
0000058481 | 1218358 | GE HEALTHCARE | UNITY NETWORK ID | UNITY NETWORK ID | DATA MANAGEMENT SYSTEMS/ ECG |  | 428875 | SA906444531GA |  | 2017-06-15 | 12110 | NEUROSCIENCE ICU | 2007-04-28 | USD | 2343 | Active | UNIVERSITY NEW MEXICO HOSPITAL
0000058480 | 1218357 | GE HEALTHCARE | UNITY NETWORK ID | UNITY NETWORK ID | DATA MANAGEMENT SYSTEMS/ ECG |  | 428875 | SA906434437GA |  | 2017-06-15 | 12110 | NEUROSCIENCE ICU | 2007-04-28 | USD | 2343 | Active | UNIVERSITY NEW MEXICO HOSPITAL
0000058479 | 1218356 | GE HEALTHCARE | UNITY NETWORK ID | UNITY NETWORK ID | DATA MANAGEMENT SYSTEMS/ ECG |  | 420173 | SA906233867GA |  | 2017-06-15 | 12110 | NEUROSCIENCE ICU | 2007-04-28 | USD | 2485 | Active | UNIVERSITY NEW MEXICO HOSPITAL
0000058478 | 1218355 | GE HEALTHCARE | UNITY NETWORK ID | UNITY NETWORK ID | DATA MANAGEMENT SYSTEMS/ ECG |  | 428875 | SA906444518GA |  | 2017-06-15 | 12110 | NEUROSCIENCE ICU | 2007-04-28 | USD | 2343 | Active | UNIVERSITY NEW MEXICO HOSPITAL
0000058477 | 1218354 | GE HEALTHCARE | UNITY NETWORK ID | UNITY NETWORK ID | DATA MANAGEMENT SYSTEMS/ ECG |  | 420173 | SA906233859GA |  | 2017-06-15 | 12110 | NEUROSCIENCE ICU | 2007-04-28 | USD | 2485 | Active | UNIVERSITY NEW MEXICO HOSPITAL
0000058476 | 1218353 | GE HEALTHCARE | UNITY NETWORK ID | UNITY NETWORK ID | DATA MANAGEMENT SYSTEMS/ ECG |  | 428875 | SA906444549GA |  | 2017-06-15 | 12110 | NEUROSCIENCE ICU | 2007-04-28 | USD | 2343 | Active | UNIVERSITY NEW MEXICO HOSPITAL
0000058380 | 1140053 | GE HEALTHCARE | SOLAR 8000I | SOLAR 8000I | MONITORING SYSTEMS/ PHYSIOLOGIC |  | 420173 | SBL06163869GA | 2017-07-07 | 2018-07-15 | 12110 | NEUROSCIENCE ICU | 2007-04-28 | USD | 11049.99 | Active | UNIVERSITY NEW MEXICO HOSPITAL
0000058457 | 1140058 | GE HEALTHCARE | SOLAR 8000I | SOLAR 8000I | MONITORING SYSTEMS/ PHYSIOLOGIC |  | 420173 | SBL06163872GA | 2017-07-05 | 2018-07-15 | 12110 | NEUROSCIENCE ICU | 2007-04-28 | USD | 11049.99 | Active | UNIVERSITY NEW MEXICO HOSPITAL
0000058456 | 1140063 | GE HEALTHCARE | SOLAR 8000I | SOLAR 8000I | MONITORING SYSTEMS/ PHYSIOLOGIC |  | 420173 | SBL06163873GA | 2017-07-05 | 2018-07-15 | 12110 | NEUROSCIENCE ICU | 2007-04-28 | USD | 11049.99 | Active | UNIVERSITY NEW MEXICO HOSPITAL
0000058455 | 1140049 | GE HEALTHCARE | SOLAR 8000I | SOLAR 8000I | MONITORING SYSTEMS/ PHYSIOLOGIC |  | 420173 | SBL06163878GA | 2016-07-29 | 2017-07-15 | 12110 | NEUROSCIENCE ICU | 2007-04-28 | USD | 11049.99 | Active | UNIVERSITY NEW MEXICO HOSPITAL
0000058454 | 1140056 | GE HEALTHCARE | SOLAR 8000I | SOLAR 8000I | MONITORING SYSTEMS/ PHYSIOLOGIC |  | 428875 | SBL06436167GA | 2016-07-14 | 2017-07-15 | 12110 | NEUROSCIENCE ICU | 2007-04-28 | USD | 10172.81 | Active | UNIVERSITY NEW MEXICO HOSPITAL
0000058453 | 1140043 | GE HEALTHCARE | SOLAR 8000I | SOLAR 8000I | MONITORING SYSTEMS/ PHYSIOLOGIC |  | 428875 | SBL06436166GA | 2016-07-22 | 2017-07-15 | 12110 | NEUROSCIENCE ICU | 2007-04-28 | USD | 10172.81 | Active | UNIVERSITY NEW MEXICO HOSPITAL
0000058452 | 1140048 | GE HEALTHCARE | SOLAR 8000I | SOLAR 8000I | MONITORING SYSTEMS/ PHYSIOLOGIC |  | 428875 | SBL06436124GA | 2016-07-22 | 2017-07-15 | 12110 | NEUROSCIENCE ICU | 2007-04-28 | USD | 10172.81 | Active | UNIVERSITY NEW MEXICO HOSPITAL
0000058451 | 114003 | GE HEALTHCARE | SOLAR 8000I | SOLAR 8000I | MONITORING SYSTEMS/ PHYSIOLOGIC |  | 428875 | SBL06436169GA | 2017-07-18 | 2018-07-15 | 12110 | NEUROSCIENCE ICU | 2007-04-28 | USD | 10172.81 | Active | UNIVERSITY NEW MEXICO HOSPITAL
0000058450 | 1140022 | GE HEALTHCARE | SOLAR 8000I | SOLAR 8000I | MONITORING SYSTEMS/ PHYSIOLOGIC |  | 428875 | SBL06436168GA | 2017-07-18 | 2018-07-15 | 12110 | NEUROSCIENCE ICU | 2007-04-28 | USD | 10172.82 | Active | UNIVERSITY NEW MEXICO HOSPITAL
0000058449 | 1096351 | GE HEALTHCARE | SOLAR 8000I | SOLAR 8000I | MONITORING SYSTEMS/ PHYSIOLOGIC |  | 428875 | SBL06436174GA | 2017-07-07 | 2018-07-15 | 12110 | NEUROSCIENCE ICU | 2007-04-28 | USD | 10172.82 | Active | UNIVERSITY NEW MEXICO HOSPITAL
0000058448 | 1140027 | GE HEALTHCARE | SOLAR 8000I | SOLAR 8000I | MONITORING SYSTEMS/ PHYSIOLOGIC |  | 428875 | SBL06436470GA | 2017-07-05 | 2018-07-15 | 12110 | NEUROSCIENCE ICU | 2007-04-28 | USD | 10172.82 | Active | UNIVERSITY NEW MEXICO HOSPITAL
0000058447 | 1140108 | GE HEALTHCARE | SOLAR 8000I | SOLAR 8000I | MONITORING SYSTEMS/ PHYSIOLOGIC |  | 428875 | SBL06436125GA | 2016-07-14 | 2017-07-15 | 12110 | NEUROSCIENCE ICU | 2007-04-28 | USD | 10172.82 | Active | UNIVERSITY NEW MEXICO HOSPITAL
0000058446 | 1003264 | GE HEALTHCARE | SOLAR 8000I | SOLAR 8000I | MONITORING SYSTEMS/ PHYSIOLOGIC |  | 428875 | SBL06436171GA | 2016-07-25 | 2017-07-15 | 12110 | NEUROSCIENCE ICU | 2007-04-28 | USD | 10172.82 | Active | UNIVERSITY NEW MEXICO HOSPITAL
0000058445 | 1004736 | GE HEALTHCARE | SOLAR 8000I | SOLAR 8000I | MONITORING SYSTEMS/ PHYSIOLOGIC |  | 428875 | SBL06436172GA | 2016-07-25 | 2017-07-15 | 12110 | NEUROSCIENCE ICU | 2007-04-28 | USD | 10172.82 | Active | UNIVERSITY NEW MEXICO HOSPITAL
0000058444 | 1003667 | GE HEALTHCARE | SOLAR 8000I | SOLAR 8000I | MONITORING SYSTEMS/ PHYSIOLOGIC |  | 428875 | SBL06436175GA | 2016-07-13 | 2017-07-15 | 12110 | NEUROSCIENCE ICU | 2007-04-28 | USD | 10172.82 | Active | UNIVERSITY NEW MEXICO HOSPITAL
0000058443 | 1003666 | GE HEALTHCARE | SOLAR 8000I | SOLAR 8000I | MONITORING SYSTEMS/ PHYSIOLOGIC |  | 428875 | SBL06436176GA | 2016-07-28 | 2017-07-15 | 12110 | NEUROSCIENCE ICU | 2007-04-28 | USD | 10172.82 | Active | UNIVERSITY NEW MEXICO HOSPITAL
0000058442 | 1218335 | GE HEALTHCARE | SOLAR 8000I | SOLAR 8000I | MONITORING SYSTEMS/ PHYSIOLOGIC |  | 428875 | SBL06436165GA | 2016-07-25 | 2017-07-15 | 12110 | NEUROSCIENCE ICU | 2007-04-28 | USD | 10172.82 | Active | UNIVERSITY NEW MEXICO HOSPITAL
0000058441 | 1218334 | GE HEALTHCARE | SOLAR 8000I | SOLAR 8000I | MONITORING SYSTEMS/ PHYSIOLOGIC |  | 420173 | SBL06163875GA | 2017-07-07 | 2018-07-15 | 12110 | NEUROSCIENCE ICU | 2007-04-28 | USD | 11049.99 | Active | UNIVERSITY NEW MEXICO HOSPITAL
0000058440 | 1140054 | GE HEALTHCARE | SOLAR 8000I | SOLAR 8000I | MONITORING SYSTEMS/ PHYSIOLOGIC |  | 420173 | SBL06163877GA | 2016-07-13 | 2017-07-15 | 12110 | NEUROSCIENCE ICU | 2007-04-28 | USD | 11049.99 | Active | UNIVERSITY NEW MEXICO HOSPITAL
0000058439 | 1218332 | GE HEALTHCARE | SOLAR 8000I | SOLAR 8000I | MONITORING SYSTEMS/ PHYSIOLOGIC |  | 420173 | SBL06163876GA | 2016-07-13 | 2017-07-15 | 12110 | NEUROSCIENCE ICU | 2007-04-28 | USD | 11049.99 | Active | UNIVERSITY NEW MEXICO HOSPITAL
0000058438 | 1140109 | GE HEALTHCARE | SOLAR 8000I | SOLAR 8000I | MONITORING SYSTEMS/ PHYSIOLOGIC |  | 420173 | SBL06163870GA | 2017-07-05 | 2018-07-15 | 12110 | NEUROSCIENCE ICU | 2007-04-28 | USD | 11049.99 | Active | UNIVERSITY NEW MEXICO HOSPITAL
0000058437 | 1004738 | GE HEALTHCARE | SOLAR 8000I | SOLAR 8000I | MONITORING SYSTEMS/ PHYSIOLOGIC |  | 420173 | SBL06163871GA | 2017-07-07 | 2018-07-15 | 12110 | NEUROSCIENCE ICU | 2007-04-28 | USD | 11049.99 | Active | UNIVERSITY NEW MEXICO HOSPITAL
0000058436 | 1004739 | GE HEALTHCARE | SOLAR 8000I | SOLAR 8000I | MONITORING SYSTEMS/ PHYSIOLOGIC |  | 420173 | SBL06163874GA | 2016-07-13 | 2017-07-15 | 12110 | NEUROSCIENCE ICU | 2007-04-28 | USD | 11049.99 | Active | UNIVERSITY NEW MEXICO HOSPITAL
0000058435 | 1003665 | GE HEALTHCARE | SOLAR 8000I | SOLAR 8000I | MONITORING SYSTEMS/ PHYSIOLOGIC |  | 428875 | SBL06436173GA | 2016-07-28 | 2017-07-15 | 12110 | NEUROSCIENCE ICU | 2007-04-28 | USD | 10172.82 | Active | UNIVERSITY NEW MEXICO HOSPITAL
0000058422 | 1218322 | GE HEALTHCARE | TRAM (451N) | TRAM (451N) | MODULES/ MULTIPARAMETERS |  | 428875 | SBB06442667GA |  | 2017-06-15 | 12110 | NEUROSCIENCE ICU | 2007-04-28 | USD | 6435 | Active | UNIVERSITY NEW MEXICO HOSPITAL
0000058421 | 1143020 | GE HEALTHCARE | TRAM (451N) | TRAM (451N) | MODULES/ MULTIPARAMETERS |  | 428875 | SBB06422551GA |  | 2017-06-15 | 12110 | NEUROSCIENCE ICU | 2007-04-28 | USD | 6435 | Active | UNIVERSITY NEW MEXICO HOSPITAL
0000058434 | 1083378 | GE HEALTHCARE | TRAM (451N) | TRAM (451N) | MODULES/ MULTIPARAMETERS |  | 428875 | SBB06422558GA |  | 2017-06-15 | 12110 | NEUROSCIENCE ICU | 2007-04-28 | USD | 6435 | Active | UNIVERSITY NEW MEXICO HOSPITAL
0000058433 | 1218328 | GE HEALTHCARE | TRAM (451N) | TRAM (451N) | MODULES/ MULTIPARAMETERS |  | 428875 | SBB06442711GA |  | 2017-06-15 | 15000 | OPERATING ROOM | 2007-04-28 | USD | 6435 | Active | UNIVERSITY NEW MEXICO HOSPITAL
0000058432 | 1140028 | GE HEALTHCARE | TRAM (451N) | TRAM (451N) | MODULES/ MULTIPARAMETERS |  | 428875 | SBB06432575GA |  | 2017-06-15 | 12110 | NEUROSCIENCE ICU | 2007-04-28 | USD | 6435 | Active | UNIVERSITY NEW MEXICO HOSPITAL
0000058431 | 1143405 | GE HEALTHCARE | TRAM (451N) | TRAM (451N) | MODULES/ MULTIPARAMETERS |  | 428875 | SBB06432572GA |  | 2017-06-15 | 12110 | NEUROSCIENCE ICU | 2007-04-28 | USD | 6435 | Active | UNIVERSITY NEW MEXICO HOSPITAL
0000058430 | 1218327 | GE HEALTHCARE | TRAM (451N) | TRAM (451N) | MODULES/ MULTIPARAMETERS |  | 428875 | SBB06432566GA |  | 2017-06-15 | 71040 | CARDIAC CATH LAB | 2007-04-28 | USD | 6435 | Active | UNIVERSITY NEW MEXICO HOSPITAL
0000058429 | 1143374 | GE HEALTHCARE | TRAM (451N) | TRAM (451N) | MODULES/ MULTIPARAMETERS |  | 428875 | SBB06442716GA |  | 2017-06-15 | 15000 | OPERATING ROOM | 2007-04-28 | USD | 6435 | Active | UNIVERSITY NEW MEXICO HOSPITAL
0000058428 | 1143273 | GE HEALTHCARE | TRAM (451N) | TRAM (451N) | MODULES/ MULTIPARAMETERS |  | 428875 | SBB06442701GA |  | 2017-06-15 | 12110 | NEUROSCIENCE ICU | 2007-04-28 | USD | 6435 | Active | UNIVERSITY NEW MEXICO HOSPITAL
0000058427 | 1218326 | GE HEALTHCARE | TRAM (451N) | TRAM (451N) | MODULES/ MULTIPARAMETERS |  | 428875 | SBB06442690GA |  | 2017-06-15 | 12110 | NEUROSCIENCE ICU | 2007-04-28 | USD | 6435 | Active | UNIVERSITY NEW MEXICO HOSPITAL
0000058426 | 1218325 | GE HEALTHCARE | TRAM (451N) | TRAM (451N) | MODULES/ MULTIPARAMETERS |  | 428875 | SBB06432626GA |  | 2017-06-15 | 12110 | NEUROSCIENCE ICU | 2007-04-28 | USD | 6435 | Active | UNIVERSITY NEW MEXICO HOSPITAL
0000058425 | 1218324 | GE HEALTHCARE | TRAM (451N) | TRAM (451N) | MODULES/ MULTIPARAMETERS |  | 428875 | SBB06422448GA |  | 2017-06-15 | 12110 | NEUROSCIENCE ICU | 2007-04-28 | USD | 6435 | Active | UNIVERSITY NEW MEXICO HOSPITAL
0000058424 | 1143027 | GE HEALTHCARE | TRAM (451N) | TRAM (451N) | MODULES/ MULTIPARAMETERS |  | 428875 | SBB06432567GA |  | 2017-06-15 | 12110 | NEUROSCIENCE ICU | 2007-04-28 | USD | 6435 | Active | UNIVERSITY NEW MEXICO HOSPITAL
0000058423 | 1218323 | GE HEALTHCARE | TRAM (451N) | TRAM (451N) | MODULES/ MULTIPARAMETERS |  | 428875 | SBB06442697GA |  | 2017-06-15 | 12110 | NEUROSCIENCE ICU | 2007-04-28 | USD | 6435 | Active | UNIVERSITY NEW MEXICO HOSPITAL
0000058498 | 1077757 | GE HEALTHCARE | CAPNOSTAT | CAPNOSTAT | MODULES/ CARBON DIOXIDE/OXYGEN |  | 428875 | RCK06441442GA | 2017-07-12 | 2018-07-15 | 12110 | NEUROSCIENCE ICU | 2007-04-28 | USD | 4125 | Active | UNIVERSITY NEW MEXICO HOSPITAL
0000058596 | 1077761 | GE HEALTHCARE | CAPNOSTAT | CAPNOSTAT | MODULES/ CARBON DIOXIDE/OXYGEN |  | 428875 | RCK06441450GA | 2017-07-12 | 2018-07-15 | 12110 | NEUROSCIENCE ICU | 2007-04-28 | USD | 4125 | Active | UNIVERSITY NEW MEXICO HOSPITAL
0000058595 | 1077759 | GE HEALTHCARE | CAPNOSTAT | CAPNOSTAT | MODULES/ CARBON DIOXIDE/OXYGEN |  | 428875 | RCK06441444GA | 2017-07-12 | 2018-07-15 | 12110 | NEUROSCIENCE ICU | 2007-04-28 | USD | 4125 | Reactivated | UNIVERSITY NEW MEXICO HOSPITAL
0000058469 | 1140036 | GE HEALTHCARE | TRAM-RAC 4A | TRAM-RAC 4A | RACKS/ MODULE |  | 428875 | RST06437910GA |  | 2017-06-15 | 15000 | OPERATING ROOM | 2007-04-28 | USD | 1900.14 | Active | UNIVERSITY NEW MEXICO HOSPITAL
0000058468 | 1140023 | GE HEALTHCARE | TRAM-RAC 4A | TRAM-RAC 4A | RACKS/ MODULE |  | 428875 | RST06437909GA |  | 2017-06-15 | 12110 | NEUROSCIENCE ICU | 2007-04-28 | USD | 1900.14 | Active | UNIVERSITY NEW MEXICO HOSPITAL
0000058467 | 1422128 | GE HEALTHCARE | TRAM-RAC 4A | TRAM-RAC 4A | RACKS/ MODULE |  | 428875 | RST06437916GA |  | 2017-06-15 | 12110 | NEUROSCIENCE ICU | 2007-04-28 | USD | 1900.14 | Active | UNIVERSITY NEW MEXICO HOSPITAL
0000058466 | 1140029 | GE HEALTHCARE | TRAM-RAC 4A | TRAM-RAC 4A | RACKS/ MODULE |  | 428875 | RST06437911GA |  | 2017-06-15 | 12110 | NEUROSCIENCE ICU | 2007-04-28 | USD | 1900.14 | Active | UNIVERSITY NEW MEXICO HOSPITAL
0000058465 | 1422123 | GE HEALTHCARE | TRAM-RAC 4A | TRAM-RAC 4A | RACKS/ MODULE |  | 428875 | RST06437921GA |  | 2017-06-15 | 12110 | NEUROSCIENCE ICU | 2007-04-28 | USD | 1900.14 | Active | UNIVERSITY NEW MEXICO HOSPITAL
0000058464 | 1422080 | GE HEALTHCARE | TRAM-RAC 4A | TRAM-RAC 4A | RACKS/ MODULE |  | 428875 | RST06437912GA |  | 2017-06-15 | 12110 | NEUROSCIENCE ICU | 2007-04-28 | USD | 1900.14 | Active | UNIVERSITY NEW MEXICO HOSPITAL
0000058463 | 1003262 | GE HEALTHCARE | TRAM-RAC 4A | TRAM-RAC 4A | RACKS/ MODULE |  | 428875 | RST06437897GA |  | 2017-06-15 | 12110 | NEUROSCIENCE ICU | 2007-04-28 | USD | 1900.14 | Active | UNIVERSITY NEW MEXICO HOSPITAL
0000058462 | 1422164 | GE HEALTHCARE | TRAM-RAC 4A | TRAM-RAC 4A | RACKS/ MODULE |  | 428875 | RST06437907GA |  | 2017-06-15 | 12110 | NEUROSCIENCE ICU | 2007-04-28 | USD | 1900.14 | Active | UNIVERSITY NEW MEXICO HOSPITAL
0000058461 | 1422117 | GE HEALTHCARE | TRAM-RAC 4A | TRAM-RAC 4A | RACKS/ MODULE |  | 428875 | RST06437923GA |  | 2017-06-15 | 12110 | NEUROSCIENCE ICU | 2007-04-28 | USD | 1900.14 | Active | UNIVERSITY NEW MEXICO HOSPITAL
0000058460 | 1218343 | GE HEALTHCARE | TRAM-RAC 4A | TRAM-RAC 4A | RACKS/ MODULE |  | 428875 | RST06437898GA |  | 2017-06-15 | 12110 | NEUROSCIENCE ICU | 2007-04-28 | USD | 1900.14 | Active | UNIVERSITY NEW MEXICO HOSPITAL
0000058459 | 1218342 | GE HEALTHCARE | TRAM-RAC 4A | TRAM-RAC 4A | RACKS/ MODULE |  | 428875 | RST06437915GA |  | 2017-06-15 | 12110 | NEUROSCIENCE ICU | 2007-04-28 | USD | 1900.14 | Active | UNIVERSITY NEW MEXICO HOSPITAL
0000058371 | 1140055 | GE HEALTHCARE | TRAM-RAC 4A | TRAM-RAC 4A | RACKS/ MODULE |  | 420173 | RST06255690GA |  | 2017-06-15 | 12110 | NEUROSCIENCE ICU | 2007-04-28 | USD | 2045.75 | Active | UNIVERSITY NEW MEXICO HOSPITAL
0000058475 | 1422157 | GE HEALTHCARE | TRAM-RAC 4A | TRAM-RAC 4A | RACKS/ MODULE |  | 420173 | RST06255688GA |  | 2017-06-15 | 12110 | NEUROSCIENCE ICU | 2007-04-28 | USD | 2045.75 | Active | UNIVERSITY NEW MEXICO HOSPITAL
0000058474 | 1140065 | GE HEALTHCARE | TRAM-RAC 4A | TRAM-RAC 4A | RACKS/ MODULE |  | 428875 | RST06478655GA |  | 2017-06-15 | 12110 | NEUROSCIENCE ICU | 2007-04-28 | USD | 1900.14 | Active | UNIVERSITY NEW MEXICO HOSPITAL
0000058473 | 1140051 | GE HEALTHCARE | TRAM-RAC 4A | TRAM-RAC 4A | RACKS/ MODULE |  | 420173 | RST06255691GA |  | 2017-06-15 | 12110 | NEUROSCIENCE ICU | 2007-04-28 | USD | 2045.75 | Active | UNIVERSITY NEW MEXICO HOSPITAL
0000058472 | 1140040 - VERIFY | GE HEALTHCARE | TRAM-RAC 4A | TRAM-RAC 4A | RACKS/ MODULE |  | 428875 | RST06437922GA |  | 2017-06-15 | 12110 | NEUROSCIENCE ICU | 2007-04-28 | USD | 1900.14 | Active | UNIVERSITY NEW MEXICO HOSPITAL
0000058471 | 1140046 | GE HEALTHCARE | TRAM-RAC 4A | TRAM-RAC 4A | RACKS/ MODULE |  | 420173 | RST06255692GA |  | 2017-06-15 | 12110 | NEUROSCIENCE ICU | 2007-04-28 | USD | 2045.75 | Active | UNIVERSITY NEW MEXICO HOSPITAL
0000058470 | 1140032 | GE HEALTHCARE | TRAM-RAC 4A | TRAM-RAC 4A | RACKS/ MODULE |  | 428875 | RST06437913GA |  | 2017-06-15 | 12110 | NEUROSCIENCE ICU | 2007-04-28 | USD | 1900.14 | Active | UNIVERSITY NEW MEXICO HOSPITAL
0000058308 | 1162023 | MEDELA INC | SYMPHONY | SYMPHONY | PUMPS/ BREAST |  | 441253 | 1131834 | 2017-01-25 | 2018-01-15 | 12480 | CTH REHAB-ORTHO UNIT | 2007-04-27 | USD | 1 | Active | UNIVERSITY NEW MEXICO HOSPITAL
0000029526 | 1439756 | IMPACT MONITORS INC | 320KL | 320KL | ASPIRATORS |  | found | 9804001 | 2017-04-05 | 2018-04-15 | 12460 | PEDIATRIC ICU | 2007-04-24 | USD | 1 | Active | UNIVERSITY NEW MEXICO HOSPITAL
0000058391 | 1218296 | GE HEALTHCARE | UNITY NETWORK ID | UNITY NETWORK ID | DATA MANAGEMENT SYSTEMS/ ECG |  | 428875 | SA906474597GA |  | 2017-06-15 | 12120 | MEDICAL/CARDIAC ICU | 2007-04-21 | USD | 2343 | Active | UNIVERSITY NEW MEXICO HOSPITAL
0000058390 | 1218295 | GE HEALTHCARE | UNITY NETWORK ID | UNITY NETWORK ID | DATA MANAGEMENT SYSTEMS/ ECG |  | 428875 | SA906474593GA |  | 2017-06-15 | 12120 | MEDICAL/CARDIAC ICU | 2007-04-21 | USD | 2343 | Active | UNIVERSITY NEW MEXICO HOSPITAL
0000058389 | 1218294 | GE HEALTHCARE | UNITY NETWORK ID | UNITY NETWORK ID | DATA MANAGEMENT SYSTEMS/ ECG |  | 428875 | SA906474605GA |  | 2017-06-15 | 12120 | MEDICAL/CARDIAC ICU | 2007-04-21 | USD | 2343 | Active | UNIVERSITY NEW MEXICO HOSPITAL
0000058388 | 1218293 | GE HEALTHCARE | UNITY NETWORK ID | UNITY NETWORK ID | DATA MANAGEMENT SYSTEMS/ ECG |  | 428875 | SA906474598GA |  | 2017-06-15 | 12120 | MEDICAL/CARDIAC ICU | 2007-04-21 | USD | 2343 | Active | UNIVERSITY NEW MEXICO HOSPITAL
0000058386 | 1218291 | GE HEALTHCARE | UNITY NETWORK ID | UNITY NETWORK ID | DATA MANAGEMENT SYSTEMS/ ECG |  | 428875 | SA906474616GA |  | 2017-06-15 | 12120 | MEDICAL/CARDIAC ICU | 2007-04-21 | USD | 2343 | Active | UNIVERSITY NEW MEXICO HOSPITAL
0000058385 | 1218290 | GE HEALTHCARE | UNITY NETWORK ID | UNITY NETWORK ID | DATA MANAGEMENT SYSTEMS/ ECG |  | 428875 | SA906474596GA |  | 2017-06-15 | 12120 | MEDICAL/CARDIAC ICU | 2007-04-21 | USD | 2343 | Active | UNIVERSITY NEW MEXICO HOSPITAL
0000058384 | 1218289 | GE HEALTHCARE | UNITY NETWORK ID | UNITY NETWORK ID | DATA MANAGEMENT SYSTEMS/ ECG |  | 428875 | SA906474594GA |  | 2017-06-15 | 12120 | MEDICAL/CARDIAC ICU | 2007-04-21 | USD | 2343 | Active | UNIVERSITY NEW MEXICO HOSPITAL
0000058342 | 1218250 | GE HEALTHCARE | UNITY NETWORK ID | UNITY NETWORK ID | DATA MANAGEMENT SYSTEMS/ ECG |  | 428875 | SA906474615GA |  | 2017-06-15 | 12120 | MEDICAL/CARDIAC ICU | 2007-04-21 | USD | 2343 | Active | UNIVERSITY NEW MEXICO HOSPITAL
0000058542 | 1218375 | GE HEALTHCARE | UNITY NETWORK ID | UNITY NETWORK ID | DATA MANAGEMENT SYSTEMS/ ECG |  | 428875 | SA906474604GA |  | 2017-06-15 | 12120 | MEDICAL/CARDIAC ICU | 2007-04-21 | USD | 2343 | Active | UNIVERSITY NEW MEXICO HOSPITAL
0000058383 | 1422009 | GE HEALTHCARE | SOLAR 8000I | SOLAR 8000I | MONITORING SYSTEMS/ PHYSIOLOGIC |  | 428875 | SBL06436133GA | 2017-05-03 | 2018-05-15 | 12120 | MEDICAL/CARDIAC ICU | 2007-04-21 | USD | 10199.99 | Active | UNIVERSITY NEW MEXICO HOSPITAL
0000058382 | 1422017 | GE HEALTHCARE | SOLAR 8000I | SOLAR 8000I | MONITORING SYSTEMS/ PHYSIOLOGIC |  | 428875 | SBL06436131GA | 2017-05-30 | 2018-05-15 | 12120 | MEDICAL/CARDIAC ICU | 2007-04-21 | USD | 10199.99 | Active | UNIVERSITY NEW MEXICO HOSPITAL
0000058381 | 1422018 | GE HEALTHCARE | SOLAR 8000I | SOLAR 8000I | MONITORING SYSTEMS/ PHYSIOLOGIC |  | 428875 | SBL06436134GA | 2017-05-05 | 2018-05-15 | 12120 | MEDICAL/CARDIAC ICU | 2007-04-21 | USD | 10199.99 | Active | UNIVERSITY NEW MEXICO HOSPITAL
0000058379 | 1421990 | GE HEALTHCARE | SOLAR 8000I | SOLAR 8000I | MONITORING SYSTEMS/ PHYSIOLOGIC |  | 428875 | SBL06436130GA | 2017-05-04 | 2018-05-15 | 12120 | MEDICAL/CARDIAC ICU | 2007-04-21 | USD | 10199.99 | Active | UNIVERSITY NEW MEXICO HOSPITAL
0000058378 | 1440475 | GE HEALTHCARE | SOLAR 8000I | SOLAR 8000I | MONITORING SYSTEMS/ PHYSIOLOGIC |  | 428875 | SBL06436137GA | 2017-05-05 | 2018-05-15 | 12120 | MEDICAL/CARDIAC ICU | 2007-04-21 | USD | 10199.96 | Active | UNIVERSITY NEW MEXICO HOSPITAL
0000058377 | 1421999 | GE HEALTHCARE | SOLAR 8000I | SOLAR 8000I | MONITORING SYSTEMS/ PHYSIOLOGIC |  | 428875 | SBL06436129GA | 2017-05-30 | 2018-05-15 | 12120 | MEDICAL/CARDIAC ICU | 2007-04-21 | USD | 10199.96 | Active | UNIVERSITY NEW MEXICO HOSPITAL
0000058376 | 1440473 | GE HEALTHCARE | SOLAR 8000I | SOLAR 8000I | MONITORING SYSTEMS/ PHYSIOLOGIC |  | 428875 | SBL06436136GA | 2017-05-30 | 2018-05-15 | 12120 | MEDICAL/CARDIAC ICU | 2007-04-21 | USD | 10199.96 | Active | UNIVERSITY NEW MEXICO HOSPITAL
0000058341 | 1422006 | GE HEALTHCARE | SOLAR 8000I | SOLAR 8000I | MONITORING SYSTEMS/ PHYSIOLOGIC |  | 428875 | SBL06436132GA | 2016-05-19 | 2017-05-15 | 12120 | MEDICAL/CARDIAC ICU | 2007-04-21 | USD | 10199.96 | Active | UNIVERSITY NEW MEXICO HOSPITAL
0000058541 | 1218374 | GE HEALTHCARE | SOLAR 8000I | SOLAR 8000I | MONITORING SYSTEMS/ PHYSIOLOGIC |  | 428875 | SBL06536135GA | 2017-05-18 | 2018-05-15 | 12120 | MEDICAL/CARDIAC ICU | 2007-04-21 | USD | 10199.99 | Active | UNIVERSITY NEW MEXICO HOSPITAL
0000058367 | 1140252 | GE HEALTHCARE | TRAM (451N) | TRAM (451N) | MODULES/ MULTIPARAMETERS |  | 428875 | SBB06442696GA |  | 2017-06-15 | 12120 | MEDICAL/CARDIAC ICU | 2007-04-21 | USD | 6435 | Active | UNIVERSITY NEW MEXICO HOSPITAL
0000058366 | 1140246 | GE HEALTHCARE | TRAM (451N) | TRAM (451N) | MODULES/ MULTIPARAMETERS |  | 428875 | SBB06442702GA |  | 2017-06-15 | 12120 | MEDICAL/CARDIAC ICU | 2007-04-21 | USD | 6435 | Active | UNIVERSITY NEW MEXICO HOSPITAL
0000058365 | 1218272 | GE HEALTHCARE | TRAM (451N) | TRAM (451N) | MODULES/ MULTIPARAMETERS |  | 428875 | SBB06432659GA |  | 2017-06-15 | 12120 | MEDICAL/CARDIAC ICU | 2007-04-21 | USD | 6435 | Active | UNIVERSITY NEW MEXICO HOSPITAL
0000058364 | 1439904 | GE HEALTHCARE | TRAM (451N) | TRAM (451N) | MODULES/ MULTIPARAMETERS |  | 428875 | SBB06432663GA |  | 2017-06-15 | 12460 | PEDIATRIC ICU | 2007-04-21 | USD | 6435 | Active | UNIVERSITY NEW MEXICO HOSPITAL
0000058363 | 1143276 | GE HEALTHCARE | TRAM (451N) | TRAM (451N) | MODULES/ MULTIPARAMETERS |  | 428875 | SBB06442694GA |  | 2017-06-15 | 71040 | CARDIAC CATH LAB | 2007-04-21 | USD | 6435 | Active | UNIVERSITY NEW MEXICO HOSPITAL
0000058362 | 1218270 | GE HEALTHCARE | TRAM (451N) | TRAM (451N) | MODULES/ MULTIPARAMETERS |  | 428875 | SBB06432654GA |  | 2017-06-15 | 12120 | MEDICAL/CARDIAC ICU | 2007-04-21 | USD | 6435 | Active | UNIVERSITY NEW MEXICO HOSPITAL
0000058361 | 1218269 | GE HEALTHCARE | TRAM (451N) | TRAM (451N) | MODULES/ MULTIPARAMETERS |  | 428875 | SBB06442693GA |  | 2017-06-15 | 12120 | MEDICAL/CARDIAC ICU | 2007-04-21 | USD | 6435 | Active | UNIVERSITY NEW MEXICO HOSPITAL
0000058544 | 1218377 | GE HEALTHCARE | TRAM (451N) | TRAM (451N) | MODULES/ MULTIPARAMETERS |  | 428875 | SBB06442705GA |  | 2017-06-15 | 12120 | MEDICAL/CARDIAC ICU | 2007-04-21 | USD | 6435 | Active | UNIVERSITY NEW MEXICO HOSPITAL
0000058539 | 1440389 | GE HEALTHCARE | TRAM (451N) | TRAM (451N) | MODULES/ MULTIPARAMETERS |  | 428875 | SBB06442688GA |  | 2017-06-15 | 12460 | PEDIATRIC ICU | 2007-04-21 | USD | 6435 | Active | UNIVERSITY NEW MEXICO HOSPITAL
0000060802 | 1219158 | MAQUET INC | HANAULUX BLUELINE 80 | HANAULUX BLUELINE 80 | LIGHTS/ EXAMINATION |  | BBRP | AR011291 |  | 2017-06-15 | 12120 | MEDICAL/CARDIAC ICU | 2007-04-21 | USD | 0.01 | Active | UNIVERSITY NEW MEXICO HOSPITAL
0000058420 | 1422119 | MAQUET INC | HANAULUX BLUELINE 80 | HANAULUX BLUELINE 80 | LIGHTS/ EXAMINATION |  | BBRP | AR010764 |  | 2017-06-15 | 12110 | NEUROSCIENCE ICU | 2007-04-21 | USD | 0.01 | Active | UNIVERSITY NEW MEXICO HOSPITAL
0000058356 | 1440448 | MAQUET INC | HANAULUX BLUELINE 80 | HANAULUX BLUELINE 80 | LIGHTS/ EXAMINATION |  | BBRP | AR010738 |  | 2017-06-15 | 12120 | MEDICAL/CARDIAC ICU | 2007-04-21 | USD | 0.01 | Active | UNIVERSITY NEW MEXICO HOSPITAL
0000058355 | 1162025 | MAQUET INC | HANAULUX BLUELINE 80 | HANAULUX BLUELINE 80 | LIGHTS/ EXAMINATION |  | BBRP | AR010740 |  | 2017-06-15 | 12120 | MEDICAL/CARDIAC ICU | 2007-04-21 | USD | 0.01 | Active | UNIVERSITY NEW MEXICO HOSPITAL
0000058354 | 1421943 | MAQUET INC | HANAULUX BLUELINE 80 | HANAULUX BLUELINE 80 | LIGHTS/ EXAMINATION |  | BBRP | AR010836 |  | 2017-06-15 | 12120 | MEDICAL/CARDIAC ICU | 2007-04-21 | USD | 0.01 | Active | UNIVERSITY NEW MEXICO HOSPITAL
0000058419 | 1422115 | MAQUET INC | HANAULUX BLUELINE 80 | HANAULUX BLUELINE 80 | LIGHTS/ EXAMINATION |  | BBRP | AR010776 |  | 2017-06-15 | 12110 | NEUROSCIENCE ICU | 2007-04-21 | USD | 0.01 | Active | UNIVERSITY NEW MEXICO HOSPITAL
0000058418 | 1218319 | MAQUET INC | HANAULUX BLUELINE 80 | HANAULUX BLUELINE 80 | LIGHTS/ EXAMINATION |  | BBRP | AR010771 |  | 2017-06-15 | 12110 | NEUROSCIENCE ICU | 2007-04-21 | USD | 0.01 | Active | UNIVERSITY NEW MEXICO HOSPITAL
0000058417 | 1218318 | MAQUET INC | HANAULUX BLUELINE 80 | HANAULUX BLUELINE 80 | LIGHTS/ EXAMINATION |  | BBRP | AR010773 |  | 2017-06-15 | 12110 | NEUROSCIENCE ICU | 2007-04-21 | USD | 0.01 | Active | UNIVERSITY NEW MEXICO HOSPITAL
0000058353 | 1218261 | MAQUET INC | HANAULUX BLUELINE 80 | HANAULUX BLUELINE 80 | LIGHTS/ EXAMINATION |  | BBRP | AR010735 |  | 2017-06-15 | 12120 | MEDICAL/CARDIAC ICU | 2007-04-21 | USD | 0.01 | Active | UNIVERSITY NEW MEXICO HOSPITAL
0000058352 | 1422030 | MAQUET INC | HANAULUX BLUELINE 80 | HANAULUX BLUELINE 80 | LIGHTS/ EXAMINATION |  | BBRP | AR010737 |  | 2017-06-15 | 12120 | MEDICAL/CARDIAC ICU | 2007-04-21 | USD | 0.01 | Active | UNIVERSITY NEW MEXICO HOSPITAL
0000058351 | 1422044 | MAQUET INC | HANAULUX BLUELINE 80 | HANAULUX BLUELINE 80 | LIGHTS/ EXAMINATION |  | BBRP | AR010834 |  | 2017-06-15 | 12120 | MEDICAL/CARDIAC ICU | 2007-04-21 | USD | 0.01 | Active | UNIVERSITY NEW MEXICO HOSPITAL
0000058416 | 1218317 | MAQUET INC | HANAULUX BLUELINE 80 | HANAULUX BLUELINE 80 | LIGHTS/ EXAMINATION |  | BBRP | AR010772 |  | 2017-06-15 | 12110 | NEUROSCIENCE ICU | 2007-04-21 | USD | 0.01 | Active | UNIVERSITY NEW MEXICO HOSPITAL
0000058415 | 1218316 | MAQUET INC | HANAULUX BLUELINE 80 | HANAULUX BLUELINE 80 | LIGHTS/ EXAMINATION |  | BBRP | AR010775 |  | 2017-06-15 | 12110 | NEUROSCIENCE ICU | 2007-04-21 | USD | 0.01 | Active | UNIVERSITY NEW MEXICO HOSPITAL
0000058414 | 1422085 | MAQUET INC | HANAULUX BLUELINE 80 | HANAULUX BLUELINE 80 | LIGHTS/ EXAMINATION |  | BBRP | AR010774 |  | 2017-06-15 | 12110 | NEUROSCIENCE ICU | 2007-04-21 | USD | 0.01 | Active | UNIVERSITY NEW MEXICO HOSPITAL
0000058350 | 1422042 | MAQUET INC | HANAULUX BLUELINE 80 | HANAULUX BLUELINE 80 | LIGHTS/ EXAMINATION |  | BBRP | AR010833 |  | 2017-06-15 | 12120 | MEDICAL/CARDIAC ICU | 2007-04-21 | USD | 0.01 | Active | UNIVERSITY NEW MEXICO HOSPITAL
0000058349 | 1440337 | MAQUET INC | HANAULUX BLUELINE 80 | HANAULUX BLUELINE 80 | LIGHTS/ EXAMINATION |  | BBRP | AR010832 |  | 2017-06-15 | 12120 | MEDICAL/CARDIAC ICU | 2007-04-21 | USD | 0.01 | Active | UNIVERSITY NEW MEXICO HOSPITAL
0000058348 | 1422029 | MAQUET INC | HANAULUX BLUELINE 80 | HANAULUX BLUELINE 80 | LIGHTS/ EXAMINATION |  | BBRP | AR010837 |  | 2017-06-15 | 12120 | MEDICAL/CARDIAC ICU | 2007-04-21 | USD | 0.01 | Active | UNIVERSITY NEW MEXICO HOSPITAL
0000058413 | 1422087 | MAQUET INC | HANAULUX BLUELINE 80 | HANAULUX BLUELINE 80 | LIGHTS/ EXAMINATION |  | BBRP | AR010783 |  | 2017-06-15 | 12110 | NEUROSCIENCE ICU | 2007-04-21 | USD | 0.01 | Active | UNIVERSITY NEW MEXICO HOSPITAL
0000058412 | 1422082 | MAQUET INC | HANAULUX BLUELINE 80 | HANAULUX BLUELINE 80 | LIGHTS/ EXAMINATION |  | BBRP | AR010785 |  | 2017-06-15 | 12110 | NEUROSCIENCE ICU | 2007-04-21 | USD | 0.01 | Active | UNIVERSITY NEW MEXICO HOSPITAL
0000058411 | 1422039 | MAQUET INC | HANAULUX BLUELINE 80 | HANAULUX BLUELINE 80 | LIGHTS/ EXAMINATION |  | BBRP | AR010784 |  | 2017-06-15 | 12110 | NEUROSCIENCE ICU | 2007-04-21 | USD | 0.01 | Active | UNIVERSITY NEW MEXICO HOSPITAL
0000058347 | 1422026 | MAQUET INC | HANAULUX BLUELINE 80 | HANAULUX BLUELINE 80 | LIGHTS/ EXAMINATION |  | BBRP | AR010835 |  | 2017-06-15 | 12120 | MEDICAL/CARDIAC ICU | 2007-04-21 | USD | 0.01 | Active | UNIVERSITY NEW MEXICO HOSPITAL
0000058346 | 1422110 | MAQUET INC | HANAULUX BLUELINE 80 | HANAULUX BLUELINE 80 | LIGHTS/ EXAMINATION |  | BBRP | AR010780 |  | 2017-06-15 | 12120 | MEDICAL/CARDIAC ICU | 2007-04-21 | USD | 0.01 | Active | UNIVERSITY NEW MEXICO HOSPITAL
0000058345 | 1422021 | MAQUET INC | HANAULUX BLUELINE 80 | HANAULUX BLUELINE 80 | LIGHTS/ EXAMINATION |  | BBRP | AR010782 |  | 2017-06-15 | 12120 | MEDICAL/CARDIAC ICU | 2007-04-21 | USD | 0.01 | Active | UNIVERSITY NEW MEXICO HOSPITAL
0000058410 | 1421946 | MAQUET INC | HANAULUX BLUELINE 80 | HANAULUX BLUELINE 80 | LIGHTS/ EXAMINATION |  | BBRP | AR010786 |  | 2017-06-15 | 12110 | NEUROSCIENCE ICU | 2007-04-21 | USD | 0.01 | Active | UNIVERSITY NEW MEXICO HOSPITAL
0000058409 | 1440468 | MAQUET INC | HANAULUX BLUELINE 80 | HANAULUX BLUELINE 80 | LIGHTS/ EXAMINATION |  | BBRP | AR010788 |  | 2017-06-15 | 12110 | NEUROSCIENCE ICU | 2007-04-21 | USD | 0.01 | Active | UNIVERSITY NEW MEXICO HOSPITAL
0000058408 | 1422145 | MAQUET INC | HANAULUX BLUELINE 80 | HANAULUX BLUELINE 80 | LIGHTS/ EXAMINATION |  | BBRP | AR010787 |  | 2017-06-15 | 12110 | NEUROSCIENCE ICU | 2007-04-21 | USD | 0.01 | Active | UNIVERSITY NEW MEXICO HOSPITAL
0000058344 | 1422016 | MAQUET INC | HANAULUX BLUELINE 80 | HANAULUX BLUELINE 80 | LIGHTS/ EXAMINATION |  | BBRP | AR010778 |  | 2017-06-15 | 12120 | MEDICAL/CARDIAC ICU | 2007-04-21 | USD | 0.01 | Active | UNIVERSITY NEW MEXICO HOSPITAL
0000058343 | 1440452 | MAQUET INC | HANAULUX BLUELINE 80 | HANAULUX BLUELINE 80 | LIGHTS/ EXAMINATION |  | BBRP | AR010781 |  | 2017-06-15 | 12120 | MEDICAL/CARDIAC ICU | 2007-04-21 | USD | 0.01 | Active | UNIVERSITY NEW MEXICO HOSPITAL
0000058407 | 1218308 | MAQUET INC | HANAULUX BLUELINE 80 | HANAULUX BLUELINE 80 | LIGHTS/ EXAMINATION |  | BBRP | AR010768 |  | 2017-06-15 | 12110 | NEUROSCIENCE ICU | 2007-04-21 | USD | 0.01 | Active | UNIVERSITY NEW MEXICO HOSPITAL
0000058406 | 1440469 | MAQUET INC | HANAULUX BLUELINE 80 | HANAULUX BLUELINE 80 | LIGHTS/ EXAMINATION |  | BBRP | AR010769 |  | 2017-06-15 | 12110 | NEUROSCIENCE ICU | 2007-04-21 | USD | 0.01 | Active | UNIVERSITY NEW MEXICO HOSPITAL
0000058405 | 1218306 | MAQUET INC | HANAULUX BLUELINE 80 | HANAULUX BLUELINE 80 | LIGHTS/ EXAMINATION |  | BBRP | AR010767 |  | 2017-06-15 | 12110 | NEUROSCIENCE ICU | 2007-04-21 | USD | 0.01 | Active | UNIVERSITY NEW MEXICO HOSPITAL
0000058404 | 1422144 | MAQUET INC | HANAULUX BLUELINE 80 | HANAULUX BLUELINE 80 | LIGHTS/ EXAMINATION |  | BBRP | AR010766 |  | 2017-06-15 | 12110 | NEUROSCIENCE ICU | 2007-04-21 | USD | 0.01 | Active | UNIVERSITY NEW MEXICO HOSPITAL
0000058403 | 1422150 | MAQUET INC | HANAULUX BLUELINE 80 | HANAULUX BLUELINE 80 | LIGHTS/ EXAMINATION |  | BBRP | AR010765 |  | 2017-06-15 | 12110 | NEUROSCIENCE ICU | 2007-04-21 | USD | 0.01 | Active | UNIVERSITY NEW MEXICO HOSPITAL
0000058402 | 1422153 | MAQUET INC | HANAULUX BLUELINE 80 | HANAULUX BLUELINE 80 | LIGHTS/ EXAMINATION |  | BBRP | AR010770 |  | 2017-06-15 | 12110 | NEUROSCIENCE ICU | 2007-04-21 | USD | 0.01 | Active | UNIVERSITY NEW MEXICO HOSPITAL
0000058401 | 1422127 | MAQUET INC | HANAULUX BLUELINE 80 | HANAULUX BLUELINE 80 | LIGHTS/ EXAMINATION |  | BBRP | AR010761 |  | 2017-06-15 | 12110 | NEUROSCIENCE ICU | 2007-04-21 | USD | 0.01 | Active | UNIVERSITY NEW MEXICO HOSPITAL
0000058400 | 1422124 | MAQUET INC | HANAULUX BLUELINE 80 | HANAULUX BLUELINE 80 | LIGHTS/ EXAMINATION |  | BBRP | AR010760 |  | 2017-06-15 | 12110 | NEUROSCIENCE ICU | 2007-04-21 | USD | 0.01 | Active | UNIVERSITY NEW MEXICO HOSPITAL
0000058399 | 1422122 | MAQUET INC | HANAULUX BLUELINE 80 | HANAULUX BLUELINE 80 | LIGHTS/ EXAMINATION |  | BBRP | AR010763 |  | 2017-06-15 | 12110 | NEUROSCIENCE ICU | 2007-04-21 | USD | 0.01 | Active | UNIVERSITY NEW MEXICO HOSPITAL
0000058360 | 1440477 | MAQUET INC | HANAULUX BLUELINE 80 | HANAULUX BLUELINE 80 | LIGHTS/ EXAMINATION |  | BBRP | AR010830 |  | 2017-06-15 | 12120 | MEDICAL/CARDIAC ICU | 2007-04-21 | USD | 0.01 | Active | UNIVERSITY NEW MEXICO HOSPITAL
0000058543 | 1440453 | MAQUET INC | HANAULUX BLUELINE 80 | HANAULUX BLUELINE 80 | LIGHTS/ EXAMINATION |  | BBRP | AR010777 |  | 2017-06-15 | 12120 | MEDICAL/CARDIAC ICU | 2007-04-21 | USD | 0.01 | Active | UNIVERSITY NEW MEXICO HOSPITAL
0000058398 | 1422158 | MAQUET INC | HANAULUX BLUELINE 80 | HANAULUX BLUELINE 80 | LIGHTS/ EXAMINATION |  | BBRP | AR010759 |  | 2017-06-15 | 12110 | NEUROSCIENCE ICU | 2007-04-21 | USD | 0.01 | Active | UNIVERSITY NEW MEXICO HOSPITAL
0000058397 | 1422121 | MAQUET INC | HANAULUX BLUELINE 80 | HANAULUX BLUELINE 80 | LIGHTS/ EXAMINATION |  | BBRP | AR010762 |  | 2017-06-15 | 12110 | NEUROSCIENCE ICU | 2007-04-21 | USD | 0.01 | Active | UNIVERSITY NEW MEXICO HOSPITAL
0000058359 | 1440444 | MAQUET INC | HANAULUX BLUELINE 80 | HANAULUX BLUELINE 80 | LIGHTS/ EXAMINATION |  | BBRP | AR010831 |  | 2017-06-15 | 12120 | MEDICAL/CARDIAC ICU | 2007-04-21 | USD | 0.01 | Active | UNIVERSITY NEW MEXICO HOSPITAL
0000058358 | 1440476 | MAQUET INC | HANAULUX BLUELINE 80 | HANAULUX BLUELINE 80 | LIGHTS/ EXAMINATION |  | BBRP | AR010739 |  | 2017-06-15 | 12120 | MEDICAL/CARDIAC ICU | 2007-04-21 | USD | 0.01 | Active | UNIVERSITY NEW MEXICO HOSPITAL
0000058357 | 1440478 | MAQUET INC | HANAULUX BLUELINE 80 | HANAULUX BLUELINE 80 | LIGHTS/ EXAMINATION |  | BBRP | AR010736 |  | 2017-06-15 | 12120 | MEDICAL/CARDIAC ICU | 2007-04-21 | USD | 0.01 | Active | UNIVERSITY NEW MEXICO HOSPITAL
0000058396 | 1218297 | GE HEALTHCARE | PRN 50-M | 418331-002 | RECORDERS |  | 428875 | RPV06458972GA |  | 2017-06-15 | 12455 | NEWBORN ICU | 2007-04-21 | USD | 1448.7 | Active | UNIVERSITY NEW MEXICO HOSPITAL
0000058375 | 1440472 | GE HEALTHCARE | TRAM-RAC 4A | TRAM-RAC 4A | RACKS/ MODULE |  | 428875 | RST06437914GA |  | 2017-06-15 | 12120 | MEDICAL/CARDIAC ICU | 2007-04-21 | USD | 1900.14 | Active | UNIVERSITY NEW MEXICO HOSPITAL
0000058374 | 1440442 | GE HEALTHCARE | TRAM-RAC 4A | TRAM-RAC 4A | RACKS/ MODULE |  | 428875 | RST06478739GA |  | 2017-06-15 | 12120 | MEDICAL/CARDIAC ICU | 2007-04-21 | USD | 1900.14 | Active | UNIVERSITY NEW MEXICO HOSPITAL
0000058373 | 1440474 | GE HEALTHCARE | TRAM-RAC 4A | TRAM-RAC 4A | RACKS/ MODULE |  | 428875 | RST06478651GA |  | 2017-06-15 | 12120 | MEDICAL/CARDIAC ICU | 2007-04-21 | USD | 1900.14 | Active | UNIVERSITY NEW MEXICO HOSPITAL
0000058372 | 1440479 | GE HEALTHCARE | TRAM-RAC 4A | TRAM-RAC 4A | RACKS/ MODULE |  | 428875 | RST06478656GA |  | 2017-06-15 | 12120 | MEDICAL/CARDIAC ICU | 2007-04-21 | USD | 1900.14 | Active | UNIVERSITY NEW MEXICO HOSPITAL
0000058370 | 1422027 | GE HEALTHCARE | TRAM-RAC 4A | TRAM-RAC 4A | RACKS/ MODULE |  | 428875 | RST06478644GA |  | 2017-06-15 | 12120 | MEDICAL/CARDIAC ICU | 2007-04-21 | USD | 1900.14 | Active | UNIVERSITY NEW MEXICO HOSPITAL
0000058369 | 1422013 | GE HEALTHCARE | TRAM-RAC 4A | TRAM-RAC 4A | RACKS/ MODULE |  | 428875 | RST06478652GA |  | 2017-06-15 | 12120 | MEDICAL/CARDIAC ICU | 2007-04-21 | USD | 1900.14 | Active | UNIVERSITY NEW MEXICO HOSPITAL
0000058368 | 1422010 | GE HEALTHCARE | TRAM-RAC 4A | TRAM-RAC 4A | RACKS/ MODULE |  | 428875 | RST06478648GA |  | 2017-06-15 | 12120 | MEDICAL/CARDIAC ICU | 2007-04-21 | USD | 1900.14 | Active | UNIVERSITY NEW MEXICO HOSPITAL
0000058545 | 1422005 | GE HEALTHCARE | TRAM-RAC 4A | TRAM-RAC 4A | RACKS/ MODULE |  | 428875 | RST06478647GA |  | 2017-06-15 | 12120 | MEDICAL/CARDIAC ICU | 2007-04-21 | USD | 1900.14 | Active | UNIVERSITY NEW MEXICO HOSPITAL
0000058540 | 1422046 | GE HEALTHCARE | TRAM-RAC 4A | TRAM-RAC 4A | RACKS/ MODULE |  | 428875 | RST06478645GA |  | 2017-06-15 | 12120 | MEDICAL/CARDIAC ICU | 2007-04-21 | USD | 1900.14 | Active | UNIVERSITY NEW MEXICO HOSPITAL
0000058340 | 1218248 | DELL INC | 2007FPB | 2007FPB | MONITORS/ VIDEO |  | BBRP | 73T-2PAL |  | 2017-06-15 | 12130 | TRAUMA/SURGICAL ICU | 2007-04-20 | USD | 0.01 | Active | UNIVERSITY NEW MEXICO HOSPITAL
0000058338 | 1218247 | DELL INC | 2007FPB | 2007FPB | MONITORS/ VIDEO |  | BBRP | 73T-2P9L |  | 2017-06-15 | 12130 | TRAUMA/SURGICAL ICU | 2007-04-20 | USD | 0.01 | Active | UNIVERSITY NEW MEXICO HOSPITAL
0000058336 | 1218246 | DELL INC | 2007FPB | 2007FPB | MONITORS/ VIDEO |  | BBRP | 73T-28WL |  | 2017-06-15 | 12110 | NEUROSCIENCE ICU | 2007-04-20 | USD | 0.01 | Active | UNIVERSITY NEW MEXICO HOSPITAL
0000058333 | 1003689 | GE HEALTHCARE | CIC PRO | CIC PRO | MONITORS/ CENTRAL STATION |  | 428875 | JA106486235GA | 2016-07-28 | 2017-07-15 | 12110 | NEUROSCIENCE ICU | 2007-04-20 | USD | 18397.5 | Active | UNIVERSITY NEW MEXICO HOSPITAL
0000058330 | 1218243 | GE HEALTHCARE | CIC PRO | CIC PRO | MONITORS/ CENTRAL STATION |  | 428875 | JA106486248GA | 2017-02-01 | 2018-02-15 | 12455 | NEWBORN ICU | 2007-04-20 | USD | 18397.5 | Active | UNIVERSITY NEW MEXICO HOSPITAL
0000058334 | 1218245 | GE HEALTHCARE | USE 1913A | CDA19 | MONITORS/ MEDICAL GRADE DISPLAY |  | 428875 | DTG420J0422 |  | 2017-06-15 | 12110 | NEUROSCIENCE ICU | 2007-04-20 | USD | 1584 | Active | UNIVERSITY NEW MEXICO HOSPITAL
0000058331 | 1218244 | GE HEALTHCARE | USE 1913A | CDA19 | MONITORS/ MEDICAL GRADE DISPLAY |  | 428875 | DTG420J0428 |  | 2017-06-15 | 12455 | NEWBORN ICU | 2007-04-20 | USD | 1584 | Active | UNIVERSITY NEW MEXICO HOSPITAL
0000032175 | 1214910 | VACUTRON | 22050512 | 22050512 | REGULATORS/ SUCTION |  | FOUND | NONE |  | 2017-06-15 | 12110 | NEUROSCIENCE ICU | 2007-04-19 | USD | 0.01 | Active | UNIVERSITY NEW MEXICO HOSPITAL
0000038838 | 1215582 | MEDTRONIC INC | 5388 | 5388 | PACEMAKERS/ CARDIAC/ EXTERNAL |  | 303802 | P7G015561P | 2017-04-14 | 2018-04-15 | 71030 | HEART STATION | 2007-04-19 | USD | 4925 | Active | UNIVERSITY NEW MEXICO HOSPITAL
0000058259 | 1144054 | VERATHON INC | BLADDERSCAN (BVI-3000) | BLADDERSCAN (BVI-3000) | SCANNING SYSTEMS/ULTRASONIC/DIAGNOSTIC (BIOMED) |  | 439468 | 07106632 | 2016-10-28 | 2017-10-15 | 32030 | UNM LOBOCARE CLINIC | 2007-04-18 | USD | 10950 | Active | UNIVERSITY NEW MEXICO HOSPITAL
0000058296 | 1218230 | SUN MEDICAL INC | MICRO STIM PLUS | MICRO STIM PLUS | STIMULATORS/ ELECTRICAL/ NEUROMUSCULAR |  | 440445 | EF070072 | 2007-04-18 | 2017-06-15 | 15055 | ANESTHESIA | 2007-04-18 | USD | 130 | Active | UNIVERSITY NEW MEXICO HOSPITAL
0000058295 | 1218229 | SUN MEDICAL INC | MICRO STIM PLUS | MICRO STIM PLUS | STIMULATORS/ ELECTRICAL/ NEUROMUSCULAR |  | 440445 | EF070061 | 2007-04-18 | 2017-06-15 | 15055 | ANESTHESIA | 2007-04-18 | USD | 130 | Active | UNIVERSITY NEW MEXICO HOSPITAL
0000058322 | 1422034 | NEC CORP | LCD1990SXI | LCD1990SXI | MONITORS/ VIDEO |  | 428875 | 5Z024628YA |  | 2017-06-15 | 12120 | MEDICAL/CARDIAC ICU | 2007-04-18 | USD | 1584 | Active | UNIVERSITY NEW MEXICO HOSPITAL
0000058326 | 1422033 | DELL INC | 2007FPB | 2007FPB | MONITORS/ VIDEO |  | BBRP | 73T-28CL |  | 2017-06-15 | 12120 | MEDICAL/CARDIAC ICU | 2007-04-18 | USD | 0.01 | Active | UNIVERSITY NEW MEXICO HOSPITAL
0000058321 | 1218239 | DELL INC | 2007FPB | 2007FPB | MONITORS/ VIDEO |  | BBRP | 73T-287L |  | 2017-06-15 | 12120 | MEDICAL/CARDIAC ICU | 2007-04-18 | USD | 0.01 | Active | UNIVERSITY NEW MEXICO HOSPITAL
0000058323 | 1422035 | GE HEALTHCARE | CIC PRO | CIC PRO | MONITORS/ CENTRAL STATION |  | 428875 | JA106064144GA | 2017-05-03 | 2018-05-15 | 12120 | MEDICAL/CARDIAC ICU | 2007-04-18 | USD | 20615.1 | Active | UNIVERSITY NEW MEXICO HOSPITAL
0000058298 | 1218232 | SUN MEDICAL INC | MICRO STIM PLUS | MICRO STIM PLUS | STIMULATORS/ ELECTRICAL/ NEUROMUSCULAR |  | 440445 | EF0770013 | 2007-04-18 | 2017-06-15 | 15055 | ANESTHESIA | 2007-04-17 | USD | 130 | Active | UNIVERSITY NEW MEXICO HOSPITAL
0000058297 | 1218231 | SUN MEDICAL INC | MICRO STIM PLUS | MICRO STIM PLUS | STIMULATORS/ ELECTRICAL/ NEUROMUSCULAR |  | 440445 | EF70066 | 2007-04-18 | 2017-06-15 | 15055 | ANESTHESIA | 2007-04-17 | USD | 130 | Active | UNIVERSITY NEW MEXICO HOSPITAL
0000058287 | 1379870 | GN OTOMETRICS NORTH AMERICA INC | OTO FLEX 100 | OTO FLEX 100 | ANALYZERS/ PHYSIOLOGIC/ MIDDLE EAR |  | 399001 | 248253 | 2016-11-01 | 2017-11-15 | 32040 | NE HEIGHTS CLINIC | 2007-04-16 | USD | 3995 | Active | UNIVERSITY NEW MEXICO HOSPITAL
0000058286 | 1142117 | BUNNELL INC | WHISPER JET | WHISPER JET | TRANSDUCERS/ PRESSURE |  | 437161 | 4633 | 2009-09-09 | 2010-09-15 | 71510 | PULMONARY SERVICES | 2007-04-13 | USD | 1700 | Active | UNIVERSITY NEW MEXICO HOSPITAL
0000058285 | 1142118 | BUNNELL INC | WHISPER JET | WHISPER JET | TRANSDUCERS/ PRESSURE |  | 437161 | 4631 | 2009-09-28 | 2010-09-15 | 71510 | PULMONARY SERVICES | 2007-04-13 | USD | 1700 | Active | UNIVERSITY NEW MEXICO HOSPITAL
0000058284 | 1218227 | BUNNELL INC | WHISPER JET | WHISPER JET | TRANSDUCERS/ PRESSURE |  | 437161 | 4632 | 2009-09-09 | 2010-09-15 | 71510 | PULMONARY SERVICES | 2007-04-13 | USD | 1700 | Active | UNIVERSITY NEW MEXICO HOSPITAL
0000058283 | 1141463 | BUNNELL INC | WHISPER JET | WHISPER JET | TRANSDUCERS/ PRESSURE |  | 437161 | 4630 | 2016-11-11 | 2013-10-15 | 71510 | PULMONARY SERVICES | 2007-04-13 | USD | 1700 | Active | UNIVERSITY NEW MEXICO HOSPITAL
0000058279 | 1003993 | PARKS MEDICAL ELECTRONICS INC | 909 | 909 | BLOOD-FLOW DETECTORS/ ULTRASONIC |  | 440375 | 0909-000001020 |  | 2017-06-15 | 15000 | OPERATING ROOM | 2007-04-11 | USD | 1152.11 | Active | UNIVERSITY NEW MEXICO HOSPITAL
0000058278 | 1004355 | PARKS MEDICAL ELECTRONICS INC | 909 | 909 | BLOOD-FLOW DETECTORS/ ULTRASONIC |  | 438261 | 0909-000001019 |  | 2017-06-15 | 15000 | OPERATING ROOM | 2007-04-11 | USD | 1500 | Active | UNIVERSITY NEW MEXICO HOSPITAL
0000027667 | 1214699 | OHMEDA DIV BOC HEALTHCARE INC | STANDARD | STANDARD | REGULATORS/ SUCTION |  | FOUND | AHCF05096 |  | 2017-06-15 | 75000 | RADIOLOGY - GENERAL | 2007-04-11 | USD | 0.01 | Active | UNIVERSITY NEW MEXICO HOSPITAL
0000043784 | 1216409 | PRECISION MEDICAL INC | PM3400 | PM3400 | REGULATORS/ SUCTION |  | FOUND | 02048 |  | 2017-06-15 | 70020 | ENDOSCOPY CENTER | 2007-04-10 | USD | 0.01 | Active | UNIVERSITY NEW MEXICO HOSPITAL
0000023523 | 1214354 | PRECISION MEDICAL INC | PM3400 | PM3400 | REGULATORS/ SUCTION |  | FOUND | 3275 |  | 2017-06-15 | 12130 | TRAUMA/SURGICAL ICU | 2007-04-10 | USD | 0.01 | Active | UNIVERSITY NEW MEXICO HOSPITAL
0000038579 | 1215523 | ARJO HOSPITAL EQUIPMENT INC | DOPPLEX D920 | D920 | FETAL HEART DETECTORS/ ULTRASONIC |  | FOUND | D920X0443500 |  | 2017-06-15 | 32055 | 1209 CLINIC | 2007-04-10 | USD | 0.01 | Active | UNIVERSITY NEW MEXICO HOSPITAL
0000058267 | 1096481 | GE HEALTHCARE | CIC PRO | CIC PRO | MONITORS/ CENTRAL STATION |  | 420173 | JA106074154GA | 2016-10-11 | 2017-10-15 | 12360 | NEUROSCIENCE | 2007-04-06 | USD | 10000 | Active | UNIVERSITY NEW MEXICO HOSPITAL
0000058266 | 1218223 | GE HEALTHCARE | CIC PRO | CIC PRO | MONITORS/ CENTRAL STATION |  | 420173 | JA106074174GA | 2016-10-11 | 2017-10-15 | 12360 | NEUROSCIENCE | 2007-04-06 | USD | 10000 | Active | UNIVERSITY NEW MEXICO HOSPITAL
0000058268 | 1218225 | GE HEALTHCARE | PRN 50-M | 418331-002 | RECORDERS |  | 420173 | RPV06458967GA |  | 2017-06-15 | 12360 | NEUROSCIENCE | 2007-04-06 | USD | 1500 | Active | UNIVERSITY NEW MEXICO HOSPITAL
0000035153 | 1439704 | VACUTRON | 22050512 | 22050512 | REGULATORS/ SUCTION |  | FOUND | 35AG |  | 2017-06-15 | 12430 | GENERAL PEDIATRICS UNIT | 2007-04-05 | USD | 0.01 | Active | UNIVERSITY NEW MEXICO HOSPITAL
0000030080 | 1214812 | VACUTRON | 22050512 | 22050512 | REGULATORS/ SUCTION |  | FOUND | 35AG |  | 2017-06-15 | 12410 | PEDIATRIC SPECIALTY CARE | 2007-04-05 | USD | 0.01 | Active | UNIVERSITY NEW MEXICO HOSPITAL
0000030079 | 1214811 | VACUTRON | 22050512 | 22050512 | REGULATORS/ SUCTION |  | FOUND | 398 |  | 2017-06-15 | 12410 | PEDIATRIC SPECIALTY CARE | 2007-04-05 | USD | 0.01 | Active | UNIVERSITY NEW MEXICO HOSPITAL
0000058257 | 1218220 | ARJO HOSPITAL EQUIPMENT INC | DOPPLEX D920 | D920 | FETAL HEART DETECTORS/ ULTRASONIC |  | FOUND | 920LX0A04497-06 |  | 2017-06-15 | 34110 | WOMEN'S HEALTH CENTER | 2007-04-05 | USD | 415 | Active | UNIVERSITY NEW MEXICO HOSPITAL
0000058260 | 1083453 | HOLOGIC INC | INSIGHT | 531044 | RADIOGRAPHIC/FLUOROSCOPIC UNITS/ MOBILE |  | 52567 | 09-0307-28 | 2011-09-22 | 2012-03-15 | 15500 | OSIS OPERATING ROOM | 2007-04-05 | USD | 62000 | Active | UNIVERSITY NEW MEXICO HOSPITAL
0000058246 | 1026280 | MEDFUSION INC | 3500 | 3500 | INFUSION PUMPS |  | 437202 | M38120 | 2017-02-15 | 2018-02-15 | 12455 | NEWBORN ICU | 2007-04-03 | USD | 2343 | Active | UNIVERSITY NEW MEXICO HOSPITAL
0000058245 | 1026036 | MEDFUSION INC | 3500 | 3500 | INFUSION PUMPS |  | 437202 | M39908 | 2017-04-07 | 2018-04-15 | 12460 | PEDIATRIC ICU | 2007-04-03 | USD | 2343 | Active | UNIVERSITY NEW MEXICO HOSPITAL
0000058244 | 1026281 | MEDFUSION INC | 3500 | 3500 | INFUSION PUMPS |  | 437202 | M39919 | 2017-02-13 | 2018-02-15 | 12455 | NEWBORN ICU | 2007-04-03 | USD | 2343 | Active | UNIVERSITY NEW MEXICO HOSPITAL
0000058243 | 1026044 | MEDFUSION INC | 3500 | 3500 | INFUSION PUMPS |  | 437202 | M41079 | 2016-04-04 | 2017-04-15 | 70020 | ENDOSCOPY CENTER | 2007-04-03 | USD | 2343 | Active | UNIVERSITY NEW MEXICO HOSPITAL
0000058242 | 1026443 | MEDFUSION INC | 3500 | 3500 | INFUSION PUMPS |  | 437202 | M39918 | 2017-07-20 | 2018-04-15 | 12410 | PEDIATRIC SPECIALTY CARE | 2007-04-03 | USD | 2343 | Active | UNIVERSITY NEW MEXICO HOSPITAL
0000058241 | 1026266 | MEDFUSION INC | 3500 | 3500 | INFUSION PUMPS |  | 437202 | M41080 | 2017-02-22 | 2018-02-15 | 12455 | NEWBORN ICU | 2007-04-03 | USD | 2343 | Active | UNIVERSITY NEW MEXICO HOSPITAL
0000058240 | 1026243 | MEDFUSION INC | 3500 | 3500 | INFUSION PUMPS |  | 437202 | M41078 | 2017-03-06 | 2018-02-15 | 12455 | NEWBORN ICU | 2007-04-03 | USD | 2343 | Active | UNIVERSITY NEW MEXICO HOSPITAL
0000058239 | 1026272 | MEDFUSION INC | 3500 | 3500 | INFUSION PUMPS |  | 437202 | M38270 | 2017-02-13 | 2018-02-15 | 12455 | NEWBORN ICU | 2007-04-03 | USD | 2343 | Active | UNIVERSITY NEW MEXICO HOSPITAL
0000058238 | 1026253 | MEDFUSION INC | 3500 | 3500 | INFUSION PUMPS |  | 437202 | M39917 | 2017-02-01 | 2018-02-15 | 12455 | NEWBORN ICU | 2007-04-03 | USD | 2343 | Active | UNIVERSITY NEW MEXICO HOSPITAL
0000058236 | 1026240 | MEDFUSION INC | 3500 | 3500 | INFUSION PUMPS |  | 437202 | M39926 | 2017-02-06 | 2018-02-15 | 12455 | NEWBORN ICU | 2007-04-03 | USD | 2343 | Active | UNIVERSITY NEW MEXICO HOSPITAL
0000058235 | 1026293 | MEDFUSION INC | 3500 | 3500 | INFUSION PUMPS |  | 437202 | M38271 | 2017-02-28 | 2018-02-15 | 12455 | NEWBORN ICU | 2007-04-03 | USD | 2343 | Active | UNIVERSITY NEW MEXICO HOSPITAL
0000058234 | 1026304 | MEDFUSION INC | 3500 | 3500 | INFUSION PUMPS |  | 437202 | M38107 | 2017-02-14 | 2018-02-15 | 12420 | NEWBORN ICU | 2007-04-03 | USD | 2343 | Active | UNIVERSITY NEW MEXICO HOSPITAL
0000058233 | 1026256 | MEDFUSION INC | 3500 | 3500 | INFUSION PUMPS |  | 437202 | M39912 | 2017-02-14 | 2018-02-15 | 12455 | NEWBORN ICU | 2007-04-03 | USD | 2343 | Active | UNIVERSITY NEW MEXICO HOSPITAL
0000058232 | 1026260 | MEDFUSION INC | 3500 | 3500 | INFUSION PUMPS |  | 437202 | M39911 | 2017-02-20 | 2018-02-15 | 12455 | NEWBORN ICU | 2007-04-03 | USD | 2343 | Active | UNIVERSITY NEW MEXICO HOSPITAL
0000058231 | 1026239 | MEDFUSION INC | 3500 | 3500 | INFUSION PUMPS |  | 437202 | M41081 | 2017-02-03 | 2018-02-15 | 12455 | NEWBORN ICU | 2007-04-03 | USD | 2343 | Active | UNIVERSITY NEW MEXICO HOSPITAL
0000058230 | 1026274 | MEDFUSION INC | 3500 | 3500 | INFUSION PUMPS |  | 437202 | M39923 | 2017-02-09 | 2018-02-15 | 12455 | NEWBORN ICU | 2007-04-03 | USD | 2343 | Active | UNIVERSITY NEW MEXICO HOSPITAL
0000058229 | 1026247 | MEDFUSION INC | 3500 | 3500 | INFUSION PUMPS |  | 437202 | M39922 | 2017-02-17 | 2018-02-15 | 12455 | NEWBORN ICU | 2007-04-03 | USD | 2343 | Active | UNIVERSITY NEW MEXICO HOSPITAL
0000058228 | 1026254 | MEDFUSION INC | 3500 | 3500 | INFUSION PUMPS |  | 437202 | M39927 | 2017-02-01 | 2018-02-15 | 12455 | NEWBORN ICU | 2007-04-03 | USD | 2343 | Active | UNIVERSITY NEW MEXICO HOSPITAL
0000058227 | 1026250 | MEDFUSION INC | 3500 | 3500 | INFUSION PUMPS |  | 437202 | M39924 | 2017-02-01 | 2018-02-15 | 12455 | NEWBORN ICU | 2007-04-03 | USD | 2343 | Active | UNIVERSITY NEW MEXICO HOSPITAL
0000058226 | 1026263 | MEDFUSION INC | 3500 | 3500 | INFUSION PUMPS |  | 437202 | M38268 | 2017-03-15 | 2018-02-15 | 12430 | GENERAL PEDIATRICS UNIT | 2007-04-03 | USD | 2343 | Active | UNIVERSITY NEW MEXICO HOSPITAL
0000058225 | 1026286 | MEDFUSION INC | 3500 | 3500 | INFUSION PUMPS |  | 437202 | M39915 | 2017-02-01 | 2018-02-15 | 12455 | NEWBORN ICU | 2007-04-03 | USD | 2343 | Active | UNIVERSITY NEW MEXICO HOSPITAL
0000058224 | 1026038 | MEDFUSION INC | 3500 | 3500 | INFUSION PUMPS |  | 437202 | M41077 | 2017-04-29 | 2018-04-15 | 12460 | PEDIATRIC ICU | 2007-04-03 | USD | 2343 | Active | UNIVERSITY NEW MEXICO HOSPITAL
0000058223 | 1026242 | MEDFUSION INC | 3500 | 3500 | INFUSION PUMPS |  | 437202 | M38108 | 2017-02-09 | 2018-02-15 | 12455 | NEWBORN ICU | 2007-04-03 | USD | 2343 | Active | UNIVERSITY NEW MEXICO HOSPITAL
0000058222 | 1026269 | MEDFUSION INC | 3500 | 3500 | INFUSION PUMPS |  | 437202 | M38110 | 2017-02-10 | 2018-02-15 | 12455 | NEWBORN ICU | 2007-04-03 | USD | 2343 | Active | UNIVERSITY NEW MEXICO HOSPITAL
0000058221 | 1026034 | MEDFUSION INC | 3500 | 3500 | INFUSION PUMPS |  | 437202 | M41088 | 2017-04-21 | 2018-04-15 | 12460 | PEDIATRIC ICU | 2007-04-03 | USD | 2343 | Reactivated | UNIVERSITY NEW MEXICO HOSPITAL
0000058220 | 1026284 | MEDFUSION INC | 3500 | 3500 | INFUSION PUMPS |  | 437202 | M39905 | 2017-02-10 | 2018-02-15 | 12455 | NEWBORN ICU | 2007-04-03 | USD | 2343 | Active | UNIVERSITY NEW MEXICO HOSPITAL
0000058219 | 1026035 | MEDFUSION INC | 3500 | 3500 | INFUSION PUMPS |  | 437202 | M39909 | 2017-04-17 | 2018-04-15 | 12460 | PEDIATRIC ICU | 2007-04-03 | USD | 2343 | Active | UNIVERSITY NEW MEXICO HOSPITAL
0000058218 | 1026297 | MEDFUSION INC | 3500 | 3500 | INFUSION PUMPS |  | 437202 | M38122 | 2017-02-14 | 2018-02-15 | 12455 | NEWBORN ICU | 2007-04-03 | USD | 2343 | Active | UNIVERSITY NEW MEXICO HOSPITAL
0000058217 | 1026258 | MEDFUSION INC | 3500 | 3500 | INFUSION PUMPS |  | 437202 | M41085 | 2017-04-06 | 2018-04-15 | 12460 | PEDIATRIC ICU | 2007-04-03 | USD | 2343 | Active | UNIVERSITY NEW MEXICO HOSPITAL
0000058216 | 1026267 | MEDFUSION INC | 3500 | 3500 | INFUSION PUMPS |  | 437202 | M41089 | 2017-02-09 | 2018-02-15 | 12455 | NEWBORN ICU | 2007-04-03 | USD | 2343 | Active | UNIVERSITY NEW MEXICO HOSPITAL
0000058194 | 1026294 | MEDFUSION INC | 3500 | 3500 | INFUSION PUMPS |  | 2343 | M38119 | 2017-02-15 | 2018-02-15 | 12455 | NEWBORN ICU | 2007-04-02 | USD | 2343 | Active | UNIVERSITY NEW MEXICO HOSPITAL
0000058193 | 1026298 | MEDFUSION INC | 3500 | 3500 | INFUSION PUMPS |  | 2343 | M38116 | 2017-02-15 | 2018-02-15 | 12455 | NEWBORN ICU | 2007-04-02 | USD | 2343 | Reactivated | UNIVERSITY NEW MEXICO HOSPITAL
0000058192 | 1026257 | MEDFUSION INC | 3500 | 3500 | INFUSION PUMPS |  | 2343 | M39920 | 2017-02-09 | 2018-02-15 | 12455 | NEWBORN ICU | 2007-04-02 | USD | 2343 | Active | UNIVERSITY NEW MEXICO HOSPITAL
0000058191 | 1026252 | MEDFUSION INC | 3500 | 3500 | INFUSION PUMPS |  | 2343 | M38113 | 2017-02-08 | 2018-02-15 | 12455 | NEWBORN ICU | 2007-04-02 | USD | 2343 | Reactivated | UNIVERSITY NEW MEXICO HOSPITAL
0000058190 | 1026302 | MEDFUSION INC | 3500 | 3500 | INFUSION PUMPS |  | 2343 | M39921 | 2017-03-10 | 2018-02-15 | 12455 | NEWBORN ICU | 2007-04-02 | USD | 2343 | Active | UNIVERSITY NEW MEXICO HOSPITAL
0000058189 | 1026295 | MEDFUSION INC | 3500 | 3500 | INFUSION PUMPS |  | 2343 | M38118 | 2017-02-07 | 2018-02-15 | 12455 | NEWBORN ICU | 2007-04-02 | USD | 2343 | Active | UNIVERSITY NEW MEXICO HOSPITAL
0000058188 | 1026306 | MEDFUSION INC | 3500 | 3500 | INFUSION PUMPS |  | 2343 | M39906 | 2017-02-16 | 2018-02-15 | 12455 | NEWBORN ICU | 2007-04-02 | USD | 2343 | Active | UNIVERSITY NEW MEXICO HOSPITAL
0000058187 | 1026289 | MEDFUSION INC | 3500 | 3500 | INFUSION PUMPS |  | 2343 | M38112 | 2017-02-06 | 2018-02-15 | 12455 | NEWBORN ICU | 2007-04-02 | USD | 2343 | Active | UNIVERSITY NEW MEXICO HOSPITAL
0000058186 | 1026264 | MEDFUSION INC | 3500 | 3500 | INFUSION PUMPS |  | 2343 | M41083 | 2017-02-01 | 2018-02-15 | 12455 | NEWBORN ICU | 2007-04-02 | USD | 2343 | Active | UNIVERSITY NEW MEXICO HOSPITAL
0000058215 | 1026261 | MEDFUSION INC | 3500 | 3500 | INFUSION PUMPS |  | 2343 | M41084 | 2017-02-06 | 2018-02-15 | 12455 | NEWBORN ICU | 2007-04-02 | USD | 2343 | Active | UNIVERSITY NEW MEXICO HOSPITAL
0000058214 | 1026273 | MEDFUSION INC | 3500 | 3500 | INFUSION PUMPS |  | 2343 | M38109 | 2017-02-07 | 2018-02-15 | 12455 | NEWBORN ICU | 2007-04-02 | USD | 2343 | Active | UNIVERSITY NEW MEXICO HOSPITAL
0000058213 | 1026248 | MEDFUSION INC | 3500 | 3500 | INFUSION PUMPS |  | 2343 | M38106 | 2017-02-15 | 2018-02-15 | 12415 | INTERMEDIATE CARE NURSERY | 2007-04-02 | USD | 2343 | Active | UNIVERSITY NEW MEXICO HOSPITAL
0000058212 | 1026255 | MEDFUSION INC | 3500 | 3500 | INFUSION PUMPS |  |  | M39916 | 2017-04-06 | 2018-04-15 | 12410 | PEDIATRIC SPECIALTY CARE | 2007-04-02 | USD | 2343 | Active | UNIVERSITY NEW MEXICO HOSPITAL
0000058211 | 1026271 | MEDFUSION INC | 3500 | 3500 | INFUSION PUMPS |  | 2343 | M39925 | 2017-02-01 | 2018-02-15 | 12455 | NEWBORN ICU | 2007-04-02 | USD | 2343 | Active | UNIVERSITY NEW MEXICO HOSPITAL
0000058210 | 1026301 | MEDFUSION INC | 3500 | 3500 | INFUSION PUMPS |  | 2343 | M39914 | 2017-02-17 | 2018-02-15 | 12455 | NEWBORN ICU | 2007-04-02 | USD | 2343 | Active | UNIVERSITY NEW MEXICO HOSPITAL
0000058209 | 1026262 | MEDFUSION INC | 3500 | 3500 | INFUSION PUMPS |  | 2343 | M38104 | 2017-02-27 | 2018-02-15 | 12455 | NEWBORN ICU | 2007-04-02 | USD | 2343 | Active | UNIVERSITY NEW MEXICO HOSPITAL
0000058208 | 1218212 | MEDFUSION INC | 3500 | 3500 | INFUSION PUMPS |  | 2343 | M38105 | 2017-04-01 | 2018-04-15 | 12460 | PEDIATRIC ICU | 2007-04-02 | USD | 2343 | Active | UNIVERSITY NEW MEXICO HOSPITAL
0000058207 | 1026288 | MEDFUSION INC | 3500 | 3500 | INFUSION PUMPS |  | 2343 | M41086 | 2017-02-13 | 2018-02-15 | 12455 | NEWBORN ICU | 2007-04-02 | USD | 2343 | Active | UNIVERSITY NEW MEXICO HOSPITAL
0000058206 | 1026045 | MEDFUSION INC | 3500 | 3500 | INFUSION PUMPS |  | 2343 | M41087 | 2017-04-06 | 2018-04-15 | 12460 | PEDIATRIC ICU | 2007-04-02 | USD | 2343 | Active | UNIVERSITY NEW MEXICO HOSPITAL
0000058205 | 1026303 | MEDFUSION INC | 3500 | 3500 | INFUSION PUMPS |  | 2343 | M39910 | 2017-02-22 | 2018-02-15 | 12455 | NEWBORN ICU | 2007-04-02 | USD | 2343 | Active | UNIVERSITY NEW MEXICO HOSPITAL
0000058204 | 1026268 | MEDFUSION INC | 3500 | 3500 | INFUSION PUMPS |  | 2343 | M39913 | 2017-02-13 | 2018-02-15 | 12455 | NEWBORN ICU | 2007-04-02 | USD | 2343 | Active | UNIVERSITY NEW MEXICO HOSPITAL
0000058203 | 1026043 | MEDFUSION INC | 3500 | 3500 | INFUSION PUMPS |  | 2343 | M38269 | 2017-04-21 | 2018-04-15 | 12410 | PEDIATRIC SPECIALTY CARE | 2007-04-02 | USD | 2343 | Active | UNIVERSITY NEW MEXICO HOSPITAL
0000058202 | 1026300 | MEDFUSION INC | 3500 | 3500 | INFUSION PUMPS |  | 2343 | M39904 | 2017-02-13 | 2018-02-15 | 12455 | NEWBORN ICU | 2007-04-02 | USD | 2343 | Active | UNIVERSITY NEW MEXICO HOSPITAL
0000058201 | 1026283 | MEDFUSION INC | 3500 | 3500 | INFUSION PUMPS |  | 2343 | M38111 | 2017-02-09 | 2018-02-15 | 12455 | NEWBORN ICU | 2007-04-02 | USD | 2343 | Active | UNIVERSITY NEW MEXICO HOSPITAL
0000058200 | 1026291 | MEDFUSION INC | 3500 | 3500 | INFUSION PUMPS |  | 2343 | M38117 | 2017-02-06 | 2018-02-15 | 12455 | NEWBORN ICU | 2007-04-02 | USD | 2343 | Active | UNIVERSITY NEW MEXICO HOSPITAL
0000058199 | 1026296 | MEDFUSION INC | 3500 | 3500 | INFUSION PUMPS |  | 2343 | M38123 | 2017-02-01 | 2018-02-15 | 12455 | NEWBORN ICU | 2007-04-02 | USD | 2343 | Active | UNIVERSITY NEW MEXICO HOSPITAL
0000058198 | 1026292 | MEDFUSION INC | 3500 | 3500 | INFUSION PUMPS |  | 2343 | M39907 | 2017-02-14 | 2018-02-15 | 12415 | INTERMEDIATE CARE NURSERY | 2007-04-02 | USD | 2343 | Active | UNIVERSITY NEW MEXICO HOSPITAL
0000058197 | 1026244 | MEDFUSION INC | 3500 | 3500 | INFUSION PUMPS |  | 2343 | M38114 | 2017-02-16 | 2018-02-15 | 12455 | NEWBORN ICU | 2007-04-02 | USD | 2343 | Active | UNIVERSITY NEW MEXICO HOSPITAL
0000058196 | 1026046 | MEDFUSION INC | 3500 | 3500 | INFUSION PUMPS |  | 2343 | M38115 | 2017-04-01 | 2018-04-15 | 12230 | GEN MED/SAC (4-W) | 2007-04-02 | USD | 2343 | Reactivated | UNIVERSITY NEW MEXICO HOSPITAL
0000058195 | 1026047 | MEDFUSION INC | 3500 | 3500 | INFUSION PUMPS |  | 2343 | M38121 | 2017-04-04 | 2018-04-15 | 12430 | GENERAL PEDIATRICS UNIT | 2007-04-02 | USD | 2343 | Active | UNIVERSITY NEW MEXICO HOSPITAL
0000023065 | 1214318 | GE HEALTHCARE | TRAM 400SL | TRAM 400SL | MODULES/ MULTIPARAMETERS |  | FOUND | D5S21763G |  | 2017-06-15 | 71030 | HEART STATION | 2007-04-02 | USD | 1 | Active | UNIVERSITY NEW MEXICO HOSPITAL
0000043040 | 1143025 | GE HEALTHCARE | 450SL | 450SL | MODULES/ MULTIPARAMETERS |  | FOUND | C1HB8152GR |  | 2017-06-15 | 71030 | HEART STATION | 2007-04-02 | USD | 1 | Active | UNIVERSITY NEW MEXICO HOSPITAL
0000058261 | 1004956 | PHILIPS BURTON | 31602 | 31602 | LIGHTS/ ULTRAVIOLET |  | 440611 | 033413 | 2017-07-11 | 2018-07-15 | 21015 | ED-NORTH | 2007-03-30 | USD | 445 | Active | UNIVERSITY NEW MEXICO HOSPITAL
0000058255 | 1144838 | SHERWOOD MEDICAL | FIRSTTEMP GENIUS | 3000A | THERMOMETERS/ ELECTRONIC/ INFRARED/ EAR |  | FOUND | J0555322 |  | 2017-06-15 | 12430 | GENERAL PEDIATRICS UNIT | 2007-03-29 | USD | 315 | Active | UNIVERSITY NEW MEXICO HOSPITAL
0000058275 | 1218226 | SHERWOOD MEDICAL | FIRSTTEMP GENIUS | 3000A | THERMOMETERS/ ELECTRONIC/ INFRARED/ EAR |  | REPLACN27630 | J0347163 |  | 2017-06-15 | 30115 | SE HEIGHTS CLINIC-SAN PABLO | 2007-03-28 | USD | 75 | Active | UNIVERSITY NEW MEXICO HOSPITAL
0000058274 | 1140860 | SHERWOOD MEDICAL | FIRSTTEMP GENIUS | 3000A | THERMOMETERS/ ELECTRONIC/ INFRARED/ EAR |  | REPLACN46502 | J0127302 |  | 2017-06-15 | 12110 | NEUROSCIENCE ICU | 2007-03-28 | USD | 75 | Active | UNIVERSITY NEW MEXICO HOSPITAL
0000058254 | 1140847 | SHERWOOD MEDICAL | FIRSTTEMP GENIUS | 3000A | THERMOMETERS/ ELECTRONIC/ INFRARED/ EAR |  | REPLACN55908 | J0442383 |  | 2017-06-15 | 21015 | ED-NORTH | 2007-03-28 | USD | 75 | Active | UNIVERSITY NEW MEXICO HOSPITAL
0000058031 | 1218096 | GE HEALTHCARE | DASH 3000 | DASH 3000 | MONITORING SYSTEMS/ PHYSIOLOGIC |  | 428853 | SBG06504505GA | 2017-01-12 | 2018-01-15 | 34150 | PEDIATRICS CLINIC | 2007-03-26 | USD | 12000 | Active | UNIVERSITY NEW MEXICO HOSPITAL
0000058185 | 1218204 | GE HEALTHCARE | TRANSPORT PRO | TRANSPORT PRO | MONITORS/ PATIENT TRANSPORT |  | 420173 | AAD06241802GA | 2017-02-01 | 2018-02-15 | 12455 | NEWBORN ICU | 2007-03-26 | USD | 6650 | Active | UNIVERSITY NEW MEXICO HOSPITAL
0000058184 | 1440026 | GE HEALTHCARE | TRANSPORT PRO | TRANSPORT PRO | MONITORS/ PATIENT TRANSPORT |  | 420173 | AAD06231788GA | 2017-02-07 | 2018-02-15 | 12455 | NEWBORN ICU | 2007-03-26 | USD | 6650 | Active | UNIVERSITY NEW MEXICO HOSPITAL
0000058178 | 1218199 | A-DEC INC | EA-2TP | EA-2TP | DENTAL ENGINES |  | 438649 | 01566 |  | 2017-06-15 | 15000 | OPERATING ROOM | 2007-03-22 | USD | 1 | Active | UNIVERSITY NEW MEXICO HOSPITAL
0000055995 | 1141680 | MINDRAY | ACCUTORR PLUS | ACCUTORR PLUS | MONITORING SYSTEMS/ PHYSIOLOGIC |  | 437360 | A750556-A7 | 2017-03-23 | 2017-11-15 | 32060 | M & FP-WEST MESA | 2007-03-22 | USD | 4196.5 | Active | UNIVERSITY NEW MEXICO HOSPITAL
0000058180 | 1142142 | BARNSTEAD/THERMOLYNE | 18007A | AQUABATH | BATHS/ WATER |  | 434400 | 1605060854901 | 2016-09-28 | 2017-09-15 | 12350 | CRC/CTC (5-E) | 2007-03-20 | USD | 761 | Active | UNIVERSITY NEW MEXICO HOSPITAL
0000058248 | 1140446 | PNEUPAC LIMITED | VENTIPAC 200D | VENTIPAC 200D | VENTILATORS |  | 440622 | 0510322 | 2017-02-28 | 2017-08-15 | 12455 | NEWBORN ICU | 2007-03-20 | USD | 11293.25 | Active | UNIVERSITY NEW MEXICO HOSPITAL
0000058247 | 1140445 | PNEUPAC LIMITED | VENTIPAC 200D | VENTIPAC 200D | VENTILATORS |  | 437932 | 0603313 | 2017-02-27 | 2017-08-15 | 12455 | NEWBORN ICU | 2007-03-20 | USD | 11293.25 | Active | UNIVERSITY NEW MEXICO HOSPITAL
0000058179 | 1218200 | CAREFUSION ALARIS | 2180CX01EE | 2180CX01EE | THERMOMETERS/ ELECTRONIC/ THERMISTOR/ THERMOCOUPLE/ |  | 437263 | 12466282 |  | 2017-06-15 | 34150 | PEDIATRICS CLINIC | 2007-03-19 | USD | 670.01 | Active | UNIVERSITY NEW MEXICO HOSPITAL
0000055994 | 1140100 | INTERNATIONAL BIOMEDICAL INC | A750I | A750I | INCUBATORS/ INFANT/ TRANSPORT |  | 434519 | A193 | 2017-02-17 | 2017-08-15 | 12455 | NEWBORN ICU | 2007-03-17 | USD | 14385 | Active | UNIVERSITY NEW MEXICO HOSPITAL
0000055993 | 1140099 | INTERNATIONAL BIOMEDICAL INC | A750I | A750I | INCUBATORS/ INFANT/ TRANSPORT |  | 434519 | A192 | 2017-02-22 | 2017-08-15 | 12455 | NEWBORN ICU | 2007-03-17 | USD | 14385 | Active | UNIVERSITY NEW MEXICO HOSPITAL
0000028586 | 1214740 | APC | NO MODEL NAME |  | POWER SYSTEMS/ UNINTERRUPTIBLE |  | FOUND | FB98072024885 | 2017-05-15 | 2018-05-15 | 15510 | OSIS PACU | 2007-03-16 | USD | 0.01 | Active | UNIVERSITY NEW MEXICO HOSPITAL
0000058033 | 1141286 | GE HEALTHCARE | DASH 3000 | DASH 3000 | MONITORING SYSTEMS/ PHYSIOLOGIC |  | 428853 | SBG06504503GA | 2016-10-01 | 2017-10-15 | 70020 | ENDOSCOPY CENTER | 2007-03-12 | USD | 12000 | Active | UNIVERSITY NEW MEXICO HOSPITAL
0000058030 | 1141024 | GE HEALTHCARE | DASH 4000 | DASH 4000 | MONITORING SYSTEMS/ PHYSIOLOGIC |  | 428853 | SBG06493447GA | 2016-09-28 | 2017-09-15 | 12350 | CRC/CTC (5-E) | 2007-03-12 | USD | 14000 | Active | UNIVERSITY NEW MEXICO HOSPITAL
0000058032 | 1141298 | GE HEALTHCARE | DASH 3000 | DASH 3000 | MONITORING SYSTEMS/ PHYSIOLOGIC |  | 428853 | SBG06504496GA | 2016-10-01 | 2017-10-15 | 70020 | ENDOSCOPY CENTER | 2007-03-12 | USD | 12000 | Active | UNIVERSITY NEW MEXICO HOSPITAL
0000058029 | 1141025 | GE HEALTHCARE | DASH 4000 | DASH 4000 | MONITORING SYSTEMS/ PHYSIOLOGIC |  | 428853 | SBG06493448GA | 2016-09-28 | 2017-09-15 | 12350 | CRC/CTC (5-E) | 2007-03-12 | USD | 14000 | Active | UNIVERSITY NEW MEXICO HOSPITAL
0000058050 | 1144079 | GE Healthcare USA | Pro 400 V2 | Pro 400 V2 | MONITORING SYSTEMS/ PHYSIOLOGIC/ ACUTE CARE |  | 438316 | AAX07080108SA | 2017-06-01 | 2018-06-15 | 34250 | UROLOGY | 2007-03-12 | USD | 4391.21 | Reactivated | UNIVERSITY NEW MEXICO HOSPITAL
0000058077 | 1218108 | WELCH ALLYN INC | SURETEMP PLUS (690) | SURETEMP PLUS (690) | THERMOMETERS/ ELECTRONIC |  | 437108 | 06502893 |  | 2017-06-15 | 30115 | SE HEIGHTS CLINIC-SAN PABLO | 2007-03-02 | USD | 166.89 | Active | UNIVERSITY NEW MEXICO HOSPITAL
0000058076 | 1218107 | 3M HEALTH CARE | AIR MATE | AIR MATE | AIR PURIFIER |  | 435875 | 718896SR |  | 2017-06-15 | 95020 | EMERGENCY PREPAREDNESS | 2007-03-02 | USD | 418.2 | Active | UNIVERSITY NEW MEXICO HOSPITAL
0000058075 | 1218106 | 3M HEALTH CARE | AIR MATE | AIR MATE | AIR PURIFIER |  | 435875 | 704546SR |  | 2017-06-15 | 95020 | EMERGENCY PREPAREDNESS | 2007-03-02 | USD | 418.2 | Active | UNIVERSITY NEW MEXICO HOSPITAL
0000058074 | 1218105 | 3M HEALTH CARE | AIR MATE | AIR MATE | AIR PURIFIER |  | 435875 | 718891SR |  | 2017-06-15 | 95020 | EMERGENCY PREPAREDNESS | 2007-03-02 | USD | 418.2 | Active | UNIVERSITY NEW MEXICO HOSPITAL
0000058073 | 1218104 | 3M HEALTH CARE | AIR MATE | AIR MATE | AIR PURIFIER |  | 435875 | 704501SR |  | 2017-06-15 | 95020 | EMERGENCY PREPAREDNESS | 2007-03-02 | USD | 418.2 | Active | UNIVERSITY NEW MEXICO HOSPITAL
0000058072 | 1218103 | 3M HEALTH CARE | AIR MATE | AIR MATE | AIR PURIFIER |  | 435875 | 704506SR |  | 2017-06-15 | 95020 | EMERGENCY PREPAREDNESS | 2007-03-02 | USD | 418.2 | Active | UNIVERSITY NEW MEXICO HOSPITAL
0000064308 | 1219659 | SIEMENS MEDICAL SYSTEMS INC | CWS NF620 | KINETDX 3000 CARDIOL | DIGITAL IMAGING SYSTEM/ ANGIOGRAPHIC/ CARDIOVASCULAR |  | 435170 | 10090221 |  | 2017-06-15 | 71010 | PEDIATRIC CARDIOLOGY | 2007-03-01 | USD | 191378 | Active | UNIVERSITY NEW MEXICO HOSPITAL
| 385396 | FLUKE BIOMEDICAL CORP | 87 III | 87 III | DIGITAL MULTIMETERS |  | FOUND | 72440632 | 2017-03-22 | 2018-03-15 | 95700 | CLINICAL ENGINEERING | 2007-03-01 | USD | 0.01 | Active | UNIVERSITY NEW MEXICO HOSPITAL
| 385402 | DYNATECH NEVEDA INC | TQA-17 | TQA-17 | TESTERS/ EXTERNAL CARDIAC PACEMAKER |  | found | 0494 |  | 2017-06-15 | 95700 | CLINICAL ENGINEERING | 2007-03-01 | USD | 0.01 | Active | UNIVERSITY NEW MEXICO HOSPITAL
0000058312 | 550141 | PHILIPS HEALTHCARE | MOBILE X-RAY PRACTIX CONVENIO | 704005 | RADIOGRAPHIC UNITS/ MOBILE |  | ADDED | 365354 | 2012-01-24 | 2012-07-15 | 75000 | RADIOLOGY - GENERAL | 2007-03-01 | USD | 0.01 | Active | UNIVERSITY NEW MEXICO HOSPITAL
0000038371 | 1215477 | GETINGE USA INC | 1381 | 1381 | BATHS/ WATER |  | FOUND | N/A | 2017-01-31 | 2018-01-15 | 30030 | CTH OUTPATIENT CLINIC | 2007-02-27 | USD | 0.01 | Active | UNIVERSITY NEW MEXICO HOSPITAL
0000058070 | 1140081 | GE HEALTHCARE | 4400 | 4400 | WARMING UNITS/ PATIENT/ RADIANT/ INFANT |  | BBRP | HCCL00060 | 2016-08-09 | 2017-02-15 | 12455 | NEWBORN ICU | 2007-02-26 | USD | 0.01 | Reactivated | UNIVERSITY NEW MEXICO HOSPITAL
0000058071 | 1144550 | SCALE-TRONIX INC | 4002 | 4002 | SCALES/ INFANT |  | FOUND | 4002-6183 | 2017-02-28 | 2018-02-15 | 12455 | NEWBORN ICU | 2007-02-26 | USD | 0.01 | Active | UNIVERSITY NEW MEXICO HOSPITAL
0000058067 | 1140165 | MEDLINE | 12-140MHS | 12-140MHS | WARMING UNITS/ GEL |  | REPLACN52163 | A-02487 | 2010-07-20 | 2011-07-15 | 12110 | NEUROSCIENCE ICU | 2007-02-26 | USD | 0.01 | Active | UNIVERSITY NEW MEXICO HOSPITAL
0000038372 | 1144083 | MACAN ENGINEERING COMPANY | MC-6 | MC-6 | ELECTROSURGICAL UNITS |  | FOUND | N/A | 2017-07-14 | 2018-01-15 | 30030 | CTH OUTPATIENT CLINIC | 2007-02-21 | USD | 0.01 | Active | UNIVERSITY NEW MEXICO HOSPITAL
0000058051 | 1218101 | JOHNSON & JOHNSON MEDICAL INC | CASTMASTER | CASTMASTER | CAST CUTTERS |  | DONATED | CS1181 |  | 2017-06-15 | 34530 | ORTHOPAEDICS FACULTY CLINIC | 2007-02-20 | USD | 0.01 | Active | UNIVERSITY NEW MEXICO HOSPITAL
0000052845 | 1217545 | BOSTON SCIENTIFIC CORP | 82-3190 | BSC | POWER SUPPLIES |  | 437174 | 62133 |  | 2017-06-15 | 75025 | RADIOLOGY - INTERVENTIONAL RAD | 2007-02-16 | USD | 0.01 | Active | UNIVERSITY NEW MEXICO HOSPITAL
0000058024 | 1003596 | EDWARDS LIFESCIENCES CORP | VIGILANCE II | VIGILANCE II | MONITORS/ BEDSIDE/ CARDIAC OUTPUT |  | 434795 | VG002907 | 2013-06-03 | 2014-06-15 | 15055 | ANESTHESIA | 2007-02-15 | USD | 7000 | Active | UNIVERSITY NEW MEXICO HOSPITAL
0000058025 | 1218094 | EDWARDS LIFESCIENCES CORP | VIGILANCE II | VIGILANCE II | MONITORS/ BEDSIDE/ CARDIAC OUTPUT |  | 434795 | VG003018 | 2014-05-20 | 2014-05-15 | 12130 | TRAUMA/SURGICAL ICU | 2007-02-15 | USD | 7000 | Active | UNIVERSITY NEW MEXICO HOSPITAL
0000058049 | 1142124 | HEMAMETRICS INC | CRIT-LINE III TQA | CRIT-LINE III TQA | ANALYZERS/ POINT-OF-CARE/ WHOLE BLOOD |  | REPL 52562 | 196RB401469 | 2015-09-15 | 2015-09-15 | 72040 | I/P HEMODIALYSIS | 2007-02-07 | USD | 315 | Active | UNIVERSITY NEW MEXICO HOSPITAL
| 385427 | DWYER INSTRUMENTS INC | SERIES 477 | SERIES 477 | PRESSURE METERS/ DIGITAL |  | PHILIPS OWNS | N/A | 2017-03-22 | 2018-03-15 | 95700 | CLINICAL ENGINEERING | 2007-02-01 | USD | 0.01 | Active | UNIVERSITY NEW MEXICO HOSPITAL
| 385432 | FLUKE BIOMEDICAL CORP | SIGMAPACE 1000 | SIGMAPACE 1000 | TESTERS/ EXTERNAL CARDIAC PACEMAKER |  | FOUND | 9293041 | 2017-03-21 | 2018-03-15 | 95700 | CLINICAL ENGINEERING | 2007-02-01 | USD | 0.01 | Active | UNIVERSITY NEW MEXICO HOSPITAL
| 385428 | AIR-SHIELDS INC | C100 | C100 | SIMULATORS/ TEMPERATURE |  | FOUND | N28Q | 2011-09-12 | 2011-09-15 | 95700 | CLINICAL ENGINEERING | 2007-02-01 | USD | 0.01 | Active | UNIVERSITY NEW MEXICO HOSPITAL
| 385431 | SMITHS MEDICAL | DSTA-40 | DSTA-40 | THERMOMETERS/ ELECTRONIC |  | FOUND | S10000005 | 2017-03-22 | 2018-03-15 | 95700 | CLINICAL ENGINEERING | 2007-02-01 | USD | 0.01 | Active | UNIVERSITY NEW MEXICO HOSPITAL
0000062739 | 1084350 | PRECISION MEDICAL INC | EASY GO VAC (PM65HG) | EASY GO VAC (PM65HG) | ASPIRATORS/ TRACHEAL |  | BBRP | 026706 | 2017-02-08 | 2018-02-15 | 12455 | NEWBORN ICU | 2007-02-01 | USD | 1 | Active | UNIVERSITY NEW MEXICO HOSPITAL
| 385430 | FLUKE BIOMEDICAL CORP | 187 | 187 | DIGITAL MULTIMETERS |  | FOUMD | 91400175 | 2017-03-22 | 2018-03-15 | 95700 | CLINICAL ENGINEERING | 2007-02-01 | USD | 0.01 | Active | UNIVERSITY NEW MEXICO HOSPITAL
0000058045 | 1218099 | BLICKMAN HEALTH INDUSTRIES INC | 7921-SSD | 7921-SSD | WARMING UNITS/ BLANKET |  | 434773 | 011807-707 | 2017-01-31 | 2018-01-15 | 75010 | RADIOLOGY - CT SCAN | 2007-01-31 | USD | 4788.75 | Active | UNIVERSITY NEW MEXICO HOSPITAL
0000033632 | 1215252 | BIODEX MEDICAL SYSTEMS INC | 056-650 | 056-650 | TABLES/ EXAMINATION/TREATMENT |  | FOUND | 6500699943 | 2010-01-27 | 2017-06-15 | 75050 | RADIOLOGY - ULTRASOUND | 2007-01-30 | USD | 0.01 | Active | UNIVERSITY NEW MEXICO HOSPITAL
0000062889 | 1141213 | GE / MARQUETTE ELECTRONICS INC | SEER LIGHT | SEER LIGHT | RECORDERS/ELECTRONIC STORAGE/ELECTROCARDIOGRAPHY |  | 459583 | E87083919 |  | 2017-06-15 | 71030 | HEART STATION | 2007-01-30 | USD | 1891.15 | Active | UNIVERSITY NEW MEXICO HOSPITAL
0000062888 | 1141214 | GE / MARQUETTE ELECTRONICS INC | SEER LIGHT | SEER LIGHT | RECORDERS/ELECTRONIC STORAGE/ELECTROCARDIOGRAPHY |  | 459583 | E87073708 |  | 2017-06-15 | 12130 | TRAUMA/SURGICAL ICU | 2007-01-30 | USD | 1891.15 | Active | UNIVERSITY NEW MEXICO HOSPITAL
0000062887 | 1219566 | GE / MARQUETTE ELECTRONICS INC | SEER LIGHT | SEER LIGHT | RECORDERS/ELECTRONIC STORAGE/ELECTROCARDIOGRAPHY |  | 459583 | E87083922 |  | 2017-06-15 | 71030 | HEART STATION | 2007-01-30 | USD | 1891.15 | Active | UNIVERSITY NEW MEXICO HOSPITAL
0000062886 | 1141294 | GE / MARQUETTE ELECTRONICS INC | SEER LIGHT | SEER LIGHT | RECORDERS/ELECTRONIC STORAGE/ELECTROCARDIOGRAPHY |  | 459583 | E87073709 |  | 2017-06-15 | 71030 | HEART STATION | 2007-01-30 | USD | 1891.15 | Active | UNIVERSITY NEW MEXICO HOSPITAL
0000062885 | 1141217 | GE / MARQUETTE ELECTRONICS INC | SEER LIGHT | SEER LIGHT | RECORDERS/ELECTRONIC STORAGE/ELECTROCARDIOGRAPHY |  | 459583 | E87073711 |  | 2017-06-15 | 71030 | HEART STATION | 2007-01-30 | USD | 1891.15 | Active | UNIVERSITY NEW MEXICO HOSPITAL
0000062884 | 1141204 | GE / MARQUETTE ELECTRONICS INC | SEER LIGHT | SEER LIGHT | RECORDERS/ELECTRONIC STORAGE/ELECTROCARDIOGRAPHY |  | 459583 | E87073710 |  | 2017-06-15 | 71030 | HEART STATION | 2007-01-30 | USD | 1891.15 | Active | UNIVERSITY NEW MEXICO HOSPITAL
0000062883 | 1141289 | GE / MARQUETTE ELECTRONICS INC | SEER LIGHT | SEER LIGHT | RECORDERS/ELECTRONIC STORAGE/ELECTROCARDIOGRAPHY |  | 459583 | E87083918 |  | 2017-06-15 | 71030 | HEART STATION | 2007-01-30 | USD | 1891.15 | Active | UNIVERSITY NEW MEXICO HOSPITAL
0000058015 | 1144805 | AMVEX CORP | VR-PIUD-CMA | VR-PIUD-CMA | REGULATORS/ SUCTION |  | 435834 | VRA07580KF | 2007-01-30 | 2017-06-15 | 12455 | NEWBORN ICU | 2007-01-30 | USD | 284 | Active | UNIVERSITY NEW MEXICO HOSPITAL
0000058014 | 1144179 | AMVEX CORP | VR-PIUD-CMA | VR-PIUD-CMA | REGULATORS/ SUCTION |  | 435834 | VRA07579KF | 2007-01-30 | 2017-06-15 | 12455 | NEWBORN ICU | 2007-01-30 | USD | 284 | Active | UNIVERSITY NEW MEXICO HOSPITAL
0000058013 | 1144903 | AMVEX CORP | VR-PIUD-CMA | VR-PIUD-CMA | REGULATORS/ SUCTION |  | 435834 | VRA07577KF | 2007-01-30 | 2017-06-15 | 12455 | NEWBORN ICU | 2007-01-30 | USD | 284 | Active | UNIVERSITY NEW MEXICO HOSPITAL
0000058012 | 1144928 | AMVEX CORP | VR-PIUD-CMA | VR-PIUD-CMA | REGULATORS/ SUCTION |  | 435834 | VRA07573KF | 2007-01-30 | 2017-06-15 | 12455 | NEWBORN ICU | 2007-01-30 | USD | 284 | Active | UNIVERSITY NEW MEXICO HOSPITAL
0000058011 | 1218089 | AMVEX CORP | VR-PIUD-CMA | VR-PIUD-CMA | REGULATORS/ SUCTION |  | 435834 | VRA07572KF | 2007-01-30 | 2017-06-15 | 12455 | NEWBORN ICU | 2007-01-30 | USD | 284 | Active | UNIVERSITY NEW MEXICO HOSPITAL
0000058010 | 1144240 | AMVEX CORP | VR-PIUD-CMA | VR-PIUD-CMA | REGULATORS/ SUCTION |  | 435834 | VRA07576KF | 2007-01-30 | 2017-06-15 | 15010 | STERILE PROCESSING | 2007-01-30 | USD | 284 | Active | UNIVERSITY NEW MEXICO HOSPITAL
0000058022 | 1440121 | AMVEX CORP | VR-PIUD-CMA | VR-PIUD-CMA | REGULATORS/ SUCTION |  | 435834 | VRA07578KF | 2007-01-30 | 2017-06-15 | 12455 | NEWBORN ICU | 2007-01-30 | USD | 284 | Active | UNIVERSITY NEW MEXICO HOSPITAL
0000058020 | 1218092 | AMVEX CORP | VR-PIUD-CMA | VR-PIUD-CMA | REGULATORS/ SUCTION |  | 435834 | VRA07582KF | 2007-01-30 | 2017-06-15 | 15010 | STERILE PROCESSING | 2007-01-30 | USD | 284 | Active | UNIVERSITY NEW MEXICO HOSPITAL
0000058019 | 1440266 | AMVEX CORP | VR-PIUD-CMA | VR-PIUD-CMA | REGULATORS/ SUCTION |  | 435834 | VRA07574KF | 2007-01-30 | 2017-06-15 | 12455 | NEWBORN ICU | 2007-01-30 | USD | 284 | Active | UNIVERSITY NEW MEXICO HOSPITAL
0000058018 | 1439842 | AMVEX CORP | VR-PIUD-CMA | VR-PIUD-CMA | REGULATORS/ SUCTION |  | 435834 | VRA75770KF | 2007-01-30 | 2017-06-15 | 12415 | INTERMEDIATE CARE NURSERY | 2007-01-30 | USD | 284 | Active | UNIVERSITY NEW MEXICO HOSPITAL
0000058017 | 1144252 | AMVEX CORP | VR-PIUD-CMA | VR-PIUD-CMA | REGULATORS/ SUCTION |  | 435834 | VRA07571KF | 2007-01-30 | 2017-06-15 | 12455 | NEWBORN ICU | 2007-01-30 | USD | 284 | Active | UNIVERSITY NEW MEXICO HOSPITAL
0000058016 | 1141987 | AMVEX CORP | VR-PIUD-CMA | VR-PIUD-CMA | REGULATORS/ SUCTION |  | 435834 | VRA07581KF | 2007-01-30 | 2017-06-15 | 12220 | MED/SURG SUBACUTE (4-E) | 2007-01-30 | USD | 284 | Active | UNIVERSITY NEW MEXICO HOSPITAL
0000052844 | 1217544 | HUNTLEIGH HEALTHCARE LTD | PS 800 | PS 800 | FETAL HEART DETECTORS/ ULTRASONIC |  | 435396 | FD2P30209573-06 | 2007-01-29 | 2017-06-15 | 32065 | M & FP-NW VALLEY-1231 CAN | 2007-01-29 | USD | 556.24 | Active | UNIVERSITY NEW MEXICO HOSPITAL
0000055992 | 1144183 | AMVEX CORP | VR-PIUD-CMA | VR-PIUD-CMA | REGULATORS/ SUCTION |  | 435834 | VRA07536KF | 2007-01-29 | 2017-06-15 | 12455 | NEWBORN ICU | 2007-01-26 | USD | 284 | Active | UNIVERSITY NEW MEXICO HOSPITAL
0000055991 | 1218085 | AMVEX CORP | VR-PIUD-CMA | VR-PIUD-CMA | REGULATORS/ SUCTION |  | 435834 | VRA07541KF | 2007-01-29 | 2017-06-15 | 12220 | MED/SURG SUBACUTE (4-E) | 2007-01-26 | USD | 284 | Active | UNIVERSITY NEW MEXICO HOSPITAL
0000055990 | 1144171 | AMVEX CORP | VR-PIUD-CMA | VR-PIUD-CMA | REGULATORS/ SUCTION |  | 435834 | VRA07535KF | 2007-01-29 | 2017-06-15 | 12430 | GENERAL PEDIATRICS UNIT | 2007-01-26 | USD | 284 | Active | UNIVERSITY NEW MEXICO HOSPITAL
0000055989 | 1218084 | AMVEX CORP | VR-PIUD-CMA | VR-PIUD-CMA | REGULATORS/ SUCTION |  | 435834 | VRA07533KF | 2007-01-26 | 2017-06-15 | 12455 | NEWBORN ICU | 2007-01-26 | USD | 284 | Active | UNIVERSITY NEW MEXICO HOSPITAL
0000055988 | 1218083 | AMVEX CORP | VR-PIUD-CMA | VR-PIUD-CMA | REGULATORS/ SUCTION |  | 435834 | VRA07537KF | 2007-01-26 | 2017-06-15 | 15010 | STERILE PROCESSING | 2007-01-26 | USD | 284 | Active | UNIVERSITY NEW MEXICO HOSPITAL
0000055987 | 1141992 | AMVEX CORP | VR-PIUD-CMA | VR-PIUD-CMA | REGULATORS/ SUCTION |  | 435834 | VRA07540KF | 2007-01-26 | 2017-06-15 | 12455 | NEWBORN ICU | 2007-01-26 | USD | 284 | Active | UNIVERSITY NEW MEXICO HOSPITAL
0000055986 | 1144764 | AMVEX CORP | VR-PIUD-CMA | VR-PIUD-CMA | REGULATORS/ SUCTION |  | 435834 | VRA07539KF | 2007-01-26 | 2017-06-15 | 12415 | INTERMEDIATE CARE NURSERY | 2007-01-26 | USD | 284 | Active | UNIVERSITY NEW MEXICO HOSPITAL
0000055985 | 1440142 | AMVEX CORP | VR-PIUD-CMA | VR-PIUD-CMA | REGULATORS/ SUCTION |  | 435834 | VRA07538KF | 2007-01-26 | 2017-06-15 | 12455 | NEWBORN ICU | 2007-01-26 | USD | 284 | Active | UNIVERSITY NEW MEXICO HOSPITAL
0000055984 | 1439711 | AMVEX CORP | VR-PIUD-CMA | VR-PIUD-CMA | REGULATORS/ SUCTION |  | 435834 | VRA07534KF | 2007-01-26 | 2017-06-15 | 12455 | NEWBORN ICU | 2007-01-26 | USD | 284 | Active | UNIVERSITY NEW MEXICO HOSPITAL
0000055983 | 1141991 | AMVEX CORP | VR-PIUD-CMA | VR-PIUD-CMA | REGULATORS/ SUCTION |  | 435834 | VRA07531KF | 2007-01-26 | 2017-06-15 | 15010 | STERILE PROCESSING | 2007-01-26 | USD | 284 | Active | UNIVERSITY NEW MEXICO HOSPITAL
0000055982 | 1144207 | AMVEX CORP | VR-PIUD-CMA | VR-PIUD-CMA | REGULATORS/ SUCTION |  | 435834 | VRA07530KF | 2007-01-26 | 2017-06-15 | 12455 | NEWBORN ICU | 2007-01-26 | USD | 284 | Active | UNIVERSITY NEW MEXICO HOSPITAL
0000055981 | 1440112 | AMVEX CORP | VR-PIUD-CMA | VR-PIUD-CMA | REGULATORS/ SUCTION |  | 435834 | VRA07532KF | 2007-01-26 | 2017-06-15 | 12415 | INTERMEDIATE CARE NURSERY | 2007-01-26 | USD | 284 | Active | UNIVERSITY NEW MEXICO HOSPITAL
0000058009 | 1218088 | SHERWOOD MEDICAL | FIRSTTEMP GENIUS | 3000A | THERMOMETERS/ ELECTRONIC/ INFRARED/ EAR |  | REPL55926 | J9639245 |  | 2017-06-15 | 12240 | GENERAL SURGERY (6-S) | 2007-01-26 | USD | 1 | Active | UNIVERSITY NEW MEXICO HOSPITAL
0000052709 | 1141920 | SUMMIT DOPPLER SYSTEMS INC | LIFEDOP L250R | LIFEDOP L250R | BLOOD-FLOW DETECTORS/ ULTRASONIC |  | 433530 | LH002746 |  | 2017-06-15 | 12000 | LABOR AND DELIVERY | 2007-01-25 | USD | 695 | Active | UNIVERSITY NEW MEXICO HOSPITAL
0000058007 | 1218086 | THE KENDALL CO | FIRSTEMP GENIUS 3000A | FIRSTEMP GENIUS 3000A | THERMOMETERS/ ELECTRONIC/ INFRARED/ EAR |  | REPL52124 | J0428857 | 2011-09-15 | 2011-09-15 | 12455 | NEWBORN ICU | 2007-01-24 | USD | 75 | Active | UNIVERSITY NEW MEXICO HOSPITAL
0000055971 | 1085504 | SAMMONS PRESTON ROLYAN AN ABILITY ONE CO | FORMA-SPLINT 1501 | 1501 | BATHS/ WATER |  | FOUND | 061080 | 2017-01-10 | 2018-01-15 | 76010 | REHABILITATION SERVICES | 2007-01-23 | USD | 0.01 | Active | UNIVERSITY NEW MEXICO HOSPITAL
0000052843 | 1217543 | BAYER CORP | CLINITEK STATUS | CLINITEK STATUS | ANALYZERS/ POINT-OF-CARE/ URINE |  | 433534 | 31261 | 2007-01-25 | 2017-06-15 | 30115 | SE HEIGHTS CLINIC-SAN PABLO | 2007-01-23 | USD | 610.6 | Active | UNIVERSITY NEW MEXICO HOSPITAL
0000055970 | 1003978 | GE HEALTHCARE | TEC 6 PLUS | TEC 6 PLUS | ANESTHESIA UNIT VAPORIZERS |  | 432903 | AETK45038 | 2017-01-31 | 2017-07-15 | 15055 | ANESTHESIA | 2007-01-19 | USD | 1 | Active | UNIVERSITY NEW MEXICO HOSPITAL
0000055968 | 1004072 | GE HEALTHCARE | DASH 3000 | DASH 3000 | MONITORING SYSTEMS/ PHYSIOLOGIC |  | 428853 | SBG06493555GA | 2016-07-25 | 2017-07-15 | 90120 | ADVANCED CLINICAL CARE | 2007-01-19 | USD | 5172.76 | Active | UNIVERSITY NEW MEXICO HOSPITAL
0000052842 | 1141351 | EXERGEN CORP | TAT-5000 | TAT-5000 | THERMOMETERS/ ELECTRONIC/ INFRARED |  | 433529 | A5775 | 2007-01-18 | 2017-06-15 | 12000 | LABOR AND DELIVERY | 2007-01-18 | USD | 316 | Active | UNIVERSITY NEW MEXICO HOSPITAL
0000055965 | 1218074 | HUNTLEIGH HEALTHCARE LTD | FLEXI DOPPLEX | D930 | FETAL HEART DETECTORS/ ULTRASONIC |  | 434429 | 930LX0A00608-06 | 2007-01-17 | 2017-06-15 | 34110 | WOMEN'S HEALTH CENTER | 2007-01-17 | USD | 415 | Active | UNIVERSITY NEW MEXICO HOSPITAL
0000055964 | 1218073 | HUNTLEIGH HEALTHCARE LTD | FLEXI DOPPLEX | D930 | FETAL HEART DETECTORS/ ULTRASONIC |  | 434429 | 930LX0A00672-06 | 2007-01-17 | 2017-06-15 | 34110 | WOMEN'S HEALTH CENTER | 2007-01-17 | USD | 415 | Active | UNIVERSITY NEW MEXICO HOSPITAL
0000055960 | 1218071 | GE HEALTHCARE | PRO 300 V2 | PRO 300 V2 | MONITORING SYSTEMS/ PHYSIOLOGIC |  | 433036 | AAX06470009SA | 2016-09-23 | 2017-09-15 | 34350 | MEDICINE CLINIC | 2007-01-15 | USD | 4059 | Active | UNIVERSITY NEW MEXICO HOSPITAL
0000055962 | 1003751 | KARL STORZ ENDOSCOPY-AMERICA INC | XENON NOVA 175 | XENON NOVA 175 | LIGHT SOURCES/ FIBEROPTIC |  | 434964 | LD0625497 | 2017-06-07 | 2018-06-15 | 15000 | OPERATING ROOM | 2007-01-15 | USD | 5000 | Active | UNIVERSITY NEW MEXICO HOSPITAL
0000045431 | 1216531 | GE / MARQUETTE ELECTRONICS INC | APEX PRO | APEX PRO | RECEIVERS/ TELEMETRIC |  | FOUND | C3TS1484G | 2012-03-27 | 2012-03-15 | 12210 | CORONARY CARE SUBACUTE | 2007-01-10 | USD | 1 | Active | UNIVERSITY NEW MEXICO HOSPITAL
0000055959 | 1143289 | MEDELA INC | SYMPHONY | SYMPHONY | PUMPS/ BREAST |  | 433438 | 1130946 | 2016-04-28 | 2017-04-15 | 12430 | GENERAL PEDIATRICS UNIT | 2007-01-10 | USD | 999.98 | Active | UNIVERSITY NEW MEXICO HOSPITAL
0000055958 | 1144909 | MEDELA INC | SYMPHONY | SYMPHONY | PUMPS/ BREAST |  | 433438 | 1130945 | 2017-02-25 | 2018-02-15 | 12455 | NEWBORN ICU | 2007-01-10 | USD | 999.98 | Active | UNIVERSITY NEW MEXICO HOSPITAL
0000055957 | 1144155 | MEDELA INC | SYMPHONY | SYMPHONY | PUMPS/ BREAST |  | 433438 | 1130944 | 2017-02-28 | 2018-02-15 | 12455 | NEWBORN ICU | 2007-01-10 | USD | 999.98 | Reactivated | UNIVERSITY NEW MEXICO HOSPITAL
0000055956 | 1399985 | MEDELA INC | SYMPHONY | SYMPHONY | PUMPS/ BREAST |  | 433438 | 1130943 | 2016-10-27 | 2017-10-15 | 12520 | MOTHER & BABY UNIT (3-E) BBRP | 2007-01-10 | USD | 999.98 | Active | UNIVERSITY NEW MEXICO HOSPITAL
0000055955 | 1140310 | MEDELA INC | SYMPHONY | SYMPHONY | PUMPS/ BREAST |  | 433438 | 1130942 | 2016-10-13 | 2017-10-15 | 12520 | MOTHER & BABY UNIT (3-E) BBRP | 2007-01-10 | USD | 999.98 | Reactivated | UNIVERSITY NEW MEXICO HOSPITAL
0000055954 | 1421565 | MEDELA INC | SYMPHONY | SYMPHONY | PUMPS/ BREAST |  | 433438 | 1130940 | 2017-02-13 | 2018-02-15 | 12415 | INTERMEDIATE CARE NURSERY | 2007-01-10 | USD | 999.98 | Reactivated | UNIVERSITY NEW MEXICO HOSPITAL
0000055953 | 1140346 | MEDELA INC | SYMPHONY | SYMPHONY | PUMPS/ BREAST |  | 433438 | 1130939 | 2017-02-13 | 2018-02-15 | 12455 | NEWBORN ICU | 2007-01-10 | USD | 999.98 | Active | UNIVERSITY NEW MEXICO HOSPITAL
0000055952 | 1440296 | MEDELA INC | SYMPHONY | SYMPHONY | PUMPS/ BREAST |  | 433438 | 1130937 | 2017-02-06 | 2018-02-15 | 12455 | NEWBORN ICU | 2007-01-10 | USD | 999.98 | Active | UNIVERSITY NEW MEXICO HOSPITAL
0000055951 | 1140370 | MEDELA INC | SYMPHONY | SYMPHONY | PUMPS/ BREAST |  | 433438 | 1130936 | 2016-10-05 | 2017-10-15 | 12520 | MOTHER & BABY UNIT (3-E) BBRP | 2007-01-10 | USD | 999.98 | Active | UNIVERSITY NEW MEXICO HOSPITAL
0000052686 | 1004903 | SSCOR INC | REF 2314 | REF 2314 | ASPIRATORS/ EMERGENCY |  | FOUND | M06263 | 2017-01-01 | 2018-01-15 | 75000 | RADIOLOGY - GENERAL | 2007-01-08 | USD | 0.01 | Active | UNIVERSITY NEW MEXICO HOSPITAL
0000058042 | 1141071 | BD | 03803T | 03803T | OXYGEN-AIR PROPORTIONERS |  | 400002 | AFF05851 | 2016-11-21 | 2017-11-15 | 12000 | LABOR AND DELIVERY | 2007-01-07 | USD | 1200 | Active | UNIVERSITY NEW MEXICO HOSPITAL
0000058041 | 1141905 | BD | 03803T | 03803T | OXYGEN-AIR PROPORTIONERS |  | 400002 | AFF05852 | 2016-11-07 | 2017-11-15 | 12000 | LABOR AND DELIVERY | 2007-01-07 | USD | 1200 | Reactivated | UNIVERSITY NEW MEXICO HOSPITAL
0000058040 | 1141895 | BD | 03803T | 03803T | OXYGEN-AIR PROPORTIONERS |  | 400002 | AFF05839 | 2016-11-30 | 2017-11-15 | 12000 | LABOR AND DELIVERY | 2007-01-07 | USD | 1200 | Active | UNIVERSITY NEW MEXICO HOSPITAL
0000058039 | 1141573 | BD | 03803T | 03803T | OXYGEN-AIR PROPORTIONERS |  | 400002 | AFF05853 | 2016-11-10 | 2017-11-15 | 12000 | LABOR AND DELIVERY | 2007-01-07 | USD | 1200 | Active | UNIVERSITY NEW MEXICO HOSPITAL
0000058038 | 1141574 | BD | 03803T | 03803T | OXYGEN-AIR PROPORTIONERS |  | 400002 | AFF05838 | 2016-11-22 | 2017-11-15 | 12000 | LABOR AND DELIVERY | 2007-01-07 | USD | 1200 | Active | UNIVERSITY NEW MEXICO HOSPITAL
0000058037 | 1141566 | BD | 03803T | 03803T | OXYGEN-AIR PROPORTIONERS |  | 400002 | AFF05840 | 2016-11-21 | 2017-11-15 | 12000 | LABOR AND DELIVERY | 2007-01-07 | USD | 1200 | Active | UNIVERSITY NEW MEXICO HOSPITAL
0000058036 | 1141909 | BD | 03803T | 03803T | OXYGEN-AIR PROPORTIONERS |  | 400002 | AFF05855 | 2016-11-10 | 2017-11-15 | 12000 | LABOR AND DELIVERY | 2007-01-07 | USD | 1200 | Reactivated | UNIVERSITY NEW MEXICO HOSPITAL
0000058044 | 1141896 | BD | 03803T | 03803T | OXYGEN-AIR PROPORTIONERS |  | 400002 | AFF05837 | 2017-05-11 | 2018-05-15 | 12000 | LABOR AND DELIVERY | 2007-01-07 | USD | 1200 | Reactivated | UNIVERSITY NEW MEXICO HOSPITAL
0000058043 | 1141906 | BD | 03803T | 03803T | OXYGEN-AIR PROPORTIONERS |  | 400002 | AFF05854 | 2016-11-29 | 2017-11-15 | 12000 | LABOR AND DELIVERY | 2007-01-07 | USD | 1200 | Active | UNIVERSITY NEW MEXICO HOSPITAL
0000055941 | 1141665 | DEVILBISS HEALTH CARE INC | PULMO AIDE | 5650D | NEBULIZERS |  | FOUND | D4045421 | 2015-10-08 | 2015-10-15 | 32030 | UNM LOBOCARE CLINIC | 2007-01-01 | USD | 0.01 | Active | UNIVERSITY NEW MEXICO HOSPITAL
0000055949 | 1096075 | ZOLL MEDICAL CORP | AED PRO | AED PRO | DEFIBRILLATORS/ EXTERNAL/ AUTOMATED |  | 370597 | AA05F000859 | 2017-04-01 | 2017-10-15 | 32040 | NE HEIGHTS CLINIC | 2007-01-01 | USD | 1553.7 | Active | UNIVERSITY NEW MEXICO HOSPITAL
0000055939 | 1218061 | HEALTH-O-METER INC | NO MODEL NAME | NO MODEL NUMBER | SCALES/ PATIENT/ PLATFORM/ MECHANICAL |  | FOUND | N/A |  | 2017-06-15 | 32030 | UNM LOBOCARE CLINIC | 2007-01-01 | USD | 0.01 | Active | UNIVERSITY NEW MEXICO HOSPITAL
0000055942 | 1218062 | WELCH ALLYN INC | 29350 | 29350 | IRRIGATION KITS |  | FOUND | N/A |  | 2017-06-15 | 32030 | UNM LOBOCARE CLINIC | 2007-01-01 | USD | 0.01 | Active | UNIVERSITY NEW MEXICO HOSPITAL
0000068744 | 1420391 | SIEMENS HEALTHCARE | ECAM DUAL | 531620 | SCANNING SYSTEMS/ GAMMA CAMERA |  | ADDED | 11655/9892 | 2017-05-24 | 2017-11-15 | 75045 | RADIOLOGY - NUCLEAR MED | 2007-01-01 | USD | 0.01 | Active | UNIVERSITY NEW MEXICO HOSPITAL
0000055944 | 1218064 | HILL-ROM INC | 7114x | 7114x | OPHTHALMOSCOPE/OTOSCOPES |  | FOUND | N/A |  | 2017-06-15 | 32030 | UNM LOBOCARE CLINIC | 2007-01-01 | USD | 0.01 | Active | UNIVERSITY NEW MEXICO HOSPITAL
0000055943 | 1218063 | HILL-ROM INC | 7114x | 7114x | OPHTHALMOSCOPE/OTOSCOPES |  | FOUND | N/A |  | 2017-06-15 | 32030 | UNM LOBOCARE CLINIC | 2007-01-01 | USD | 0.01 | Active | UNIVERSITY NEW MEXICO HOSPITAL
0000055946 | 1218065 | CARL ZEISS INC MICROSCOPY & IMAGING SYSTEMS | VISUCAMPRO NM | VISUCAMPRO NM | CAMERAS/ OPHTHALMIC |  | FOUND | 929312 | 2016-12-01 | 2017-12-15 | 34620 | OPHTHALMOLOGY OFF SITE CLINIC | 2006-12-27 | USD | 1 | Active | UNIVERSITY NEW MEXICO HOSPITAL
0000043889 | 1162316 | ZOLL MEDICAL CORP | AED PLUS | AED PLUS | DEFIBRILLATORS/ EXTERNAL/ AUTOMATED |  | FOUND | X02F001375 | 2017-07-17 | 2018-01-15 | 95700 | CLINICAL ENGINEERING | 2006-12-27 | USD | 0.01 | Active | UNIVERSITY NEW MEXICO HOSPITAL
0000055934 | 1142777 | OLYMPUS AMERICA INC | CLV-U20 | CLV-U20 | LIGHT SOURCES/ FIBEROPTIC/ FLEXIBLE ENDOSCOPIC |  | FOUND | 7845795 | 2016-12-01 | 2017-12-15 | 34250 | UROLOGY | 2006-12-20 | USD | 0.01 | Active | UNIVERSITY NEW MEXICO HOSPITAL
0000055931 | 548731 | PHILIPS HEALTHCARE | BV Pulsera, Mobile X-Ray unit | 718094 | RADIOGRAPHIC/FLUOROSCOPIC UNITS/ MOBILE |  | 432174 | 000432 | 2011-09-15 | 2012-03-15 | 75000 | RADIOLOGY - GENERAL | 2006-12-14 | USD | 126750 | Active | UNIVERSITY NEW MEXICO HOSPITAL
0000055905 | 1161898 | SHERWOOD MEDICAL | FIRSTTEMP GENIUS | 3000A | THERMOMETERS/ ELECTRONIC/ INFRARED/ EAR |  | REPL 52053 | MGA76830 |  | 2017-06-15 | 12120 | MEDICAL/CARDIAC ICU | 2006-12-14 | USD | 75 | Active | UNIVERSITY NEW MEXICO HOSPITAL
0000020578 | 1142587 | SMR (GLOBAL SURGICAL CORPORATION) | 160000 | 160000 | CARTS/ INSTRUMENT |  | FOUND | 001406 | 2016-12-01 | 2017-12-15 | 34230 | SURGICAL SPECIALTIES | 2006-12-13 | USD | 0.01 | Active | UNIVERSITY NEW MEXICO HOSPITAL
0000055919 | 1218051 | COBE CARDIOVASCULAR INC | SIII | 43-30-00 | HEART-LUNG BYPASS UNITS |  | 433664 | 43S2909 | 2017-01-31 | 2018-01-15 | 70050 | ECMO | 2006-12-12 | USD | 25889.5 | Active | UNIVERSITY NEW MEXICO HOSPITAL
0000052646 | 1142714 | MIDMARK CORP | 223-008-211-4 | RITTER 223 | TABLES/ EXAMINATION/TREATMENT |  | FOUND | V58074 | 2009-12-03 | 2017-06-15 | 54080 | UNMMG - TRUMAN ST. CLINIC | 2006-12-07 | USD | 0.01 | Active | UNIVERSITY NEW MEXICO HOSPITAL
0000052642 | 1142696 | MIDMARK CORP | 223-008-211-4 | RITTER 223 | TABLES/ EXAMINATION/TREATMENT |  | FOUND | V57918 | 2009-12-03 | 2017-06-15 | 54080 | UNMMG - TRUMAN ST. CLINIC | 2006-12-07 | USD | 0.01 | Active | UNIVERSITY NEW MEXICO HOSPITAL
0000052641 | 1142706 | MIDMARK CORP | 223-008-211-4 | RITTER 223 | TABLES/ EXAMINATION/TREATMENT |  | FOUND | V58075 | 2009-12-03 | 2017-06-15 | 54080 | UNMMG - TRUMAN ST. CLINIC | 2006-12-07 | USD | 0.01 | Active | UNIVERSITY NEW MEXICO HOSPITAL
0000052640 | 1142697 | MIDMARK CORP | 223-008-211-4 | RITTER 223 | TABLES/ EXAMINATION/TREATMENT |  | FOUND | V579129 | 2009-12-03 | 2017-06-15 | 54080 | UNMMG - TRUMAN ST. CLINIC | 2006-12-07 | USD | 0.01 | Active | UNIVERSITY NEW MEXICO HOSPITAL
0000052639 | 1142694 | MIDMARK CORP | 223-008-211-4 | RITTER 223 | TABLES/ EXAMINATION/TREATMENT |  | FOUND | V57917 | 2009-12-03 | 2017-06-15 | 54080 | UNMMG - TRUMAN ST. CLINIC | 2006-12-07 | USD | 0.01 | Active | UNIVERSITY NEW MEXICO HOSPITAL
0000052638 | 1142712 | MIDMARK CORP | 223-008-211-4 | RITTER 223 | TABLES/ EXAMINATION/TREATMENT |  | FOUND | V57461 | 2009-12-03 | 2017-06-15 | 54080 | UNMMG - TRUMAN ST. CLINIC | 2006-12-07 | USD | 0.01 | Active | UNIVERSITY NEW MEXICO HOSPITAL
0000055915 | 1218050 | HILL-ROM INC | SURETEMP PLUS | 692 | THERMOMETERS/ ELECTRONIC |  | 431456 | 06406061 | 2006-12-05 | 2017-06-15 | 12520 | MOTHER & BABY UNIT (3-E) BBRP | 2006-12-05 | USD | 226.2 | Active | UNIVERSITY NEW MEXICO HOSPITAL
0000055914 | 1218049 | HILL-ROM INC | SURETEMP PLUS | 692 | THERMOMETERS/ ELECTRONIC |  | 431456 | 06406081 | 2006-12-05 | 2017-06-15 | 12520 | MOTHER & BABY UNIT (3-E) BBRP | 2006-12-05 | USD | 226.2 | Active | UNIVERSITY NEW MEXICO HOSPITAL
0000055913 | 1218048 | HILL-ROM INC | SURETEMP PLUS | 692 | THERMOMETERS/ ELECTRONIC |  | 430857 | 06406025 | 2006-12-05 | 2017-06-15 | 12520 | MOTHER & BABY UNIT (3-E) BBRP | 2006-12-05 | USD | 226.2 | Active | UNIVERSITY NEW MEXICO HOSPITAL
0000055912 | 1218047 | HILL-ROM INC | SURETEMP PLUS | 692 | THERMOMETERS/ ELECTRONIC |  | 430857 | 06392066 | 2006-12-05 | 2017-06-15 | 12520 | MOTHER & BABY UNIT (3-E) BBRP | 2006-12-05 | USD | 226.2 | Active | UNIVERSITY NEW MEXICO HOSPITAL
0000055907 | 1218045 | THE KENDALL CO | FIRSTEMP GENIUS 3000A | FIRSTEMP GENIUS 3000A | THERMOMETERS/ ELECTRONIC/ INFRARED/ EAR |  | REPLACN52059 | J9841134 | 2006-12-05 | 2017-06-15 | 12110 | NEUROSCIENCE ICU | 2006-12-04 | USD | 75 | Active | UNIVERSITY NEW MEXICO HOSPITAL
0000055909 | 1218046 | SHERWOOD MEDICAL | FIRSTTEMP GENIUS | 3000A | THERMOMETERS/ ELECTRONIC/ INFRARED/ EAR |  | REPLACN55597 | MGA98782 | 2006-12-05 | 2017-06-15 | 12220 | MED/SURG SUBACUTE (4-E) | 2006-12-04 | USD | 75 | Active | UNIVERSITY NEW MEXICO HOSPITAL
0000055925 | 1218053 | GE HEALTHCARE | MAC 5500 | MAC 5500 | ELECTROCARDIOGRAPHS/ MULTICHANNEL |  | 428853 | SCD06425254PA | 2017-04-27 | 2018-04-15 | 34025 | CARDIOLOGY CLINIC | 2006-11-22 | USD | 10868 | Active | UNIVERSITY NEW MEXICO HOSPITAL
0000055924 | 1141181 | GE HEALTHCARE | MAC 5500 | MAC 5500 | ELECTROCARDIOGRAPHS/ MULTICHANNEL |  | 428853 | SCD06425274PA | 2016-10-01 | 2017-10-15 | 71030 | HEART STATION | 2006-11-22 | USD | 10868 | Active | UNIVERSITY NEW MEXICO HOSPITAL
0000055923 | 1141654 | GE HEALTHCARE | MAC 5500 | MAC 5500 | ELECTROCARDIOGRAPHS/ MULTICHANNEL |  | 428853 | SCD06425290PA | 2016-10-19 | 2017-10-15 | 34025 | CARDIOLOGY CLINIC | 2006-11-22 | USD | 10868 | Active | UNIVERSITY NEW MEXICO HOSPITAL
0000055922 | 1141694 | GE HEALTHCARE | MAC 5500 | MAC 5500 | ELECTROCARDIOGRAPHS/ MULTICHANNEL |  | 428853 | SCD06425300PA | 2016-10-01 | 2017-10-15 | 32050 | WESTSIDE FAMILY & SENIOR HLTH | 2006-11-22 | USD | 10868 | Active | UNIVERSITY NEW MEXICO HOSPITAL
0000055921 | 1140580 | GE HEALTHCARE | MAC 5500 | MAC 5500 | ELECTROCARDIOGRAPHS/ MULTICHANNEL |  | 428853 | SCD06425279PA | 2016-09-22 | 2017-09-15 | 34350 | MEDICINE CLINIC | 2006-11-22 | USD | 10868 | Active | UNIVERSITY NEW MEXICO HOSPITAL
0000055929 | 1218055 | WELCH ALLYN INC | SURETEMP PLUS (690) | SURETEMP PLUS (690) | THERMOMETERS/ ELECTRONIC |  | 431523 | 06417599 |  | 2017-06-15 | 12240 | GENERAL SURGERY (6-S) | 2006-11-22 | USD | 224.81 | Active | UNIVERSITY NEW MEXICO HOSPITAL
0000055928 | 1218054 | WELCH ALLYN INC | SURETEMP PLUS (690) | SURETEMP PLUS (690) | THERMOMETERS/ ELECTRONIC |  | 431523 | 06417595 |  | 2017-06-15 | 12240 | GENERAL SURGERY (6-S) | 2006-11-22 | USD | 224.81 | Active | UNIVERSITY NEW MEXICO HOSPITAL
0000055903 | 1218043 | DELL INC | 1907FPT | 1907FPT | MONITORS |  | 424135 | APND |  | 2017-06-15 | 71030 | HEART STATION | 2006-11-18 | USD | 231.75 | Active | UNIVERSITY NEW MEXICO HOSPITAL
0000055902 | 1218042 | DELL INC | 1907FPT | 1907FPT | MONITORS |  | 424135 | APM2 |  | 2017-06-15 | 71030 | HEART STATION | 2006-11-18 | USD | 231.75 | Active | UNIVERSITY NEW MEXICO HOSPITAL
0000055901 | 1218041 | DELL INC | 1907FPT | 1907FPT | MONITORS |  | 424135 | APMD |  | 2017-06-15 | 71030 | HEART STATION | 2006-11-18 | USD | 231.75 | Active | UNIVERSITY NEW MEXICO HOSPITAL
0000055900 | 1218040 | DELL INC | 1907FPT | 1907FPT | MONITORS |  | 424135 | APLS |  | 2017-06-15 | 71030 | HEART STATION | 2006-11-18 | USD | 231.75 | Active | UNIVERSITY NEW MEXICO HOSPITAL
0000055899 | 1218039 | DELL INC | 1907FPT | 1907FPT | MONITORS |  | 424135 | APM1 |  | 2017-06-15 | 12220 | MED/SURG SUBACUTE (4-E) | 2006-11-18 | USD | 231.75 | Active | UNIVERSITY NEW MEXICO HOSPITAL
0000055898 | 1218038 | DELL INC | 1907FPT | 1907FPT | MONITORS |  | 424135 | APLJ |  | 2017-06-15 | 71030 | HEART STATION | 2006-11-18 | USD | 231.75 | Active | UNIVERSITY NEW MEXICO HOSPITAL
0000055897 | 1218037 | DELL INC | 1907FPT | 1907FPT | MONITORS |  | 424135 | APN8 |  | 2017-06-15 | 71030 | HEART STATION | 2006-11-18 | USD | 231.75 | Active | UNIVERSITY NEW MEXICO HOSPITAL
0000055896 | 1218036 | DELL INC | 1907FPT | 1907FPT | MONITORS |  | 424135 | APJV |  | 2017-06-15 | 71030 | HEART STATION | 2006-11-18 | USD | 231.75 | Active | UNIVERSITY NEW MEXICO HOSPITAL
0000055895 | 1218035 | DELL INC | 1907FPT | 1907FPT | MONITORS |  | 424135 | APLZ |  | 2017-06-15 | 71030 | HEART STATION | 2006-11-18 | USD | 231.75 | Active | UNIVERSITY NEW MEXICO HOSPITAL
0000055894 | 1218034 | DELL INC | 1907FPT | 1907FPT | MONITORS |  | 424135 | APLL | 2006-11-20 | 2017-06-15 | 71030 | HEART STATION | 2006-11-18 | USD | 231.75 | Active | UNIVERSITY NEW MEXICO HOSPITAL
0000055791 | 1161992 | UNICO | G380 | G380 | MICROSCOPES |  | 418122 | 20060489 | 2016-11-01 | 2017-11-15 | 32065 | M & FP-NW VALLEY-1231 CAN | 2006-11-16 | USD | 0.01 | Active | UNIVERSITY NEW MEXICO HOSPITAL
0000055892 | 1140947 | PHILIPS HEALTHCARE | BIPAP VISION | 582059 | POSITIVE AIRWAY PRESSURE UNITS/ BI-LEVEL |  | REPL 55803 | 125199 | 2016-09-01 | 2017-09-15 | 71510 | PULMONARY SERVICES | 2006-11-10 | USD | 1 | Active | UNIVERSITY NEW MEXICO HOSPITAL
0000055877 | 1218025 | INTERNATIONAL TECHNIDYNE CORP | HEMOCHRON SIGNATURE ELITE | HEMOCHRON SIGNATURE | ANALYZERS/ POINT-OF-CARE/ WHOLE BLOOD/ HEMATOLOGY |  | 428879 | SE1528 |  | 2017-06-15 | 90030 | LAB - ADMIN | 2006-11-09 | USD | 7100 | Active | UNIVERSITY NEW MEXICO HOSPITAL
0000055880 | 1218027 | HEMOCUE INC | 4010 | 4010 | TIMERS/ COAGULATION |  | 428879 | 55880 |  | 2017-06-15 | 90030 | LAB - ADMIN | 2006-11-09 | USD | 7100 | Active | UNIVERSITY NEW MEXICO HOSPITAL
0000055879 | 1084785 | HEMOCUE INC | 4010 | 4010 | TIMERS/ COAGULATION |  | 428879 | SE1510 |  | 2017-06-15 | 90030 | LAB - ADMIN | 2006-11-09 | USD | 7100 | Active | UNIVERSITY NEW MEXICO HOSPITAL
0000055875 | 1218023 | HEMOCUE INC | 4010 | 4010 | TIMERS/ COAGULATION |  | 428879 | SE1534 |  | 2017-06-15 | 90030 | LAB - ADMIN | 2006-11-09 | USD | 7100 | Active | UNIVERSITY NEW MEXICO HOSPITAL
0000055874 | 1218022 | HEMOCUE INC | 4010 | 4010 | TIMERS/ COAGULATION |  | 428879 | SE159 |  | 2017-06-15 | 90030 | LAB - ADMIN | 2006-11-09 | USD | 7100 | Active | UNIVERSITY NEW MEXICO HOSPITAL
0000055881 | 1004311 | HEMOCUE INC | 4010 | 4010 | TIMERS/ COAGULATION |  | 428879 | SE1562 |  | 2017-06-15 | 90030 | LAB - ADMIN | 2006-11-09 | USD | 7100 | Active | UNIVERSITY NEW MEXICO HOSPITAL
0000055873 | 1144837 | THE KENDALL CO | FIRSTEMP GENIUS 3000A | FIRSTEMP GENIUS 3000A | THERMOMETERS/ ELECTRONIC/ INFRARED/ EAR |  | 430051 | J0644057 | 2006-11-08 | 2017-06-15 | 12110 | NEUROSCIENCE ICU | 2006-11-08 | USD | 350.97 | Active | UNIVERSITY NEW MEXICO HOSPITAL
0000055872 | 1218021 | SHERWOOD MEDICAL | FIRSTTEMP GENIUS | 3000A | THERMOMETERS/ ELECTRONIC/ INFRARED/ EAR |  | 430051 | J0643470 | 2006-11-08 | 2017-06-15 | 12110 | NEUROSCIENCE ICU | 2006-11-08 | USD | 350.97 | Active | UNIVERSITY NEW MEXICO HOSPITAL
0000055865 | 1003716 | EDWARDS LIFESCIENCES CORP | VIGILANCE II | VIGILANCE II | MONITORS/ BEDSIDE/ CARDIAC OUTPUT |  | REPL 38722 | A3418L | 2017-06-30 | 2018-06-15 | 15055 | ANESTHESIA | 2006-11-07 | USD | 1 | Active | UNIVERSITY NEW MEXICO HOSPITAL
0000055859 | 1218018 | FISHER & PAYKEL HEALTHCARE INC | INNERVATOR 252 | INNERVATOR 252 | STIMULATORS/ ELECTRICAL/ NEUROMUSCULAR |  | 429172 | 061018001693 | 2006-11-01 | 2017-06-15 | 12110 | NEUROSCIENCE ICU | 2006-11-01 | USD | 385.01 | Active | UNIVERSITY NEW MEXICO HOSPITAL
0000055861 | 1142122 | HEMAMETRICS INC | CRIT-LINE III TQA | CRIT-LINE III TQA | ANALYZERS/ POINT-OF-CARE/ WHOLE BLOOD |  | REPL 55748 | 195RBM404742 | 2015-09-15 | 2015-09-15 | 72040 | I/P HEMODIALYSIS | 2006-10-31 | USD | 0.01 | Active | UNIVERSITY NEW MEXICO HOSPITAL
0000055856 | 1141601 | ZOLL MEDICAL CORP | AED PLUS | AED PLUS | DEFIBRILLATORS/ EXTERNAL/ AUTOMATED |  | REPLACN43879 | X06J097988 | 2017-04-01 | 2017-10-15 | 32040 | NE HEIGHTS CLINIC | 2006-10-26 | USD | 0.01 | Active | UNIVERSITY NEW MEXICO HOSPITAL
0000055585 | 1217966 | GN OTOMETRICS NORTH AMERICA INC | OTO FLEX 100 | OTO FLEX 100 | ANALYZERS/ PHYSIOLOGIC/ MIDDLE EAR |  | 416809 | 237278 | 2016-10-27 | 2017-11-15 | 76025 | AUDIOLOGY | 2006-10-20 | USD | 7995 | Active | UNIVERSITY NEW MEXICO HOSPITAL
0000046219 | 1216638 | PANTHEON RESEARCH INC | 6-C | 6-C | STIMULATORS |  | FOUND | 6463 |  | 2017-06-15 | 30090 | UNMMG - CENTER FOR LIFE CLINIC | 2006-10-19 | USD | 0.01 | Active | UNIVERSITY NEW MEXICO HOSPITAL
0000046218 | 1216637 | PANTHEON RESEARCH INC | 6-C | 6-C | STIMULATORS |  | FOUND | 6454 |  | 2017-06-15 | 30090 | UNMMG - CENTER FOR LIFE CLINIC | 2006-10-19 | USD | 0.01 | Active | UNIVERSITY NEW MEXICO HOSPITAL
0000055812 | 1218009 | THE KENDALL CO | FIRSTEMP GENIUS 3000A | FIRSTEMP GENIUS 3000A | THERMOMETERS/ ELECTRONIC/ INFRARED/ EAR |  | REPL 52626 | MGA110156 |  | 2017-06-15 | 32055 | 1209 CLINIC | 2006-10-19 | USD | 75 | Active | UNIVERSITY NEW MEXICO HOSPITAL
0000027100 | 1398099 | SPECTROLINE INC | Q-12 | Q-12 | LIGHTS/ ULTRAVIOLET |  | found | 744834 | 2016-10-26 | 2017-10-15 | 32050 | WESTSIDE FAMILY & SENIOR HLTH | 2006-10-18 | USD | 0.01 | Active | UNIVERSITY NEW MEXICO HOSPITAL
0000055809 | 1218007 | SHERWOOD MEDICAL | FIRSTTEMP GENIUS | 3000A | THERMOMETERS/ ELECTRONIC/ INFRARED/ EAR |  | REPLACN55604 | J9915883 | 2006-10-17 | 2017-06-15 | 12410 | PEDIATRIC SPECIALTY CARE | 2006-10-17 | USD | 0.01 | Active | UNIVERSITY NEW MEXICO HOSPITAL
0000055824 | 1218014 | UNICO | G380 | G380 | MICROSCOPES |  | 428123 | 20060408 | 2016-11-02 | 2017-11-15 | 32070 | M & FP-S BROADWAY-1500WAL | 2006-10-10 | USD | 565.21 | Active | UNIVERSITY NEW MEXICO HOSPITAL
0000055817 | 1218011 | SSCOR INC | REF 2314 | REF 2314 | ASPIRATORS/ EMERGENCY |  | FOUND IN USE | M06938 | 2016-10-19 | 2017-10-15 | 34025 | CARDIOLOGY CLINIC | 2006-10-06 | USD | 0.01 | Active | UNIVERSITY NEW MEXICO HOSPITAL
0000046457 | 1216700 | MEDASONICS INC | TRIA | TRIA | BLOOD-FLOW DETECTORS/ ULTRASONIC |  | FOUND | 1999-F05694 |  | 2017-06-15 | 32040 | NE HEIGHTS CLINIC | 2006-10-05 | USD | 0.01 | Active | UNIVERSITY NEW MEXICO HOSPITAL
0000020978 | 1214148 | GE HEALTHCARE | TRAM 250SL | TRAM 250SL | MODULES/ MULTIPARAMETERS |  | FOUND | A4S00581G | 2006-10-04 | 2017-06-15 | 71030 | HEART STATION | 2006-10-03 | USD | 1 | Active | UNIVERSITY NEW MEXICO HOSPITAL
0000067253 | 1083455 | SWISSRAY AMERICA INC | DDR COMBI PLUS CCD | DDR COMBI PLUS CCD | RADIOGRAPHIC SYSTEMS/ DIGITAL |  | ADDED | S402176 | 2012-03-15 | 2012-09-15 | 75000 | RADIOLOGY - GENERAL | 2006-10-01 | USD | 0.01 | Active | UNIVERSITY NEW MEXICO HOSPITAL
0000055805 | 1003839 | B BRAUN MEDICAL INC | MB036 | MB036 | DIGITIZER/ RECORDER/ VIDEO |  | 425601 | 866-376-6800 |  | 2017-06-15 | 15000 | OPERATING ROOM | 2006-09-29 | USD | 29601 | Active | UNIVERSITY NEW MEXICO HOSPITAL
0000055804 | 1141113 | PHILIPS HEALTHCARE | BIPAP VISION | 582059 | POSITIVE AIRWAY PRESSURE UNITS/ BI-LEVEL |  | 425239 | 123215 | 2016-09-26 | 2017-09-15 | 71510 | PULMONARY SERVICES | 2006-09-28 | USD | 8587.24 | Active | UNIVERSITY NEW MEXICO HOSPITAL
0000055802 | 1141097 | PHILIPS HEALTHCARE | BIPAP VISION | 582059 | POSITIVE AIRWAY PRESSURE UNITS/ BI-LEVEL |  | 425239 | 124901 | 2016-09-21 | 2017-09-15 | 71510 | PULMONARY SERVICES | 2006-09-28 | USD | 8587.24 | Reactivated | UNIVERSITY NEW MEXICO HOSPITAL
0000055801 | 1142060 | PHILIPS HEALTHCARE | BIPAP VISION | 582059 | POSITIVE AIRWAY PRESSURE UNITS/ BI-LEVEL |  | 425239 | 124905 | 2016-09-15 | 2017-09-15 | 71510 | PULMONARY SERVICES | 2006-09-28 | USD | 8587.24 | Active | UNIVERSITY NEW MEXICO HOSPITAL
0000055800 | 1004937 | PHILIPS HEALTHCARE | BIPAP VISION | 582059 | POSITIVE AIRWAY PRESSURE UNITS/ BI-LEVEL |  | 425239 | 124903 | 2016-09-23 | 2017-09-15 | 71510 | PULMONARY SERVICES | 2006-09-28 | USD | 8587.24 | Active | UNIVERSITY NEW MEXICO HOSPITAL
0000022899 | 1214299 | KOWA OPTIMED INC | SL-14 | SL-14 | SLIT LAMPS |  | found | 41114 | 2016-12-14 | 2017-12-15 | 34610 | OPHTHALMOLOGY ON SITE CLINIC | 2006-09-27 | USD | 0.01 | Reactivated | UNIVERSITY NEW MEXICO HOSPITAL
0000055789 | 1218004 | THE KENDALL CO | FIRSTEMP GENIUS 3000A | FIRSTEMP GENIUS 3000A | THERMOMETERS/ ELECTRONIC/ INFRARED/ EAR |  | 426387 | J0613551 | 2006-10-23 | 2017-06-15 | 34150 | PEDIATRICS CLINIC | 2006-09-25 | USD | 348.81 | Active | UNIVERSITY NEW MEXICO HOSPITAL
0000055778 | 1218002 | HAUSMANN INDUSTRIES INC | 1396 | 1396 | PARALLEL BARS |  | 400492 | W1787-1 | 2017-01-05 | 2018-01-15 | 30030 | CTH OUTPATIENT CLINIC | 2006-09-22 | USD | 4607.42 | Active | UNIVERSITY NEW MEXICO HOSPITAL
0000055786 | 1004662 | FUTURE HEALTH CONCEPTS | DWC 24-G | DWC 24-G | WARMING UNITS/ BLANKET |  | 426486 | 083106-718 | 2017-07-11 | 2018-07-15 | 21015 | ED-NORTH | 2006-09-22 | USD | 4395 | Active | UNIVERSITY NEW MEXICO HOSPITAL
0000055775 | 1142126 | HEMAMETRICS INC | CRIT-LINE III TQA | CRIT-LINE III TQA | ANALYZERS/ POINT-OF-CARE/ WHOLE BLOOD |  | REPL 46889 | 195RB402603 | 2015-09-14 | 2015-09-15 | 72040 | I/P HEMODIALYSIS | 2006-09-22 | USD | 315 | Active | UNIVERSITY NEW MEXICO HOSPITAL
0000055777 | 1218001 | HAUSMANN INDUSTRIES INC | 1440 | 1440 | TABLES/ EXAMINATION/TREATMENT |  | 400492 | 5378 | 2017-01-04 | 2018-01-15 | 30030 | CTH OUTPATIENT CLINIC | 2006-09-22 | USD | 4495 | Active | UNIVERSITY NEW MEXICO HOSPITAL
0000055772 | 1141685 | ZOLL MEDICAL CORP | AED PLUS | AED PLUS | DEFIBRILLATORS/ EXTERNAL/ AUTOMATED |  | 399683 | AA05E000822 | 2017-04-05 | 2017-10-15 | 32030 | UNM LOBOCARE CLINIC | 2006-09-21 | USD | 0.01 | Active | UNIVERSITY NEW MEXICO HOSPITAL
0000055773 | 1439977 | W & H IMPEX INC | IMPLANTMED | IMPLANTMED | HANDPIECES/ DENTAL |  | found | 01065 | 2006-09-21 | 2017-06-15 | 15000 | OPERATING ROOM | 2006-09-21 | USD | 0.01 | Active | UNIVERSITY NEW MEXICO HOSPITAL
0000055766 | 1141543 | GE / MARQUETTE ELECTRONICS INC | SEER LIGHT | SEER LIGHT | RECORDERS/ELECTRONIC STORAGE/ELECTROCARDIOGRAPHY |  | 426430 | P86070181 |  | 2017-06-15 | 71030 | HEART STATION | 2006-09-18 | USD | 1655.85 | Active | UNIVERSITY NEW MEXICO HOSPITAL
0000055765 | 1141209 | GE / MARQUETTE ELECTRONICS INC | SEER LIGHT | SEER LIGHT | RECORDERS/ELECTRONIC STORAGE/ELECTROCARDIOGRAPHY |  | 426430 | P86070086 |  | 2017-06-15 | 71030 | HEART STATION | 2006-09-18 | USD | 1655.85 | Active | UNIVERSITY NEW MEXICO HOSPITAL
0000055764 | 1141210 | GE / MARQUETTE ELECTRONICS INC | SEER LIGHT | SEER LIGHT | RECORDERS/ELECTRONIC STORAGE/ELECTROCARDIOGRAPHY |  | 426430 | P86070089 |  | 2017-06-15 | 71030 | HEART STATION | 2006-09-18 | USD | 1655.85 | Active | UNIVERSITY NEW MEXICO HOSPITAL
0000055724 | 1141216 | GE / MARQUETTE ELECTRONICS INC | SEER LIGHT | SEER LIGHT | RECORDERS/ELECTRONIC STORAGE/ELECTROCARDIOGRAPHY |  | 426430 | P86070185 |  | 2017-06-15 | 95700 | CLINICAL ENGINEERING | 2006-09-18 | USD | 1655.85 | Active | UNIVERSITY NEW MEXICO HOSPITAL
0000055770 | 1141536 | GE / MARQUETTE ELECTRONICS INC | SEER LIGHT | SEER LIGHT | RECORDERS/ELECTRONIC STORAGE/ELECTROCARDIOGRAPHY |  | 426430 | P86070184 |  | 2017-06-15 | 71030 | HEART STATION | 2006-09-18 | USD | 1655.85 | Active | UNIVERSITY NEW MEXICO HOSPITAL
0000055769 | 1141207 | GE / MARQUETTE ELECTRONICS INC | SEER LIGHT | SEER LIGHT | RECORDERS/ELECTRONIC STORAGE/ELECTROCARDIOGRAPHY |  | 426430 | P86070183 |  | 2017-06-15 | 71030 | HEART STATION | 2006-09-18 | USD | 1655.85 | Active | UNIVERSITY NEW MEXICO HOSPITAL
0000055768 | 1141208 | GE / MARQUETTE ELECTRONICS INC | SEER LIGHT | SEER LIGHT | RECORDERS/ELECTRONIC STORAGE/ELECTROCARDIOGRAPHY |  | 426430 | P86070180 |  | 2017-06-15 | 71030 | HEART STATION | 2006-09-18 | USD | 1655.85 | Active | UNIVERSITY NEW MEXICO HOSPITAL
0000055767 | 1142802 | GE / MARQUETTE ELECTRONICS INC | SEER LIGHT | SEER LIGHT | RECORDERS/ELECTRONIC STORAGE/ELECTROCARDIOGRAPHY |  | 426430 | P86070088 |  | 2017-06-15 | 71030 | HEART STATION | 2006-09-18 | USD | 1655.85 | Active | UNIVERSITY NEW MEXICO HOSPITAL
0000055722 | 1141466 | GE HEALTHCARE | SEER LIGHT CONTROLLER | SEER LIGHT CONTROLLE | HOLTER MONITORING SYSTEMS |  | 426430 | E96050925 |  | 2017-06-15 | 71030 | HEART STATION | 2006-09-18 | USD | 1 | Active | UNIVERSITY NEW MEXICO HOSPITAL
0000055763 | 1217997 | GE HEALTHCARE | SEER LIGHT EXTEND | SEER LIGHT EXTEND | HOLTER MONITORING SYSTEMS |  | 426430 | E86061898 |  | 2017-06-15 | 71030 | HEART STATION | 2006-09-18 | USD | 1929.75 | Active | UNIVERSITY NEW MEXICO HOSPITAL
0000055762 | 1217996 | GE HEALTHCARE | SEER LIGHT EXTEND | SEER LIGHT EXTEND | HOLTER MONITORING SYSTEMS |  | 426430 | E86061895 |  | 2017-06-15 | 71030 | HEART STATION | 2006-09-18 | USD | 1929.75 | Active | UNIVERSITY NEW MEXICO HOSPITAL
0000055761 | 1217995 | GE HEALTHCARE | SEER LIGHT EXTEND | SEER LIGHT EXTEND | HOLTER MONITORING SYSTEMS |  | 426430 | E86061708 |  | 2017-06-15 | 71030 | HEART STATION | 2006-09-18 | USD | 1929.75 | Active | UNIVERSITY NEW MEXICO HOSPITAL
0000055759 | 1141509 | GE HEALTHCARE | SEER LIGHT EXTEND | SEER LIGHT EXTEND | HOLTER MONITORING SYSTEMS |  | 426430 | E86061904 |  | 2017-06-15 | 71030 | HEART STATION | 2006-09-18 | USD | 1929.75 | Active | UNIVERSITY NEW MEXICO HOSPITAL
0000055758 | 1217994 | GE HEALTHCARE | SEER LIGHT EXTEND | SEER LIGHT EXTEND | HOLTER MONITORING SYSTEMS |  | 426430 | E86061709 |  | 2017-06-15 | 71030 | HEART STATION | 2006-09-18 | USD | 1929.75 | Active | UNIVERSITY NEW MEXICO HOSPITAL
0000055756 | 1217993 | GE HEALTHCARE | SEER LIGHT EXTEND | SEER LIGHT EXTEND | HOLTER MONITORING SYSTEMS |  | 426430 | E86061706 |  | 2017-06-15 | 71030 | HEART STATION | 2006-09-18 | USD | 1929.75 | Active | UNIVERSITY NEW MEXICO HOSPITAL
0000055720 | 1084699 | THE KENDALL CO | FIRSTEMP GENIUS 3000A | FIRSTEMP GENIUS 3000A | THERMOMETERS/ ELECTRONIC/ INFRARED/ EAR |  | REPLACN41496 | J0635942 | 2006-09-15 | 2017-06-15 | 12480 | CTH REHAB-ORTHO UNIT | 2006-09-15 | USD | 75 | Active | UNIVERSITY NEW MEXICO HOSPITAL
0000022974 | 1439642 | GE HEALTHCARE | TRAM 250SL | TRAM 250SL | MODULES/ MULTIPARAMETERS |  | FOUND | F4S01018G |  | 2017-06-15 | 71030 | HEART STATION | 2006-09-15 | USD | 1 | Active | UNIVERSITY NEW MEXICO HOSPITAL
0000055721 | 1004558 | GE / MARQUETTE ELECTRONICS INC | 172 | 172 | MONITORS/ BEDSIDE/ FETAL |  | 426977 | SAS06357316PA | 2016-10-25 | 2017-10-15 | 12510 | WOMEN'S SPECIAL CARE | 2006-09-14 | USD | 7989.35 | Active | UNIVERSITY NEW MEXICO HOSPITAL
0000055719 | 1217985 | GE Healthcare USA | Pro 400 V2 | Pro 400 V2 | MONITORING SYSTEMS/ PHYSIOLOGIC/ ACUTE CARE |  | 425783 | AAX063100355A | 2016-10-05 | 2017-10-15 | 34130 | MILAGRO OP OB CLINIC | 2006-09-14 | USD | 4413.17 | Active | UNIVERSITY NEW MEXICO HOSPITAL
0000055725 | 1439811 | SCALE-TRONIX INC | 4802 | 4802 | SCALES/ INFANT |  | 422305 | 4802-14482 | 2017-01-23 | 2018-01-15 | 12480 | CTH REHAB-ORTHO UNIT | 2006-09-12 | USD | 1800.26 | Active | UNIVERSITY NEW MEXICO HOSPITAL
0000055753 | 1140971 | HEMAMETRICS INC | CRIT-LINE III TQA | CRIT-LINE III TQA | ANALYZERS/ POINT-OF-CARE/ WHOLE BLOOD |  | REPL ACN5256 | 195RB402524 | 2015-09-15 | 2015-09-15 | 4362 | PEDIATRIC DIALYSIS | 2006-09-08 | USD | 315 | Active | UNIVERSITY NEW MEXICO HOSPITAL
0000046977 | 1142107 | FISHER & PAYKEL HEALTHCARE INC | MR850JHU | MR850JHU | HUMIDIFIERS/ HEATED |  | FOUND | 030910015013 | 2016-09-07 | 2017-09-15 | 71510 | PULMONARY SERVICES | 2006-09-05 | USD | 0.01 | Active | UNIVERSITY NEW MEXICO HOSPITAL
0000055605 | 1217972 | SHERWOOD MEDICAL | FIRSTTEMP GENIUS | 3000A | THERMOMETERS/ ELECTRONIC/ INFRARED/ EAR |  | REPLACN52137 | J0636515 | 2006-09-11 | 2017-06-15 | 12130 | TRAUMA/SURGICAL ICU | 2006-09-01 | USD | 75 | Active | UNIVERSITY NEW MEXICO HOSPITAL
0000055709 | 1217984 | ENDURE MEDICAL INC | OPTIQUE | OPTIQUE | MICROSCOPES/ LIGHT/ EXAMINATION/ OTORHINOLARYNGOLO |  | 420905 | 4987 | 2016-10-01 | 2017-10-15 | 32040 | NE HEIGHTS CLINIC | 2006-08-31 | USD | 13990 | Active | UNIVERSITY NEW MEXICO HOSPITAL
0000032577 | 1141060 | 3M HEALTH CARE | RACAL AIR-MATE | RACAL AIR-MATE | FILTERS/ HEPA |  | FOUND | 432664 | 2016-09-29 | 2017-09-15 | 71520 | PULMONARY DIAGNOSTICS | 2006-08-30 | USD | 1 | Active | UNIVERSITY NEW MEXICO HOSPITAL
0000032547 | 1198881 | 3M HEALTH CARE | RACAL AIR-MATE | RACAL AIR-MATE | FILTERS/ HEPA |  | FOUND | 432646 | 2016-10-04 | 2017-09-15 | 71520 | PULMONARY DIAGNOSTICS | 2006-08-30 | USD | 1 | Active | UNIVERSITY NEW MEXICO HOSPITAL
0000055708 | 1217983 | SHERWOOD MEDICAL | FIRSTTEMP GENIUS | 3000A | THERMOMETERS/ ELECTRONIC/ INFRARED/ EAR |  | REPLACN51349 | J0636259 | 2006-08-25 | 2017-06-15 | 12340 | SURGICAL SPECIALITY UNIT (4-S) | 2006-08-25 | USD | 75 | Active | UNIVERSITY NEW MEXICO HOSPITAL
0000055706 | 1003960 | BRAUN CORPORATION THE | STIMUPLEXDIG | STIMUPLEXDIG | STIMULATORS/ ELECTRICAL/ NEUROMUSCULAR |  | 425675 | 42140 |  | 2017-06-15 | 15055 | ANESTHESIA | 2006-08-24 | USD | 837.5 | Active | UNIVERSITY NEW MEXICO HOSPITAL
0000055749 | 1141610 | ENDURE MEDICAL INC | OPTIQUE | OPTIQUE | MICROSCOPES/ LIGHT/ EXAMINATION/ OTORHINOLARYNGOLO |  | 420905 | 4984 | 2016-10-01 | 2017-10-15 | 32040 | NE HEIGHTS CLINIC | 2006-08-24 | USD | 13990 | Active | UNIVERSITY NEW MEXICO HOSPITAL
0000055743 | 1217991 | UNIVERSAL MEDICAL INC | H-XL-01 | H-XL-01 | RECORDERS/ELECTRONIC STORAGE/ELECTROCARDIOGRAPHY |  | 425391 | 0720041 | 2006-08-22 | 2017-06-15 | 71030 | HEART STATION | 2006-08-22 | USD | 494.45 | Active | UNIVERSITY NEW MEXICO HOSPITAL
0000055734 | 1217990 | UNIVERSAL MEDICAL INC | H-XL-01 | H-XL-01 | RECORDERS/ELECTRONIC STORAGE/ELECTROCARDIOGRAPHY |  | 425391 | 0720044 |  | 2017-06-15 | 71030 | HEART STATION | 2006-08-22 | USD | 494.45 | Active | UNIVERSITY NEW MEXICO HOSPITAL
0000055746 | 1004988 | MEDTRONIC INC | TONO-PEN XL | TONO-PEN XL | TONOMETERS/ OPHTHALMIC |  | 426188 | 11164-0806 |  | 2017-06-15 | 21015 | ED-NORTH | 2006-08-22 | USD | 3078 | Active | UNIVERSITY NEW MEXICO HOSPITAL
0000055733 | 1217989 | SHERWOOD MEDICAL | FIRSTTEMP GENIUS | 3000A | THERMOMETERS/ ELECTRONIC/ INFRARED/ EAR |  | REPLACN52058 | J9830386 |  | 2017-06-15 | 12410 | PEDIATRIC SPECIALTY CARE | 2006-08-21 | USD | 75 | Active | UNIVERSITY NEW MEXICO HOSPITAL
0000046491 | 1144073 | BAXTER HEALTHCARE CORP | INFUSO.R. | 2L3100 | INFUSION PUMPS/ SYRINGE |  | 424699 | 16070123SR | 2017-05-31 | 2018-05-15 | 15515 | OSIS ANESTHESIA | 2006-08-18 | USD | 1610.96 | Active | UNIVERSITY NEW MEXICO HOSPITAL
0000055731 | 1140656 | MIDMARK CORP | RITTER 391 (391-002) | RITTER 391 (391-002) | CHAIRS/ EXAMINATION/ TREATMENT |  | 417008 | V228475 | 2009-10-06 | 2017-06-15 | 32040 | NE HEIGHTS CLINIC | 2006-08-17 | USD | 4950 | Active | UNIVERSITY NEW MEXICO HOSPITAL
0000055730 | 1141621 | JEDMED INSTRUMENT CO | SPECTRUM | SPECTRUM | EAR/ NOSE/ THROAT TREATMENT UNITS |  | 416980 | NONE | 2016-10-01 | 2017-10-15 | 32040 | NE HEIGHTS CLINIC | 2006-08-17 | USD | 5495 | Active | UNIVERSITY NEW MEXICO HOSPITAL
0000055729 | 1140669 | MIDMARK CORP | RITTER 391 (391-002) | RITTER 391 (391-002) | CHAIRS/ EXAMINATION/ TREATMENT |  | 417008 | V230995 | 2009-10-06 | 2017-06-15 | 32040 | NE HEIGHTS CLINIC | 2006-08-17 | USD | 4950 | Active | UNIVERSITY NEW MEXICO HOSPITAL
0000055728 | 1142182 | JEDMED INSTR CO | SPECTRUM | SPECTRUM | EAR/ NOSE/ THROAT TREATMENT UNITS |  | 416980 | NONE | 2016-10-01 | 2017-10-15 | 32040 | NE HEIGHTS CLINIC | 2006-08-17 | USD | 5495 | Active | UNIVERSITY NEW MEXICO HOSPITAL
0000055726 | 1217987 | JEDMED INSTR CO | SPECTRUM | SPECTRUM | EAR/ NOSE/ THROAT TREATMENT UNITS |  | 416980 | NONE | 2016-10-01 | 2017-10-15 | 32040 | NE HEIGHTS CLINIC | 2006-08-17 | USD | 5495 | Active | UNIVERSITY NEW MEXICO HOSPITAL
0000055704 | 1217981 | AMERICAN ORTHOPAEDIC | 0295-200 | 0295-200 | CAST CUTTERS |  | REPLACN33243 | 19869 |  | 2017-06-15 | 12480 | CTH REHAB-ORTHO UNIT | 2006-08-07 | USD | 426.93 | Active | UNIVERSITY NEW MEXICO HOSPITAL
0000055609 | 1142948 | NUSTEP INC | TRS 4000 | TRS 4000 | EXERCISERS |  | 424327 | 436522 |  | 2017-06-15 | 71020 | CARDIAC REHAB | 2006-07-26 | USD | 3755.19 | Active | UNIVERSITY NEW MEXICO HOSPITAL
0000055714 | 1140441 | MEDELA INC | CLASSIC | CLASSIC | PUMPS/ BREAST |  | DONATED | 172434 | 2015-10-28 | 2016-10-15 | 12520 | MOTHER & BABY UNIT (3-E) BBRP | 2006-07-26 | USD | 0.01 | Reactivated | UNIVERSITY NEW MEXICO HOSPITAL
0000055713 | 1140440 | MEDELA INC | CLASSIC | CLASSIC | PUMPS/ BREAST |  | DONATED | 113931 | 2016-10-24 | 2017-10-15 | 12520 | MOTHER & BABY UNIT (3-E) BBRP | 2006-07-26 | USD | 0.01 | Reactivated | UNIVERSITY NEW MEXICO HOSPITAL
0000055701 | 1144489 | GE HEALTHCARE | TRANSPORT PRO | TRANSPORT PRO | MONITORS/ PATIENT TRANSPORT |  | 420173 | AAD06221782GA | 2017-01-25 | 2018-01-15 | 95700 | CLINICAL ENGINEERING | 2006-07-24 | USD | 8750 | Active | UNIVERSITY NEW MEXICO HOSPITAL
0000055700 | 1143385 | GE HEALTHCARE | TRANSPORT PRO | TRANSPORT PRO | MONITORS/ PATIENT TRANSPORT |  | 420173 | AAD06221764GA | 2017-05-24 | 2018-05-15 | 12130 | TRAUMA/SURGICAL ICU | 2006-07-24 | USD | 8750 | Active | UNIVERSITY NEW MEXICO HOSPITAL
0000055699 | 1142409 | GE HEALTHCARE | TRANSPORT PRO | TRANSPORT PRO | MONITORS/ PATIENT TRANSPORT |  | 420173 | AAD06231791GA | 2017-01-01 | 2018-01-15 | 71040 | CARDIAC CATH LAB | 2006-07-24 | USD | 8750 | Active | UNIVERSITY NEW MEXICO HOSPITAL
0000055698 | 1004288 | GE HEALTHCARE | TRANSPORT PRO | TRANSPORT PRO | MONITORS/ PATIENT TRANSPORT |  | 420173 | AAD06221778GA | 2016-07-05 | 2017-06-15 | 15055 | ANESTHESIA | 2006-07-24 | USD | 8750 | Active | UNIVERSITY NEW MEXICO HOSPITAL
0000055697 | 1004308 | GE HEALTHCARE | TRANSPORT PRO | TRANSPORT PRO | MONITORS/ PATIENT TRANSPORT |  | 420173 | AAD06231789GA | 2017-06-19 | 2018-06-15 | 15055 | ANESTHESIA | 2006-07-24 | USD | 8750 | Active | UNIVERSITY NEW MEXICO HOSPITAL
55696 | 1004675 | GE HEALTHCARE | TRANSPORT PRO | TRANSPORT PRO | MONITORS/ PATIENT TRANSPORT |  | 420173 | AAD06231792GA | 2017-07-11 | 2018-07-15 | 21015 | ED-NORTH | 2006-07-24 | USD | 8750 | Active | UNIVERSITY NEW MEXICO HOSPITAL
0000055695 | 1163243 | GE HEALTHCARE | TRANSPORT PRO | TRANSPORT PRO | MONITORS/ PATIENT TRANSPORT |  | 420173 | AAD06231787GA | 2017-05-24 | 2018-05-15 | 12120 | MEDICAL/CARDIAC ICU | 2006-07-24 | USD | 8750 | Active | UNIVERSITY NEW MEXICO HOSPITAL
0000055694 | 1084424 | GE HEALTHCARE | TRANSPORT PRO | TRANSPORT PRO | MONITORS/ PATIENT TRANSPORT |  | 420173 | AAD06231786GA | 2017-05-18 | 2018-05-15 | 12120 | MEDICAL/CARDIAC ICU | 2006-07-24 | USD | 8750 | Active | UNIVERSITY NEW MEXICO HOSPITAL
0000050979 | 1217181 | 3M HEALTH CARE | FR-57N10 | BREATHE EASY | RESPIRATORS |  | FOUND | 591282SR |  | 2017-06-15 | 95020 | EMERGENCY PREPAREDNESS | 2006-07-21 | USD | 1 | Active | UNIVERSITY NEW MEXICO HOSPITAL
0000050978 | 1217180 | 3M HEALTH CARE | FR-57N10 | BREATHE EASY | RESPIRATORS |  | FOUND | 591261SR |  | 2017-06-15 | 95020 | EMERGENCY PREPAREDNESS | 2006-07-21 | USD | 1 | Active | UNIVERSITY NEW MEXICO HOSPITAL
0000050977 | 1217179 | 3M HEALTH CARE | FR-57N10 | BREATHE EASY | RESPIRATORS |  | FOUND | 591328SR |  | 2017-06-15 | 95020 | EMERGENCY PREPAREDNESS | 2006-07-21 | USD | 1 | Active | UNIVERSITY NEW MEXICO HOSPITAL
0000050976 | 1217178 | 3M HEALTH CARE | FR-57N10 | BREATHE EASY | RESPIRATORS |  | FOUND | 591237SR |  | 2017-06-15 | 95020 | EMERGENCY PREPAREDNESS | 2006-07-21 | USD | 1 | Active | UNIVERSITY NEW MEXICO HOSPITAL
0000050975 | 1217177 | 3M HEALTH CARE | FR-57N10 | BREATHE EASY | RESPIRATORS |  | FOUND | 591316SR |  | 2017-06-15 | 95020 | EMERGENCY PREPAREDNESS | 2006-07-21 | USD | 1 | Active | UNIVERSITY NEW MEXICO HOSPITAL
0000050974 | 1217176 | 3M HEALTH CARE | FR-57N10 | BREATHE EASY | RESPIRATORS |  | FOUND | 591341SR |  | 2017-06-15 | 95020 | EMERGENCY PREPAREDNESS | 2006-07-21 | USD | 1 | Active | UNIVERSITY NEW MEXICO HOSPITAL
0000055635 | 1141568 | FISHER & PAYKEL HEALTHCARE INC | NEOPUFF | NEOPUFF | RESUSCITATORS |  | 422478 | 060501001014 | 2016-11-22 | 2017-11-15 | 12000 | LABOR AND DELIVERY | 2006-07-20 | USD | 997 | Active | UNIVERSITY NEW MEXICO HOSPITAL
0000055634 | 1141912 | FISHER & PAYKEL HEALTHCARE INC | NEOPUFF | NEOPUFF | RESUSCITATORS |  | 422478 | 060427000994 | 2016-11-29 | 2017-11-15 | 12000 | LABOR AND DELIVERY | 2006-07-20 | USD | 997 | Active | UNIVERSITY NEW MEXICO HOSPITAL
0000055633 | 1141897 | FISHER & PAYKEL HEALTHCARE INC | NEOPUFF | NEOPUFF | RESUSCITATORS |  | 422478 | 060501001016 | 2016-11-10 | 2017-11-15 | 12000 | LABOR AND DELIVERY | 2006-07-20 | USD | 997 | Active | UNIVERSITY NEW MEXICO HOSPITAL
0000055632 | 1141916 | FISHER & PAYKEL HEALTHCARE INC | NEOPUFF | NEOPUFF | RESUSCITATORS |  | 422478 | 060501001023 | 2016-11-23 | 2017-11-15 | 12000 | LABOR AND DELIVERY | 2006-07-20 | USD | 997 | Active | UNIVERSITY NEW MEXICO HOSPITAL
0000055631 | 1141569 | FISHER & PAYKEL HEALTHCARE INC | NEOPUFF | NEOPUFF | RESUSCITATORS |  | 422478 | 060427000995 | 2016-11-28 | 2017-11-15 | 12000 | LABOR AND DELIVERY | 2006-07-20 | USD | 997 | Active | UNIVERSITY NEW MEXICO HOSPITAL
0000055630 | 1141567 | FISHER & PAYKEL HEALTHCARE INC | NEOPUFF | NEOPUFF | RESUSCITATORS |  | 422478 | 060427000998 | 2016-11-10 | 2017-11-15 | 12000 | LABOR AND DELIVERY | 2006-07-20 | USD | 997 | Active | UNIVERSITY NEW MEXICO HOSPITAL
0000055629 | 1217976 | FISHER & PAYKEL HEALTHCARE INC | NEOPUFF | NEOPUFF | RESUSCITATORS |  | 422478 | 060501001017 | 2016-11-30 | 2017-11-15 | 12000 | LABOR AND DELIVERY | 2006-07-20 | USD | 997 | Reactivated | UNIVERSITY NEW MEXICO HOSPITAL
0000055628 | 1141570 | FISHER & PAYKEL HEALTHCARE INC | NEOPUFF | NEOPUFF | RESUSCITATORS |  | 422478 | 060427000997 | 2016-11-21 | 2017-11-15 | 12000 | LABOR AND DELIVERY | 2006-07-20 | USD | 997 | Active | UNIVERSITY NEW MEXICO HOSPITAL
0000055627 | 1141894 | FISHER & PAYKEL HEALTHCARE INC | NEOPUFF | NEOPUFF | RESUSCITATORS |  | 422478 | 060427001005 | 2016-11-11 | 2017-11-15 | 12000 | LABOR AND DELIVERY | 2006-07-20 | USD | 997 | Active | UNIVERSITY NEW MEXICO HOSPITAL
0000055692 | 1141900 | FISHER & PAYKEL HEALTHCARE INC | NEOPUFF | NEOPUFF | RESUSCITATORS |  | 422478 | 060426000980 | 2015-11-12 | 2016-11-15 | 12455 | NEWBORN ICU | 2006-07-20 | USD | 997 | Active | UNIVERSITY NEW MEXICO HOSPITAL
0000055625 | 1084570 | STERIS CORP | CENTURY (V-160H) | CENTURY (V-160H) | STERILIZING UNITS/ STEAM |  | 416042 | 0114306-66 | 2017-05-01 | 2017-11-15 | 15010 | STERILE PROCESSING | 2006-07-19 | USD | 92238.72 | Active | UNIVERSITY NEW MEXICO HOSPITAL
0000049920 | 1217045 | SHERWOOD MEDICAL | F-1500 | F-1500 | THERMOMETERS/ ELECTRONIC |  | FOUND | L0214278 F/A | 2006-07-19 | 2017-06-15 | 12035 | UPC INPATIENT ADULT SERVICES | 2006-07-19 | USD | 0.01 | Active | UNIVERSITY NEW MEXICO HOSPITAL
0000055607 | 1083381 | NEUROLOGICA CORP | CERE TOM | 555410 | SCANNING SYSTEMS/ COMPUTED TOMOGRAPHY |  | 414029 | 00011 | 2017-06-30 | 2017-12-15 | 75010 | RADIOLOGY - CT SCAN | 2006-07-18 | USD | 195000 | Reactivated | UNIVERSITY NEW MEXICO HOSPITAL
0000055637 | 1003907 | EXERGEN CORP | TAT-5000 | TAT-5000 | THERMOMETERS/ ELECTRONIC/ INFRARED |  | 421195 | A48699 |  | 2017-06-15 | 15040 | PACU (RECOVERY ROOM 1) | 2006-07-17 | USD | 300 | Active | UNIVERSITY NEW MEXICO HOSPITAL
0000055636 | 1217977 | EXERGEN CORP | TAT-5000 | TAT-5000 | THERMOMETERS/ ELECTRONIC/ INFRARED |  | 421195 | A48574 |  | 2017-06-15 | 15040 | PACU (RECOVERY ROOM 1) | 2006-07-17 | USD | 300 | Active | UNIVERSITY NEW MEXICO HOSPITAL
0000055639 | 1217978 | EXERGEN CORP | TAT-5000 | TAT-5000 | THERMOMETERS/ ELECTRONIC/ INFRARED |  | 421195 | A49663 |  | 2017-06-15 | 15040 | PACU (RECOVERY ROOM 1) | 2006-07-17 | USD | 300 | Active | UNIVERSITY NEW MEXICO HOSPITAL
0000041575 | 1004761 | CODMAN & SHURTLEFF INC. | 243032 | 243032 | LIGHT SOURCES |  | FOUND | 100027 | 2016-07-29 | 2017-07-15 | 21020 | PEDIATRIC EMERGENCY DEPARTMENT | 2006-07-11 | USD | 0.01 | Active | UNIVERSITY NEW MEXICO HOSPITAL
0000055622 | 1140586 | DATEX-OHMEDA INC | GIRAFFE OMNIBED | GIRAFFE OMNIBED | INCUBATORS/ INFANT |  | 420162 | HDHK51499 | 2017-02-07 | 2018-02-15 | 12455 | NEWBORN ICU | 2006-07-06 | USD | 18130 | Active | UNIVERSITY NEW MEXICO HOSPITAL
0000055621 | 1004099 | DATEX-OHMEDA INC | GIRAFFE OMNIBED | GIRAFFE OMNIBED | INCUBATORS/ INFANT |  | 420162 | HDHK51534 | 2017-02-03 | 2018-02-15 | 12455 | NEWBORN ICU | 2006-07-06 | USD | 18130 | Active | UNIVERSITY NEW MEXICO HOSPITAL
0000055620 | 1004096 | DATEX-OHMEDA INC | GIRAFFE OMNIBED | GIRAFFE OMNIBED | INCUBATORS/ INFANT |  | 420162 | HDHK51548 | 2017-02-03 | 2018-02-15 | 12455 | NEWBORN ICU | 2006-07-06 | USD | 18130 | Active | UNIVERSITY NEW MEXICO HOSPITAL
0000055619 | 1004102 | DATEX-OHMEDA INC | GIRAFFE OMNIBED | GIRAFFE OMNIBED | INCUBATORS/ INFANT |  | 420162 | HDHK51500 | 2017-02-02 | 2018-02-15 | 12455 | NEWBORN ICU | 2006-07-06 | USD | 18130 | Active | UNIVERSITY NEW MEXICO HOSPITAL
0000055618 | 1140887 | DATEX-OHMEDA INC | GIRAFFE OMNIBED | GIRAFFE OMNIBED | INCUBATORS/ INFANT |  | 420162 | HDHK51533 | 2017-02-02 | 2018-02-15 | 12455 | NEWBORN ICU | 2006-07-06 | USD | 18130 | Active | UNIVERSITY NEW MEXICO HOSPITAL
0000055617 | 1140870 | DATEX-OHMEDA INC | GIRAFFE OMNIBED | GIRAFFE OMNIBED | INCUBATORS/ INFANT |  | 420162 | HDHK51549 | 2017-02-02 | 2018-02-15 | 12455 | NEWBORN ICU | 2006-07-06 | USD | 18130 | Active | UNIVERSITY NEW MEXICO HOSPITAL
0000055616 | 1085634 | DATEX-OHMEDA INC | GIRAFFE OMNIBED | GIRAFFE OMNIBED | INCUBATORS/ INFANT |  | 420162 | HDHK51550 | 2017-02-03 | 2018-02-15 | 12455 | NEWBORN ICU | 2006-07-06 | USD | 18130 | Active | UNIVERSITY NEW MEXICO HOSPITAL
0000055615 | 1140540 | DATEX-OHMEDA INC | GIRAFFE OMNIBED | GIRAFFE OMNIBED | INCUBATORS/ INFANT |  | 420162 | HDHK51502 | 2017-02-07 | 2018-02-15 | 12455 | NEWBORN ICU | 2006-07-06 | USD | 18130 | Active | UNIVERSITY NEW MEXICO HOSPITAL
0000055614 | 1140853 | DATEX-OHMEDA INC | GIRAFFE OMNIBED | GIRAFFE OMNIBED | INCUBATORS/ INFANT |  | 420162 | HDHK51490 | 2017-02-02 | 2018-02-15 | 12455 | NEWBORN ICU | 2006-07-06 | USD | 18130 | Active | UNIVERSITY NEW MEXICO HOSPITAL
0000055613 | 1140671 | DATEX-OHMEDA INC | GIRAFFE OMNIBED | GIRAFFE OMNIBED | INCUBATORS/ INFANT |  | 420162 | HDHK51501 | 2017-02-07 | 2018-02-15 | 12455 | NEWBORN ICU | 2006-07-06 | USD | 18130 | Active | UNIVERSITY NEW MEXICO HOSPITAL
0000055624 | 1084569 | STERIS CORP | CENTURY (V-160H) | CENTURY (V-160H) | STERILIZING UNITS/ STEAM |  | 420511 | 0112906-01 | 2017-07-21 | 2018-01-15 | 15010 | STERILE PROCESSING | 2006-07-06 | USD | 92238.72 | Active | UNIVERSITY NEW MEXICO HOSPITAL
0000055612 | 1004087 | DATEX-OHMEDA INC | GIRAFFE | 6650-0004-901 | INCUBATORS/ INFANT |  | 420162 | HDHK51503 | 2017-02-02 | 2018-02-15 | 12455 | NEWBORN ICU | 2006-07-06 | USD | 18130 | Active | UNIVERSITY NEW MEXICO HOSPITAL
0000055608 | 1142899 | LIEBEL-FLARSHEIM CO | LIEBEL OPTISTAR INJ | 531386 | INJECTORS/ CONTRAST MEDIA/ MAGNETIC RESONANCE IMAG |  | 414029 | CI0506EQ12 | 2013-02-20 | 2014-01-15 | 75000 | RADIOLOGY - GENERAL | 2006-06-26 | USD | 5000 | Active | UNIVERSITY NEW MEXICO HOSPITAL
0000041946 | 1216234 | STRYKER CORP | SURGISTOOL II | SURGISTOOL II | STOOLS |  | FOUND | 0202043133 |  | 2017-06-15 | 15000 | OPERATING ROOM | 2006-06-26 | USD | 1 | Active | UNIVERSITY NEW MEXICO HOSPITAL
0000055595 | 1085619 | SPORTSART FITNESS | 807P | 807P | EXERCISERS/ CLIMBING |  | 421193 | 0153084 | 2017-01-01 | 2018-01-15 | 76015 | REHABILITATION OUTPATIENT 1025 | 2006-06-26 | USD | 2123 | Active | UNIVERSITY NEW MEXICO HOSPITAL
0000055776 | 1218000 | CHATTANOOGA GROUP DIV ENCORE MEDICAL CORP | M-2 | M-2 | HYDROCOLLATORS |  | DONATED | 49692 | 2016-01-13 | 2017-01-15 | 30030 | CTH OUTPATIENT CLINIC | 2006-06-22 | USD | 0.01 | Active | UNIVERSITY NEW MEXICO HOSPITAL
0000055594 | 1217970 | SHERWOOD MEDICAL | FIRSTTEMP GENIUS | 3000A | THERMOMETERS/ ELECTRONIC/ INFRARED/ EAR |  | REPLACN45452 | J0119525 | 2006-06-22 | 2017-06-15 | 34025 | CARDIOLOGY CLINIC | 2006-06-22 | USD | 75 | Active | UNIVERSITY NEW MEXICO HOSPITAL
0000055592 | 1198990 | GE Healthcare USA | Pro 400 V2 | Pro 400 V2 | MONITORING SYSTEMS/ PHYSIOLOGIC/ ACUTE CARE |  | 421943 | AAX06210128SA | 2017-01-23 | 2018-01-15 | 12480 | CTH REHAB-ORTHO UNIT | 2006-06-20 | USD | 4413.72 | Active | UNIVERSITY NEW MEXICO HOSPITAL
0000055584 | 1140655 | OLYMPUS AMERICA INC | OTV-SI | OTV-SI | VIDEO IMAGE PROCESSORS/ ENDOSCOPIC |  | 420026 | 7520778 | 2016-10-31 | 2016-10-15 | 76020 | SPEECH/LANGUAGE PATHOLOGY | 2006-06-20 | USD | 13105.7 | Active | UNIVERSITY NEW MEXICO HOSPITAL
0000055591 | 1142993 | PHILIPS HEALTHCARE | M2925A | M2925A | PRINTERS/ DIGITAL WRITER |  | E05220957 | US11900412 | 2006-06-20 | 2017-06-15 | 70060 | FIXED WING TRANSPORT | 2006-06-20 | USD | 0.01 | Active | UNIVERSITY NEW MEXICO HOSPITAL
0000055606 | 1004400 | GE HEALTHCARE | TRAM 250SL | TRAM 250SL | MODULES/ MULTIPARAMETERS |  | NONE | F4S01006G |  | 2017-06-15 | 71030 | HEART STATION | 2006-06-20 | USD | 450 | Active | UNIVERSITY NEW MEXICO HOSPITAL
0000055587 | 1217968 | SONY CORP OF AMERICA | UP-20 | UP-20 | PRINTERS/ VIDEO |  | 420026 | 18442 | 2006-07-06 | 2017-06-15 | 32040 | NE HEIGHTS CLINIC | 2006-06-20 | USD | 1706.1 | Active | UNIVERSITY NEW MEXICO HOSPITAL
0000055166 | 1003674 | INTEGRA NEUROSCIENCES | LICOX CMP | LICOX CMP | MONITORS/ BEDSIDE/ INTRACRANIAL PRESSURE |  | 420323 | 1504 | 2017-07-10 | 2018-07-15 | 12110 | NEUROSCIENCE ICU | 2006-06-19 | USD | 18871 | Active | UNIVERSITY NEW MEXICO HOSPITAL
0000055165 | 1003678 | INTEGRA NEUROSCIENCES | LICOX CMP | LICOX CMP | MONITORS/ BEDSIDE/ INTRACRANIAL PRESSURE |  | 420323 | 1503 | 2017-07-10 | 2018-07-15 | 12110 | NEUROSCIENCE ICU | 2006-06-19 | USD | 18871 | Active | UNIVERSITY NEW MEXICO HOSPITAL
0000055164 | 1140168 | INTEGRA NEUROSCIENCES | LICOX CMP | LICOX CMP | MONITORS/ BEDSIDE/ INTRACRANIAL PRESSURE |  | 420323 | 1502 | 2017-07-10 | 2018-07-15 | 12110 | NEUROSCIENCE ICU | 2006-06-19 | USD | 18871 | Active | UNIVERSITY NEW MEXICO HOSPITAL
0000055163 | 1140169 | INTEGRA NEUROSCIENCES | LICOX CMP | LICOX CMP | MONITORS/ BEDSIDE/ INTRACRANIAL PRESSURE |  | 420323 | 1505 | 2016-07-11 | 2017-07-15 | 12110 | NEUROSCIENCE ICU | 2006-06-19 | USD | 18871 | Active | UNIVERSITY NEW MEXICO HOSPITAL
0000055162 | 1217671 | HILL-ROM INC | 7114x | 7114x | OPHTHALMOSCOPE/OTOSCOPES |  | 420076 | N/A | 2006-07-06 | 2017-06-15 | 12480 | CTH REHAB-ORTHO UNIT | 2006-06-16 | USD | 560.49 | Active | UNIVERSITY NEW MEXICO HOSPITAL
0000055560 | 1142967 | AMICO CORP | VR-CIUD-CMA | VR-CIUD-CMA | REGULATORS/ SUCTION |  | 420254 | VRA12954CF | 2006-06-20 | 2017-06-15 | 12120 | MEDICAL/CARDIAC ICU | 2006-06-15 | USD | 259 | Active | UNIVERSITY NEW MEXICO HOSPITAL
0000055559 | 1217944 | AMICO CORP | VR-CIUD-CMA | VR-CIUD-CMA | REGULATORS/ SUCTION |  | 420254 | VRA12947CF | 2006-06-20 | 2017-06-15 | 12120 | MEDICAL/CARDIAC ICU | 2006-06-15 | USD | 259 | Active | UNIVERSITY NEW MEXICO HOSPITAL
0000055558 | 1440449 | AMICO CORP | VR-CIUD-CMA | VR-CIUD-CMA | REGULATORS/ SUCTION |  | 420254 | VRA12946CF | 2006-06-20 | 2017-06-15 | 12120 | MEDICAL/CARDIAC ICU | 2006-06-15 | USD | 259 | Active | UNIVERSITY NEW MEXICO HOSPITAL
0000055557 | 1217942 | AMICO CORP | VR-CIUD-CMA | VR-CIUD-CMA | REGULATORS/ SUCTION |  | 420254 | VRA12933CF | 2006-06-20 | 2017-06-15 | 12120 | MEDICAL/CARDIAC ICU | 2006-06-15 | USD | 259 | Active | UNIVERSITY NEW MEXICO HOSPITAL
0000055556 | 1217941 | AMICO CORP | VR-CIUD-CMA | VR-CIUD-CMA | REGULATORS/ SUCTION |  | 420254 | VRA12932CF | 2006-06-20 | 2017-06-15 | 12120 | MEDICAL/CARDIAC ICU | 2006-06-15 | USD | 259 | Active | UNIVERSITY NEW MEXICO HOSPITAL
0000055555 | 1439724 | AMICO CORP | VR-CIUD-CMA | VR-CIUD-CMA | REGULATORS/ SUCTION |  | 420254 | VRA12924CF | 2006-06-20 | 2017-06-15 | 12120 | MEDICAL/CARDIAC ICU | 2006-06-15 | USD | 259 | Active | UNIVERSITY NEW MEXICO HOSPITAL
0000055554 | 1217939 | AMICO CORP | VR-CIUD-CMA | VR-CIUD-CMA | REGULATORS/ SUCTION |  | 420254 | VRA12920CF | 2006-06-20 | 2017-06-15 | 12120 | MEDICAL/CARDIAC ICU | 2006-06-15 | USD | 259 | Active | UNIVERSITY NEW MEXICO HOSPITAL
0000055553 | 1422008 | AMICO CORP | VR-CIUD-CMA | VR-CIUD-CMA | REGULATORS/ SUCTION |  | 420254 | VRA12935CF | 2006-06-20 | 2017-06-15 | 12120 | MEDICAL/CARDIAC ICU | 2006-06-15 | USD | 259 | Active | UNIVERSITY NEW MEXICO HOSPITAL
0000055552 | 1217937 | AMICO CORP | VR-CIUD-CMA | VR-CIUD-CMA | REGULATORS/ SUCTION |  | 420254 | VRA12922CF | 2006-06-20 | 2017-06-15 | 12120 | MEDICAL/CARDIAC ICU | 2006-06-15 | USD | 259 | Active | UNIVERSITY NEW MEXICO HOSPITAL
0000055579 | 1217962 | AMICO CORP | VR-CIUD-CMA | VR-CIUD-CMA | REGULATORS/ SUCTION |  | 420254 | VRA12923CF | 2006-06-20 | 2017-06-15 | 12120 | MEDICAL/CARDIAC ICU | 2006-06-15 | USD | 259 | Active | UNIVERSITY NEW MEXICO HOSPITAL
0000055551 | 1422081 | AMICO CORP | VR-CIUD-CMA | VR-CIUD-CMA | REGULATORS/ SUCTION |  | 420254 | VRA12913CF | 2006-06-20 | 2017-06-15 | 12120 | MEDICAL/CARDIAC ICU | 2006-06-15 | USD | 259 | Active | UNIVERSITY NEW MEXICO HOSPITAL
0000055550 | 1217935 | AMICO CORP | VR-CIUD-CMA | VR-CIUD-CMA | REGULATORS/ SUCTION |  | 420254 | VRA12921CF | 2006-06-20 | 2017-06-15 | 12120 | MEDICAL/CARDIAC ICU | 2006-06-15 | USD | 259 | Active | UNIVERSITY NEW MEXICO HOSPITAL
0000055578 | 1217961 | AMICO CORP | VR-CIUD-CMA | VR-CIUD-CMA | REGULATORS/ SUCTION |  | 420254 | VRA12930CF | 2006-06-20 | 2017-06-15 | 12120 | MEDICAL/CARDIAC ICU | 2006-06-15 | USD | 259 | Active | UNIVERSITY NEW MEXICO HOSPITAL
0000055577 | 1440446 | AMICO CORP | VR-CIUD-CMA | VR-CIUD-CMA | REGULATORS/ SUCTION |  | 420254 | VRA12942CF | 2006-06-20 | 2017-06-15 | 12120 | MEDICAL/CARDIAC ICU | 2006-06-15 | USD | 259 | Active | UNIVERSITY NEW MEXICO HOSPITAL
0000055576 | 1163307 | AMICO CORP | VR-CIUD-CMA | VR-CIUD-CMA | REGULATORS/ SUCTION |  | 420254 | VRA12937CF | 2006-06-20 | 2017-06-15 | 12120 | MEDICAL/CARDIAC ICU | 2006-06-15 | USD | 259 | Active | UNIVERSITY NEW MEXICO HOSPITAL
0000055548 | 1217933 | AMICO CORP | VR-CIUD-CMA | VR-CIUD-CMA | REGULATORS/ SUCTION |  | 420254 | VRA12949CF | 2006-06-20 | 2017-06-15 | 12120 | MEDICAL/CARDIAC ICU | 2006-06-15 | USD | 259 | Active | UNIVERSITY NEW MEXICO HOSPITAL
0000055547 | 1217932 | AMICO CORP | VR-CIUD-CMA | VR-CIUD-CMA | REGULATORS/ SUCTION |  | 420254 | VRA12941CF | 2006-06-20 | 2017-06-15 | 12120 | MEDICAL/CARDIAC ICU | 2006-06-15 | USD | 259 | Active | UNIVERSITY NEW MEXICO HOSPITAL
0000055546 | 1217931 | AMICO CORP | VR-CIUD-CMA | VR-CIUD-CMA | REGULATORS/ SUCTION |  | 420254 | VRA12936CF | 2006-06-20 | 2017-06-15 | 12120 | MEDICAL/CARDIAC ICU | 2006-06-15 | USD | 259 | Active | UNIVERSITY NEW MEXICO HOSPITAL
0000055575 | 1141061 | AMICO CORP | VR-CIUD-CMA | VR-CIUD-CMA | REGULATORS/ SUCTION |  | 420254 | VRA12917CF | 2006-06-20 | 2017-06-15 | 12120 | MEDICAL/CARDIAC ICU | 2006-06-15 | USD | 259 | Active | UNIVERSITY NEW MEXICO HOSPITAL
0000055574 | 1422111 | AMICO CORP | VR-CIUD-CMA | VR-CIUD-CMA | REGULATORS/ SUCTION |  | 420254 | VRA12944CF | 2006-06-20 | 2017-06-15 | 12120 | MEDICAL/CARDIAC ICU | 2006-06-15 | USD | 259 | Active | UNIVERSITY NEW MEXICO HOSPITAL
0000055573 | 1217957 | AMICO CORP | VR-CIUD-CMA | VR-CIUD-CMA | REGULATORS/ SUCTION |  | 420254 | VRA12914CF | 2006-06-20 | 2017-06-15 | 12120 | MEDICAL/CARDIAC ICU | 2006-06-15 | USD | 259 | Active | UNIVERSITY NEW MEXICO HOSPITAL
0000055545 | 1217930 | AMICO CORP | VR-CIUD-CMA | VR-CIUD-CMA | REGULATORS/ SUCTION |  | 420254 | VRA12929CF | 2006-06-20 | 2017-06-15 | 12120 | MEDICAL/CARDIAC ICU | 2006-06-15 | USD | 259 | Active | UNIVERSITY NEW MEXICO HOSPITAL
0000055544 | 1217929 | AMICO CORP | VR-CIUD-CMA | VR-CIUD-CMA | REGULATORS/ SUCTION |  | 420254 | VRA12955CF | 2006-06-20 | 2017-06-15 | 12120 | MEDICAL/CARDIAC ICU | 2006-06-15 | USD | 259 | Active | UNIVERSITY NEW MEXICO HOSPITAL
0000055543 | 1439710 | AMICO CORP | VR-CIUD-CMA | VR-CIUD-CMA | REGULATORS/ SUCTION |  | 420254 | VRA12943CF | 2006-06-20 | 2017-06-15 | 12120 | MEDICAL/CARDIAC ICU | 2006-06-15 | USD | 259 | Active | UNIVERSITY NEW MEXICO HOSPITAL
0000055572 | 1217956 | AMICO CORP | VR-CIUD-CMA | VR-CIUD-CMA | REGULATORS/ SUCTION |  | 420254 | VRA12919CF | 2006-06-20 | 2017-06-15 | 12120 | MEDICAL/CARDIAC ICU | 2006-06-15 | USD | 259 | Active | UNIVERSITY NEW MEXICO HOSPITAL
0000055570 | 1439970 | AMICO CORP | VR-CIUD-CMA | VR-CIUD-CMA | REGULATORS/ SUCTION |  | 420254 | VRA12918CF | 2006-06-20 | 2017-06-15 | 95700 | CLINICAL ENGINEERING | 2006-06-15 | USD | 259 | Active | UNIVERSITY NEW MEXICO HOSPITAL
0000055542 | 1217927 | AMICO CORP | VR-CIUD-CMA | VR-CIUD-CMA | REGULATORS/ SUCTION |  | 420254 | VRA12927CF | 2006-06-20 | 2017-06-15 | 12120 | MEDICAL/CARDIAC ICU | 2006-06-15 | USD | 259 | Active | UNIVERSITY NEW MEXICO HOSPITAL
0000055541 | 1422181 | AMICO CORP | VR-CIUD-CMA | VR-CIUD-CMA | REGULATORS/ SUCTION |  | 420254 | VRA12945CF | 2006-06-20 | 2017-06-15 | 12120 | MEDICAL/CARDIAC ICU | 2006-06-15 | USD | 259 | Active | UNIVERSITY NEW MEXICO HOSPITAL
0000055540 | 1422001 | AMICO CORP | VR-CIUD-CMA | VR-CIUD-CMA | REGULATORS/ SUCTION |  | 420254 | VRA12948CF | 2006-06-20 | 2017-06-15 | 12120 | MEDICAL/CARDIAC ICU | 2006-06-15 | USD | 259 | Active | UNIVERSITY NEW MEXICO HOSPITAL
0000055569 | 1440387 | AMICO CORP | VR-CIUD-CMA | VR-CIUD-CMA | REGULATORS/ SUCTION |  | 420254 | VRA12950CF | 2006-06-20 | 2017-06-15 | 12120 | MEDICAL/CARDIAC ICU | 2006-06-15 | USD | 259 | Active | UNIVERSITY NEW MEXICO HOSPITAL
0000055568 | 1217952 | AMICO CORP | VR-CIUD-CMA | VR-CIUD-CMA | REGULATORS/ SUCTION |  | 420254 | VRA12916CF | 2006-06-20 | 2017-06-15 | 12120 | MEDICAL/CARDIAC ICU | 2006-06-15 | USD | 259 | Active | UNIVERSITY NEW MEXICO HOSPITAL
0000055567 | 1422019 | AMICO CORP | VR-CIUD-CMA | VR-CIUD-CMA | REGULATORS/ SUCTION |  | 420254 | VRA12931CF | 2006-06-20 | 2017-06-15 | 12120 | MEDICAL/CARDIAC ICU | 2006-06-15 | USD | 259 | Active | UNIVERSITY NEW MEXICO HOSPITAL
0000055539 | 1217924 | AMICO CORP | VR-CIUD-CMA | VR-CIUD-CMA | REGULATORS/ SUCTION |  | 420254 | VRA12928CF | 2006-06-20 | 2017-06-15 | 12120 | MEDICAL/CARDIAC ICU | 2006-06-15 | USD | 259 | Active | UNIVERSITY NEW MEXICO HOSPITAL
0000055538 | 1439713 | AMICO CORP | VR-CIUD-CMA | VR-CIUD-CMA | REGULATORS/ SUCTION |  | 420254 | VRA12926CF | 2006-06-20 | 2017-06-15 | 12120 | MEDICAL/CARDIAC ICU | 2006-06-15 | USD | 259 | Active | UNIVERSITY NEW MEXICO HOSPITAL
0000055537 | 1142966 | AMICO CORP | VR-CIUD-CMA | VR-CIUD-CMA | REGULATORS/ SUCTION |  | 420254 | VRA12940CF | 2006-06-20 | 2017-06-15 | 12120 | MEDICAL/CARDIAC ICU | 2006-06-15 | USD | 259 | Active | UNIVERSITY NEW MEXICO HOSPITAL
0000055566 | 1422112 | AMICO CORP | VR-CIUD-CMA | VR-CIUD-CMA | REGULATORS/ SUCTION |  | 420254 | VRA12915CF | 2006-06-20 | 2017-06-15 | 12120 | MEDICAL/CARDIAC ICU | 2006-06-15 | USD | 259 | Active | UNIVERSITY NEW MEXICO HOSPITAL
0000055565 | 1217949 | AMICO CORP | VR-CIUD-CMA | VR-CIUD-CMA | REGULATORS/ SUCTION |  | 420254 | VRA12951CF | 2006-06-20 | 2017-06-15 | 12120 | MEDICAL/CARDIAC ICU | 2006-06-15 | USD | 259 | Active | UNIVERSITY NEW MEXICO HOSPITAL
0000055564 | 1217948 | AMICO CORP | VR-CIUD-CMA | VR-CIUD-CMA | REGULATORS/ SUCTION |  | 420254 | VRA12952CF | 2006-06-20 | 2017-06-15 | 75025 | RADIOLOGY - INTERVENTIONAL RAD | 2006-06-15 | USD | 259 | Active | UNIVERSITY NEW MEXICO HOSPITAL
0000055536 | 1217922 | AMICO CORP | VR-CIUD-CMA | VR-CIUD-CMA | REGULATORS/ SUCTION |  | 420254 | VRA12953CF | 2006-06-15 | 2017-06-15 | 12120 | MEDICAL/CARDIAC ICU | 2006-06-15 | USD | 259 | Active | UNIVERSITY NEW MEXICO HOSPITAL
0000055535 | 1217921 | AMICO CORP | VR-CIUD-CMA | VR-CIUD-CMA | REGULATORS/ SUCTION |  | 420254 | VRA12889CF | 2006-06-15 | 2017-06-15 | 12130 | TRAUMA/SURGICAL ICU | 2006-06-15 | USD | 259 | Active | UNIVERSITY NEW MEXICO HOSPITAL
0000055534 | 1422056 | AMICO CORP | VR-CIUD-CMA | VR-CIUD-CMA | REGULATORS/ SUCTION |  | 420254 | VRA12888CF | 2006-06-15 | 2017-06-15 | 12130 | TRAUMA/SURGICAL ICU | 2006-06-15 | USD | 259 | Active | UNIVERSITY NEW MEXICO HOSPITAL
0000055562 | 1421940 | AMICO CORP | VR-CIUD-CMA | VR-CIUD-CMA | REGULATORS/ SUCTION |  | 420254 | VRA12939CF | 2006-06-20 | 2017-06-15 | 12120 | MEDICAL/CARDIAC ICU | 2006-06-15 | USD | 259 | Active | UNIVERSITY NEW MEXICO HOSPITAL
0000055561 | 1217945 | AMICO CORP | VR-CIUD-CMA | VR-CIUD-CMA | REGULATORS/ SUCTION |  | 420254 | VRA12938CF | 2006-06-20 | 2017-06-15 | 12120 | MEDICAL/CARDIAC ICU | 2006-06-15 | USD | 259 | Active | UNIVERSITY NEW MEXICO HOSPITAL
0000055307 | 1140066 | AMICO CORP | VR-CIUD-CMA | VR-CIUD-CMA | REGULATORS/ SUCTION |  | 420254 | VRA12993CF |  | 2017-06-15 | 12110 | NEUROSCIENCE ICU | 2006-06-15 | USD | 259 | Active | UNIVERSITY NEW MEXICO HOSPITAL
0000055306 | 1421629 | AMICO CORP | VR-CIUD-CMA | VR-CIUD-CMA | REGULATORS/ SUCTION |  | 420254 | VRA12855CF | 2006-06-15 | 2017-06-15 | 12110 | NEUROSCIENCE ICU | 2006-06-15 | USD | 259 | Active | UNIVERSITY NEW MEXICO HOSPITAL
0000055305 | 1422141 | AMICO CORP | VR-CIUD-CMA | VR-CIUD-CMA | REGULATORS/ SUCTION |  | 420254 | VRA12859CF | 2006-06-15 | 2017-06-15 | 12110 | NEUROSCIENCE ICU | 2006-06-15 | USD | 259 | Active | UNIVERSITY NEW MEXICO HOSPITAL
0000055304 | 1217750 | AMICO CORP | VR-CIUD-CMA | VR-CIUD-CMA | REGULATORS/ SUCTION |  | 420254 | VRA12860CF | 2006-06-15 | 2017-06-15 | 12110 | NEUROSCIENCE ICU | 2006-06-15 | USD | 259 | Active | UNIVERSITY NEW MEXICO HOSPITAL
0000055303 | 1217749 | AMICO CORP | VR-CIUD-CMA | VR-CIUD-CMA | REGULATORS/ SUCTION |  | 420254 | VRA12852CF | 2006-06-15 | 2017-06-15 | 12110 | NEUROSCIENCE ICU | 2006-06-15 | USD | 259 | Active | UNIVERSITY NEW MEXICO HOSPITAL
0000055301 | 1421996 | AMICO CORP | VR-CIUD-CMA | VR-CIUD-CMA | REGULATORS/ SUCTION |  | 420254 | VRA12858CF | 2006-06-15 | 2017-06-15 | 12110 | NEUROSCIENCE ICU | 2006-06-15 | USD | 259 | Active | UNIVERSITY NEW MEXICO HOSPITAL
0000055300 | 1422014 | AMICO CORP | VR-CIUD-CMA | VR-CIUD-CMA | REGULATORS/ SUCTION |  | 420254 | VRA12856CF | 2006-06-15 | 2017-06-15 | 12110 | NEUROSCIENCE ICU | 2006-06-15 | USD | 259 | Active | UNIVERSITY NEW MEXICO HOSPITAL
0000055299 | 1140026 | AMICO CORP | VR-CIUD-CMA | VR-CIUD-CMA | REGULATORS/ SUCTION |  | 420254 | VRA12853CF |  | 2017-06-15 | 12110 | NEUROSCIENCE ICU | 2006-06-15 | USD | 259 | Active | UNIVERSITY NEW MEXICO HOSPITAL
0000055533 | 1085641 | AMICO CORP | VR-CIUD-CMA | VR-CIUD-CMA | REGULATORS/ SUCTION |  | 420254 | VRA12897CF | 2006-06-15 | 2017-06-15 | 12130 | TRAUMA/SURGICAL ICU | 2006-06-15 | USD | 259 | Active | UNIVERSITY NEW MEXICO HOSPITAL
0000055532 | 1422173 | AMICO CORP | VR-CIUD-CMA | VR-CIUD-CMA | REGULATORS/ SUCTION |  | 420254 | VRA12879CF | 2006-06-15 | 2017-06-15 | 12130 | TRAUMA/SURGICAL ICU | 2006-06-15 | USD | 259 | Active | UNIVERSITY NEW MEXICO HOSPITAL
0000055531 | 1217917 | AMICO CORP | VR-CIUD-CMA | VR-CIUD-CMA | REGULATORS/ SUCTION |  | 420254 | VRA12876CF | 2006-06-15 | 2017-06-15 | 12130 | TRAUMA/SURGICAL ICU | 2006-06-15 | USD | 259 | Active | UNIVERSITY NEW MEXICO HOSPITAL
0000055515 | 1439727 | AMICO CORP | VR-CIUD-CMA | VR-CIUD-CMA | REGULATORS/ SUCTION |  | 420254 | VRA12907CF | 2006-06-15 | 2017-06-15 | 12130 | TRAUMA/SURGICAL ICU | 2006-06-15 | USD | 259 | Active | UNIVERSITY NEW MEXICO HOSPITAL
0000055513 | 1141503 | AMICO CORP | VR-CIUD-CMA | VR-CIUD-CMA | REGULATORS/ SUCTION |  | 420254 | VRA12911CF | 2006-06-15 | 2017-06-15 | 12130 | TRAUMA/SURGICAL ICU | 2006-06-15 | USD | 259 | Active | UNIVERSITY NEW MEXICO HOSPITAL
0000055497 | 1163308 | AMICO CORP | VR-CIUD-CMA | VR-CIUD-CMA | REGULATORS/ SUCTION |  | 420254 | VRA12901CF | 2006-06-15 | 2017-06-15 | 12130 | TRAUMA/SURGICAL ICU | 2006-06-15 | USD | 259 | Active | UNIVERSITY NEW MEXICO HOSPITAL
0000055496 | 1217884 | AMICO CORP | VR-CIUD-CMA | VR-CIUD-CMA | REGULATORS/ SUCTION |  | 420254 | VRA12899CF | 2006-06-15 | 2017-06-15 | 12130 | TRAUMA/SURGICAL ICU | 2006-06-15 | USD | 259 | Active | UNIVERSITY NEW MEXICO HOSPITAL
0000055495 | 1217883 | AMICO CORP | VR-CIUD-CMA | VR-CIUD-CMA | REGULATORS/ SUCTION |  | 420254 | VRA12875CF | 2006-06-15 | 2017-06-15 | 12130 | TRAUMA/SURGICAL ICU | 2006-06-15 | USD | 259 | Active | UNIVERSITY NEW MEXICO HOSPITAL
0000055530 | 1217916 | AMICO CORP | VR-CIUD-CMA | VR-CIUD-CMA | REGULATORS/ SUCTION |  | 420254 | VRA12881CF | 2006-06-15 | 2017-06-15 | 15510 | OSIS PACU | 2006-06-15 | USD | 259 | Active | UNIVERSITY NEW MEXICO HOSPITAL
0000055529 | 1163302 | AMICO CORP | VR-CIUD-CMA | VR-CIUD-CMA | REGULATORS/ SUCTION |  | 420254 | VRA12887CF | 2006-06-15 | 2017-06-15 | 12130 | TRAUMA/SURGICAL ICU | 2006-06-15 | USD | 259 | Active | UNIVERSITY NEW MEXICO HOSPITAL
0000055528 | 1422134 | AMICO CORP | VR-CIUD-CMA | VR-CIUD-CMA | REGULATORS/ SUCTION |  | 420254 | VRA12896CF | 2006-06-15 | 2017-06-15 | 12130 | TRAUMA/SURGICAL ICU | 2006-06-15 | USD | 259 | Active | UNIVERSITY NEW MEXICO HOSPITAL
0000055512 | 1142971 | AMICO CORP | VR-CIUD-CMA | VR-CIUD-CMA | REGULATORS/ SUCTION |  | 420254 | VRA12912CF | 2006-06-15 | 2017-06-15 | 12130 | TRAUMA/SURGICAL ICU | 2006-06-15 | USD | 259 | Active | UNIVERSITY NEW MEXICO HOSPITAL
0000055511 | 1439726 | AMICO CORP | VR-CIUD-CMA | VR-CIUD-CMA | REGULATORS/ SUCTION |  | 420254 | VRA12904CF | 2006-06-15 | 2017-06-15 | 12130 | TRAUMA/SURGICAL ICU | 2006-06-15 | USD | 259 | Active | UNIVERSITY NEW MEXICO HOSPITAL
0000055510 | 1217898 | AMICO CORP | VR-CIUD-CMA | VR-CIUD-CMA | REGULATORS/ SUCTION |  | 420254 | VRA12910CF | 2006-06-15 | 2017-06-15 | 12360 | NEUROSCIENCE | 2006-06-15 | USD | 259 | Active | UNIVERSITY NEW MEXICO HOSPITAL
0000055494 | 1422059 | AMICO CORP | VR-CIUD-CMA | VR-CIUD-CMA | REGULATORS/ SUCTION |  | 420254 | VRA12873CF | 2006-06-15 | 2017-06-15 | 12130 | TRAUMA/SURGICAL ICU | 2006-06-15 | USD | 259 | Active | UNIVERSITY NEW MEXICO HOSPITAL
0000055492 | 1421997 | AMICO CORP | VR-CIUD-CMA | VR-CIUD-CMA | REGULATORS/ SUCTION |  | 420254 | VRA12854CF | 2006-06-15 | 2017-06-15 | 12110 | NEUROSCIENCE ICU | 2006-06-15 | USD | 259 | Active | UNIVERSITY NEW MEXICO HOSPITAL
0000055491 | 1163300 | AMICO CORP | VR-CIUD-CMA | VR-CIUD-CMA | REGULATORS/ SUCTION |  | 420254 | VRA12957CF | 2006-06-15 | 2017-06-15 | 12110 | NEUROSCIENCE ICU | 2006-06-15 | USD | 259 | Active | UNIVERSITY NEW MEXICO HOSPITAL
0000055527 | 1163306 | AMICO CORP | VR-CIUD-CMA | VR-CIUD-CMA | REGULATORS/ SUCTION |  | 420254 | VRA12895CF | 2006-06-15 | 2017-06-15 | 12130 | TRAUMA/SURGICAL ICU | 2006-06-15 | USD | 259 | Active | UNIVERSITY NEW MEXICO HOSPITAL
0000055526 | 1163303 | AMICO CORP | VR-CIUD-CMA | VR-CIUD-CMA | REGULATORS/ SUCTION |  | 420254 | VRA12878CF | 2006-06-15 | 2017-06-15 | 12130 | TRAUMA/SURGICAL ICU | 2006-06-15 | USD | 259 | Active | UNIVERSITY NEW MEXICO HOSPITAL
0000055525 | 1217911 | AMICO CORP | VR-CIUD-CMA | VR-CIUD-CMA | REGULATORS/ SUCTION |  | 420254 | VRA12880CF | 2006-06-15 | 2017-06-15 | 12130 | TRAUMA/SURGICAL ICU | 2006-06-15 | USD | 259 | Active | UNIVERSITY NEW MEXICO HOSPITAL
0000055509 | 1217897 | AMICO CORP | VR-CIUD-CMA | VR-CIUD-CMA | REGULATORS/ SUCTION |  | 420254 | VRA12905CF | 2006-06-15 | 2017-06-15 | 12130 | TRAUMA/SURGICAL ICU | 2006-06-15 | USD | 259 | Active | UNIVERSITY NEW MEXICO HOSPITAL
0000055508 | 1217896 | AMICO CORP | VR-CIUD-CMA | VR-CIUD-CMA | REGULATORS/ SUCTION |  | 420254 | VRA12884CF | 2006-06-15 | 2017-06-15 | 12210 | CORONARY CARE SUBACUTE | 2006-06-15 | USD | 259 | Active | UNIVERSITY NEW MEXICO HOSPITAL
0000055507 | 1422169 | AMICO CORP | VR-CIUD-CMA | VR-CIUD-CMA | REGULATORS/ SUCTION |  | 420254 | VRA12883CF | 2006-06-15 | 2017-06-15 | 12130 | TRAUMA/SURGICAL ICU | 2006-06-15 | USD | 259 | Active | UNIVERSITY NEW MEXICO HOSPITAL
0000055489 | 1142973 | AMICO CORP | VR-CIUD-CMA | VR-CIUD-CMA | REGULATORS/ SUCTION |  | 420254 | VRA12975CF | 2006-06-15 | 2017-06-15 | 12110 | NEUROSCIENCE ICU | 2006-06-15 | USD | 259 | Active | UNIVERSITY NEW MEXICO HOSPITAL
0000055488 | 1217879 | AMICO CORP | VR-CIUD-CMA | VR-CIUD-CMA | REGULATORS/ SUCTION |  | 420254 | VRA12962CF | 2006-06-15 | 2017-06-15 | 12110 | NEUROSCIENCE ICU | 2006-06-15 | USD | 259 | Active | UNIVERSITY NEW MEXICO HOSPITAL
0000055487 | 1140042 | AMICO CORP | VR-CIUD-CMA | VR-CIUD-CMA | REGULATORS/ SUCTION |  | 420254 | VRA12960CF |  | 2017-06-15 | 12110 | NEUROSCIENCE ICU | 2006-06-15 | USD | 259 | Active | UNIVERSITY NEW MEXICO HOSPITAL
0000055524 | 1217910 | AMICO CORP | VR-CIUD-CMA | VR-CIUD-CMA | REGULATORS/ SUCTION |  | 420254 | VRA12893CF | 2006-06-15 | 2017-06-15 | 12130 | TRAUMA/SURGICAL ICU | 2006-06-15 | USD | 259 | Active | UNIVERSITY NEW MEXICO HOSPITAL
0000055523 | 1440466 | AMICO CORP | VR-CIUD-CMA | VR-CIUD-CMA | REGULATORS/ SUCTION |  | 420254 | VRA12877CF | 2006-06-15 | 2017-06-15 | 12130 | TRAUMA/SURGICAL ICU | 2006-06-15 | USD | 259 | Active | UNIVERSITY NEW MEXICO HOSPITAL
0000055522 | 1422131 | AMICO CORP | VR-CIUD-CMA | VR-CIUD-CMA | REGULATORS/ SUCTION |  | 420254 | VRA12874CF | 2006-06-15 | 2017-06-15 | 12130 | TRAUMA/SURGICAL ICU | 2006-06-15 | USD | 259 | Active | UNIVERSITY NEW MEXICO HOSPITAL
0000055506 | 1217894 | AMICO CORP | VR-CIUD-CMA | VR-CIUD-CMA | REGULATORS/ SUCTION |  | 420254 | VRA12882CF | 2006-06-15 | 2017-06-15 | 12130 | TRAUMA/SURGICAL ICU | 2006-06-15 | USD | 259 | Active | UNIVERSITY NEW MEXICO HOSPITAL
0000055505 | 1163305 | AMICO CORP | VR-CIUD-CMA | VR-CIUD-CMA | REGULATORS/ SUCTION |  | 420254 | VRA12908CF | 2006-06-15 | 2017-06-15 | 12130 | TRAUMA/SURGICAL ICU | 2006-06-15 | USD | 259 | Active | UNIVERSITY NEW MEXICO HOSPITAL
0000055504 | 1163301 | AMICO CORP | VR-CIUD-CMA | VR-CIUD-CMA | REGULATORS/ SUCTION |  | 420254 | VRA12898CF | 2006-06-15 | 2017-06-15 | 12130 | TRAUMA/SURGICAL ICU | 2006-06-15 | USD | 259 | Active | UNIVERSITY NEW MEXICO HOSPITAL
0000055486 | 1217878 | AMICO CORP | VR-CIUD-CMA | VR-CIUD-CMA | REGULATORS/ SUCTION |  | 420254 | VRA12986CF | 2006-06-15 | 2017-06-15 | 12110 | NEUROSCIENCE ICU | 2006-06-15 | USD | 259 | Active | UNIVERSITY NEW MEXICO HOSPITAL
0000055485 | 1217877 | AMICO CORP | VR-CIUD-CMA | VR-CIUD-CMA | REGULATORS/ SUCTION |  | 420254 | VRA12992CF | 2006-06-15 | 2017-06-15 | 12110 | NEUROSCIENCE ICU | 2006-06-15 | USD | 259 | Active | UNIVERSITY NEW MEXICO HOSPITAL
0000055484 | 1142974 | AMICO CORP | VR-CIUD-CMA | VR-CIUD-CMA | REGULATORS/ SUCTION |  | 420254 | VRA12958CF | 2006-06-15 | 2017-06-15 | 12110 | NEUROSCIENCE ICU | 2006-06-15 | USD | 259 | Active | UNIVERSITY NEW MEXICO HOSPITAL
0000055521 | 1217907 | AMICO CORP | VR-CIUD-CMA | VR-CIUD-CMA | REGULATORS/ SUCTION |  | 420254 | VRA12872CF | 2006-06-15 | 2017-06-15 | 12130 | TRAUMA/SURGICAL ICU | 2006-06-15 | USD | 259 | Active | UNIVERSITY NEW MEXICO HOSPITAL
0000055519 | 1422050 | AMICO CORP | VR-CIUD-CMA | VR-CIUD-CMA | REGULATORS/ SUCTION |  | 420254 | VRA12886CF | 2006-06-15 | 2017-06-15 | 12130 | TRAUMA/SURGICAL ICU | 2006-06-15 | USD | 259 | Active | UNIVERSITY NEW MEXICO HOSPITAL
0000055503 | 1217891 | AMICO CORP | VR-CIUD-CMA | VR-CIUD-CMA | REGULATORS/ SUCTION |  | 420254 | VRA12890CF | 2006-06-15 | 2017-06-15 | 12130 | TRAUMA/SURGICAL ICU | 2006-06-15 | USD | 259 | Active | UNIVERSITY NEW MEXICO HOSPITAL
0000055501 | 1163310 | AMICO CORP | VR-CIUD-CMA | VR-CIUD-CMA | REGULATORS/ SUCTION |  | 420254 | VRA12894CF | 2006-06-15 | 2017-06-15 | 12130 | TRAUMA/SURGICAL ICU | 2006-06-15 | USD | 259 | Active | UNIVERSITY NEW MEXICO HOSPITAL
0000055483 | 1217876 | AMICO CORP | VR-CIUD-CMA | VR-CIUD-CMA | REGULATORS/ SUCTION |  | 420254 | VRA12959CF |  | 2017-06-15 | 12110 | NEUROSCIENCE ICU | 2006-06-15 | USD | 259 | Active | UNIVERSITY NEW MEXICO HOSPITAL
0000055482 | 1422037 | AMICO CORP | VR-CIUD-CMA | VR-CIUD-CMA | REGULATORS/ SUCTION |  | 420254 | VRA12990CF | 2006-06-15 | 2017-06-15 | 12110 | NEUROSCIENCE ICU | 2006-06-15 | USD | 259 | Active | UNIVERSITY NEW MEXICO HOSPITAL
0000055481 | 1140047 | AMICO CORP | VR-CIUD-CMA | VR-CIUD-CMA | REGULATORS/ SUCTION |  | 420254 | VRA12996CF |  | 2017-06-15 | 12110 | NEUROSCIENCE ICU | 2006-06-15 | USD | 259 | Active | UNIVERSITY NEW MEXICO HOSPITAL
0000055518 | 1217904 | AMICO CORP | VR-CIUD-CMA | VR-CIUD-CMA | REGULATORS/ SUCTION |  | 420254 | VRA12902CF | 2006-06-15 | 2017-06-15 | 12130 | TRAUMA/SURGICAL ICU | 2006-06-15 | USD | 259 | Active | UNIVERSITY NEW MEXICO HOSPITAL
0000055517 | 1422063 | AMICO CORP | VR-CIUD-CMA | VR-CIUD-CMA | REGULATORS/ SUCTION |  | 420254 | VRA12903CF | 2006-06-15 | 2017-06-15 | 12130 | TRAUMA/SURGICAL ICU | 2006-06-15 | USD | 259 | Active | UNIVERSITY NEW MEXICO HOSPITAL
0000055516 | 1217902 | AMICO CORP | VR-CIUD-CMA | VR-CIUD-CMA | REGULATORS/ SUCTION |  | 420254 | VRA12909CF | 2006-06-15 | 2017-06-15 | 12130 | TRAUMA/SURGICAL ICU | 2006-06-15 | USD | 259 | Active | UNIVERSITY NEW MEXICO HOSPITAL
0000055500 | 1163304 | AMICO CORP | VR-CIUD-CMA | VR-CIUD-CMA | REGULATORS/ SUCTION |  | 420254 | VRA12900CF | 2006-06-15 | 2017-06-15 | 12130 | TRAUMA/SURGICAL ICU | 2006-06-15 | USD | 259 | Active | UNIVERSITY NEW MEXICO HOSPITAL
0000055498 | 1217886 | AMICO CORP | VR-CIUD-CMA | VR-CIUD-CMA | REGULATORS/ SUCTION |  | 420254 | VRA12892CF | 2006-06-15 | 2017-06-15 | 12130 | TRAUMA/SURGICAL ICU | 2006-06-15 | USD | 259 | Active | UNIVERSITY NEW MEXICO HOSPITAL
0000055480 | 1217874 | AMICO CORP | VR-CIUD-CMA | VR-CIUD-CMA | REGULATORS/ SUCTION |  | 420254 | VRA12991CF | 2006-06-15 | 2017-06-15 | 12110 | NEUROSCIENCE ICU | 2006-06-15 | USD | 259 | Active | UNIVERSITY NEW MEXICO HOSPITAL
0000055479 | 1421945 | AMICO CORP | VR-CIUD-CMA | VR-CIUD-CMA | REGULATORS/ SUCTION |  | 420254 | VRA12963CF | 2006-06-15 | 2017-06-15 | 12110 | NEUROSCIENCE ICU | 2006-06-15 | USD | 259 | Active | UNIVERSITY NEW MEXICO HOSPITAL
0000055478 | 1217872 | AMICO CORP | VR-CIUD-CMA | VR-CIUD-CMA | REGULATORS/ SUCTION |  | 420254 | VRA12968CF | 2006-06-15 | 2017-06-15 | 12110 | NEUROSCIENCE ICU | 2006-06-15 | USD | 259 | Active | UNIVERSITY NEW MEXICO HOSPITAL
0000055477 | 1217871 | AMICO CORP | VR-CIUD-CMA | VR-CIUD-CMA | REGULATORS/ SUCTION |  | 420254 | VRA12961CF | 2006-06-15 | 2017-06-15 | 12110 | NEUROSCIENCE ICU | 2006-06-15 | USD | 259 | Active | UNIVERSITY NEW MEXICO HOSPITAL
0000055476 | 1140041 | AMICO CORP | VR-CIUD-CMA | VR-CIUD-CMA | REGULATORS/ SUCTION |  | 420254 | VRA12967CF |  | 2017-06-15 | 12110 | NEUROSCIENCE ICU | 2006-06-15 | USD | 259 | Active | UNIVERSITY NEW MEXICO HOSPITAL
0000055475 | 1140062 | AMICO CORP | VR-CIUD-CMA | VR-CIUD-CMA | REGULATORS/ SUCTION |  | 420254 | VRA12966CF |  | 2017-06-15 | 12110 | NEUROSCIENCE ICU | 2006-06-15 | USD | 259 | Active | UNIVERSITY NEW MEXICO HOSPITAL
0000055474 | 1140038 | AMICO CORP | VR-CIUD-CMA | VR-CIUD-CMA | REGULATORS/ SUCTION |  | 420254 | VRA12997CF |  | 2017-06-15 | 12110 | NEUROSCIENCE ICU | 2006-06-15 | USD | 259 | Active | UNIVERSITY NEW MEXICO HOSPITAL
0000055473 | 1439835 | AMICO CORP | VR-CIUD-CMA | VR-CIUD-CMA | REGULATORS/ SUCTION |  | 420254 | VRA12965CF | 2006-06-19 | 2017-06-15 | 95700 | CLINICAL ENGINEERING | 2006-06-15 | USD | 259 | Active | UNIVERSITY NEW MEXICO HOSPITAL
0000055472 | 1140040 | AMICO CORP | VR-CIUD-CMA | VR-CIUD-CMA | REGULATORS/ SUCTION |  | 420254 | VRA12977CF |  | 2017-06-15 | 12110 | NEUROSCIENCE ICU | 2006-06-15 | USD | 259 | Active | UNIVERSITY NEW MEXICO HOSPITAL
0000055471 | 1217869 | AMICO CORP | VR-CIUD-CMA | VR-CIUD-CMA | REGULATORS/ SUCTION |  | 420254 | VRA12998CF | 2006-06-19 | 2017-06-15 | 12110 | NEUROSCIENCE ICU | 2006-06-15 | USD | 259 | Active | UNIVERSITY NEW MEXICO HOSPITAL
0000055470 | 1004560 | AMICO CORP | VR-CIUD-CMA | VR-CIUD-CMA | REGULATORS/ SUCTION |  | 420254 | VRA12995CF |  | 2017-06-15 | 12110 | NEUROSCIENCE ICU | 2006-06-15 | USD | 259 | Active | UNIVERSITY NEW MEXICO HOSPITAL
0000055469 | 1217868 | AMICO CORP | VR-CIUD-CMA | VR-CIUD-CMA | REGULATORS/ SUCTION |  | 420254 | VRA12964CF | 2006-06-19 | 2017-06-15 | 12110 | NEUROSCIENCE ICU | 2006-06-15 | USD | 259 | Active | UNIVERSITY NEW MEXICO HOSPITAL
0000055468 | 1217867 | AMICO CORP | VR-CIUD-CMA | VR-CIUD-CMA | REGULATORS/ SUCTION |  | 420254 | VRA12971CF | 2006-06-19 | 2017-06-15 | 12110 | NEUROSCIENCE ICU | 2006-06-15 | USD | 259 | Active | UNIVERSITY NEW MEXICO HOSPITAL
0000055467 | 1140052 | AMICO CORP | VR-CIUD-CMA | VR-CIUD-CMA | REGULATORS/ SUCTION |  | 420254 | VRA12972CF |  | 2017-06-15 | 12110 | NEUROSCIENCE ICU | 2006-06-15 | USD | 259 | Active | UNIVERSITY NEW MEXICO HOSPITAL
0000055466 | 1140033 | AMICO CORP | VR-CIUD-CMA | VR-CIUD-CMA | REGULATORS/ SUCTION |  | 420254 | VRA12970CF |  | 2017-06-15 | 12110 | NEUROSCIENCE ICU | 2006-06-15 | USD | 259 | Active | UNIVERSITY NEW MEXICO HOSPITAL
0000055465 | 1140025 | AMICO CORP | VR-CIUD-CMA | VR-CIUD-CMA | REGULATORS/ SUCTION |  | 420254 | VRA12987CF |  | 2017-06-15 | 12110 | NEUROSCIENCE ICU | 2006-06-15 | USD | 259 | Active | UNIVERSITY NEW MEXICO HOSPITAL
0000055464 | 1421998 | AMICO CORP | VR-CIUD-CMA | VR-CIUD-CMA | REGULATORS/ SUCTION |  | 420254 | VRA12969CF | 2006-06-19 | 2017-06-15 | 12110 | NEUROSCIENCE ICU | 2006-06-15 | USD | 259 | Active | UNIVERSITY NEW MEXICO HOSPITAL
0000055463 | 1004561 | AMICO CORP | VR-CIUD-CMA | VR-CIUD-CMA | REGULATORS/ SUCTION |  | 420254 | VRA12978CF |  | 2017-06-15 | 12110 | NEUROSCIENCE ICU | 2006-06-15 | USD | 259 | Active | UNIVERSITY NEW MEXICO HOSPITAL
0000055462 | 1440103 | AMICO CORP | VR-CIUD-CMA | VR-CIUD-CMA | REGULATORS/ SUCTION |  | 420254 | VRA12974CF | 2006-06-19 | 2017-06-15 | 12415 | INTERMEDIATE CARE NURSERY | 2006-06-15 | USD | 259 | Active | UNIVERSITY NEW MEXICO HOSPITAL
0000055461 | 1217864 | AMICO CORP | VR-CIUD-CMA | VR-CIUD-CMA | REGULATORS/ SUCTION |  | 420254 | VRA12984CF | 2006-06-19 | 2017-06-15 | 12110 | NEUROSCIENCE ICU | 2006-06-15 | USD | 259 | Active | UNIVERSITY NEW MEXICO HOSPITAL
0000055460 | 1217863 | AMICO CORP | VR-CIUD-CMA | VR-CIUD-CMA | REGULATORS/ SUCTION |  | 420254 | VRA12979CF | 2006-06-19 | 2017-06-15 | 12110 | NEUROSCIENCE ICU | 2006-06-15 | USD | 259 | Active | UNIVERSITY NEW MEXICO HOSPITAL
0000055459 | 1217862 | AMICO CORP | VR-CIUD-CMA | VR-CIUD-CMA | REGULATORS/ SUCTION |  | 420254 | VRA12976CF | 2006-06-19 | 2017-06-15 | 75025 | RADIOLOGY - INTERVENTIONAL RAD | 2006-06-15 | USD | 259 | Active | UNIVERSITY NEW MEXICO HOSPITAL
0000020619 | 1144547 | GE HEALTHCARE | TRAM 400SL | TRAM 400SL | MODULES/ MULTIPARAMETERS |  | FOUND | A4S20504G |  | 2017-06-15 | 71030 | HEART STATION | 2006-06-14 | USD | 1 | Active | UNIVERSITY NEW MEXICO HOSPITAL
0000026214 | 1214541 | GE HEALTHCARE | TRAM 250SL | TRAM 250SL | MODULES/ MULTIPARAMETERS |  | FOUND | C7HA1698G |  | 2017-06-15 | 71030 | HEART STATION | 2006-06-14 | USD | 1 | Active | UNIVERSITY NEW MEXICO HOSPITAL
0000055160 | 1217670 | SHERWOOD MEDICAL | FIRSTTEMP GENIUS | 3000A | THERMOMETERS/ ELECTRONIC/ INFRARED/ EAR |  | REPLACN52905 | J0624429 | 2006-06-14 | 2017-06-15 | 12220 | MED/SURG SUBACUTE (4-E) | 2006-06-13 | USD | 75 | Active | UNIVERSITY NEW MEXICO HOSPITAL
0000055260 | 1142978 | AMICO CORP | VR-CIUD-CMA | VR-CIUD-CMA | REGULATORS/ SUCTION |  | 419935 | VRA12803CF | 2006-06-12 | 2017-06-15 | 12210 | CORONARY CARE SUBACUTE | 2006-06-12 | USD | 259 | Active | UNIVERSITY NEW MEXICO HOSPITAL
0000055259 | 1217718 | AMICO CORP | VR-CIUD-CMA | VR-CIUD-CMA | REGULATORS/ SUCTION |  | 419935 | VRA12796CF | 2006-06-12 | 2017-06-15 | 72040 | I/P HEMODIALYSIS | 2006-06-12 | USD | 259 | Active | UNIVERSITY NEW MEXICO HOSPITAL
0000055258 | 1004951 | AMICO CORP | VR-CIUD-CMA | VR-CIUD-CMA | REGULATORS/ SUCTION |  | 419935 | VRA12807CF |  | 2017-06-15 | 15010 | STERILE PROCESSING | 2006-06-12 | USD | 259 | Active | UNIVERSITY NEW MEXICO HOSPITAL
0000055233 | 1217695 | AMICO CORP | VR-CIUD-CMA | VR-CIUD-CMA | REGULATORS/ SUCTION |  | 419935 | VRA12668CF | 2006-06-12 | 2017-06-15 | 12360 | NEUROSCIENCE | 2006-06-12 | USD | 259 | Active | UNIVERSITY NEW MEXICO HOSPITAL
0000055232 | 1217694 | AMICO CORP | VR-CIUD-CMA | VR-CIUD-CMA | REGULATORS/ SUCTION |  | 419935 | VRA12678CF | 2006-06-12 | 2017-06-15 | 12360 | NEUROSCIENCE | 2006-06-12 | USD | 259 | Active | UNIVERSITY NEW MEXICO HOSPITAL
0000055231 | 1439732 | AMICO CORP | VR-CIUD-CMA | VR-CIUD-CMA | REGULATORS/ SUCTION |  | 419935 | VRA12688CF | 2006-06-12 | 2017-06-15 | 12360 | NEUROSCIENCE | 2006-06-12 | USD | 259 | Active | UNIVERSITY NEW MEXICO HOSPITAL
0000055257 | 1217717 | AMICO CORP | VR-CIUD-CMA | VR-CIUD-CMA | REGULATORS/ SUCTION |  | 419935 | VRA12809CF | 2006-06-12 | 2017-06-15 | 21015 | ED-NORTH | 2006-06-12 | USD | 259 | Active | UNIVERSITY NEW MEXICO HOSPITAL
0000055256 | 1142977 | AMICO CORP | VR-CIUD-CMA | VR-CIUD-CMA | REGULATORS/ SUCTION |  | 419935 | VRA12808CF | 2006-06-12 | 2017-06-15 | 12350 | CRC/CTC (5-E) | 2006-06-12 | USD | 259 | Active | UNIVERSITY NEW MEXICO HOSPITAL
0000055255 | 1217716 | AMICO CORP | VR-CIUD-CMA | VR-CIUD-CMA | REGULATORS/ SUCTION |  | 419935 | VRA12670CF | 2006-06-12 | 2017-06-15 | 12310 | ADULT ONCOLOGY MED/SURG | 2006-06-12 | USD | 259 | Active | UNIVERSITY NEW MEXICO HOSPITAL
0000055254 | 1217715 | AMICO CORP | VR-CIUD-CMA | VR-CIUD-CMA | REGULATORS/ SUCTION |  | 419935 | VRA12672CF | 2006-06-12 | 2017-06-15 | 15010 | STERILE PROCESSING | 2006-06-12 | USD | 259 | Active | UNIVERSITY NEW MEXICO HOSPITAL
0000055253 | 1217714 | AMICO CORP | VR-CIUD-CMA | VR-CIUD-CMA | REGULATORS/ SUCTION |  | 419935 | VRA12674CF | 2006-06-12 | 2017-06-15 | 12350 | CRC/CTC (5-E) | 2006-06-12 | USD | 259 | Active | UNIVERSITY NEW MEXICO HOSPITAL
0000055252 | 1440297 | AMICO CORP | VR-CIUD-CMA | VR-CIUD-CMA | REGULATORS/ SUCTION |  | 419935 | VRA12673CF | 2006-06-12 | 2017-06-15 | 12350 | CRC/CTC (5-E) | 2006-06-12 | USD | 259 | Active | UNIVERSITY NEW MEXICO HOSPITAL
0000055251 | 1217712 | AMICO CORP | VR-CIUD-CMA | VR-CIUD-CMA | REGULATORS/ SUCTION |  | 419935 | VRA12691CF | 2006-06-12 | 2017-06-15 | 12350 | CRC/CTC (5-E) | 2006-06-12 | USD | 259 | Active | UNIVERSITY NEW MEXICO HOSPITAL
0000055250 | 1217711 | AMICO CORP | VR-CIUD-CMA | VR-CIUD-CMA | REGULATORS/ SUCTION |  | 419935 | VRA12680CF | 2006-06-12 | 2017-06-15 | 12350 | CRC/CTC (5-E) | 2006-06-12 | USD | 259 | Active | UNIVERSITY NEW MEXICO HOSPITAL
0000055249 | 1217710 | AMICO CORP | VR-CIUD-CMA | VR-CIUD-CMA | REGULATORS/ SUCTION |  | 419935 | VRA12687CF | 2006-06-12 | 2017-06-15 | 12350 | CRC/CTC (5-E) | 2006-06-12 | USD | 259 | Active | UNIVERSITY NEW MEXICO HOSPITAL
0000055248 | 1217709 | AMICO CORP | VR-CIUD-CMA | VR-CIUD-CMA | REGULATORS/ SUCTION |  | 419935 | VRA12689CF | 2006-06-12 | 2017-06-15 | 12310 | ADULT ONCOLOGY MED/SURG | 2006-06-12 | USD | 259 | Active | UNIVERSITY NEW MEXICO HOSPITAL
0000055247 | 1217708 | AMICO CORP | VR-CIUD-CMA | VR-CIUD-CMA | REGULATORS/ SUCTION |  | 419935 | VRA12677CF | 2006-06-12 | 2017-06-15 | 12320 | GENERAL MEDICINE (5-W) | 2006-06-12 | USD | 259 | Active | UNIVERSITY NEW MEXICO HOSPITAL
0000055246 | 1217707 | AMICO CORP | VR-CIUD-CMA | VR-CIUD-CMA | REGULATORS/ SUCTION |  | 419935 | VRA12684CF | 2006-06-12 | 2017-06-15 | 12360 | NEUROSCIENCE | 2006-06-12 | USD | 259 | Active | UNIVERSITY NEW MEXICO HOSPITAL
0000055245 | 1217706 | AMICO CORP | VR-CIUD-CMA | VR-CIUD-CMA | REGULATORS/ SUCTION |  | 419935 | VRA12683CF | 2006-06-12 | 2017-06-15 | 12360 | NEUROSCIENCE | 2006-06-12 | USD | 259 | Active | UNIVERSITY NEW MEXICO HOSPITAL
0000055244 | 1217705 | AMICO CORP | VR-CIUD-CMA | VR-CIUD-CMA | REGULATORS/ SUCTION |  | 419935 | VRA12696CF | 2006-06-12 | 2017-06-15 | 12360 | NEUROSCIENCE | 2006-06-12 | USD | 259 | Active | UNIVERSITY NEW MEXICO HOSPITAL
0000055243 | 1217704 | AMICO CORP | VR-CIUD-CMA | VR-CIUD-CMA | REGULATORS/ SUCTION |  | 419935 | VRA12675CF | 2006-06-12 | 2017-06-15 | 12360 | NEUROSCIENCE | 2006-06-12 | USD | 259 | Active | UNIVERSITY NEW MEXICO HOSPITAL
0000055242 | 1141002 | AMICO CORP | VR-CIUD-CMA | VR-CIUD-CMA | REGULATORS/ SUCTION |  | 419935 | VRA12671CF | 2006-06-12 | 2017-06-15 | 12360 | NEUROSCIENCE | 2006-06-12 | USD | 259 | Active | UNIVERSITY NEW MEXICO HOSPITAL
0000055241 | 1217703 | AMICO CORP | VR-CIUD-CMA | VR-CIUD-CMA | REGULATORS/ SUCTION |  | 419935 | VRA12690CF | 2006-06-12 | 2017-06-15 | 12360 | NEUROSCIENCE | 2006-06-12 | USD | 259 | Active | UNIVERSITY NEW MEXICO HOSPITAL
0000055240 | 1217702 | AMICO CORP | VR-CIUD-CMA | VR-CIUD-CMA | REGULATORS/ SUCTION |  | 419935 | VRA12695CF | 2006-06-12 | 2017-06-15 | 12360 | NEUROSCIENCE | 2006-06-12 | USD | 259 | Active | UNIVERSITY NEW MEXICO HOSPITAL
0000055239 | 1217701 | AMICO CORP | VR-CIUD-CMA | VR-CIUD-CMA | REGULATORS/ SUCTION |  | 419935 | VRA12681CF | 2006-06-12 | 2017-06-15 | 12360 | NEUROSCIENCE | 2006-06-12 | USD | 259 | Active | UNIVERSITY NEW MEXICO HOSPITAL
0000055238 | 1217700 | AMICO CORP | VR-CIUD-CMA | VR-CIUD-CMA | REGULATORS/ SUCTION |  | 419935 | VRA12693CF | 2006-06-12 | 2017-06-15 | 12360 | NEUROSCIENCE | 2006-06-12 | USD | 259 | Active | UNIVERSITY NEW MEXICO HOSPITAL
0000055237 | 1217699 | AMICO CORP | VR-CIUD-CMA | VR-CIUD-CMA | REGULATORS/ SUCTION |  | 419935 | VRA12669CF | 2006-06-12 | 2017-06-15 | 12360 | NEUROSCIENCE | 2006-06-12 | USD | 259 | Active | UNIVERSITY NEW MEXICO HOSPITAL
0000055314 | 1217755 | AMICO CORP | VR-CIUD-CMA | VR-CIUD-CMA | REGULATORS/ SUCTION |  | 419935 | VRA12699CF | 2006-06-12 | 2017-06-15 | 15010 | STERILE PROCESSING | 2006-06-12 | USD | 259 | Active | UNIVERSITY NEW MEXICO HOSPITAL
0000055313 | 1217754 | AMICO CORP | VR-CIUD-CMA | VR-CIUD-CMA | REGULATORS/ SUCTION |  | 419935 | VRA12706CF | 2006-06-12 | 2017-06-15 | 15010 | STERILE PROCESSING | 2006-06-12 | USD | 259 | Active | UNIVERSITY NEW MEXICO HOSPITAL
0000055312 | 1004918 | AMICO CORP | VR-CIUD-CMA | VR-CIUD-CMA | REGULATORS/ SUCTION |  | 419935 | VRA12813CF |  | 2017-06-15 | 75025 | RADIOLOGY - INTERVENTIONAL RAD | 2006-06-12 | USD | 259 | Active | UNIVERSITY NEW MEXICO HOSPITAL
0000055345 | 1439886 | AMICO CORP | VR-CIUD-CMA | VR-CIUD-CMA | REGULATORS/ SUCTION |  | 419935 | VRA12735CF | 2006-06-12 | 2017-06-15 | 70050 | ECMO | 2006-06-12 | USD | 259 | Active | UNIVERSITY NEW MEXICO HOSPITAL
0000055344 | 1440445 | AMICO CORP | VR-CIUD-CMA | VR-CIUD-CMA | REGULATORS/ SUCTION |  | 419935 | VRA12734CF | 2006-06-12 | 2017-06-15 | 70050 | ECMO | 2006-06-12 | USD | 259 | Active | UNIVERSITY NEW MEXICO HOSPITAL
0000055343 | 1217772 | AMICO CORP | VR-CIUD-CMA | VR-CIUD-CMA | REGULATORS/ SUCTION |  | 419935 | VRA12745CF | 2006-06-12 | 2017-06-15 | 15000 | OPERATING ROOM | 2006-06-12 | USD | 259 | Active | UNIVERSITY NEW MEXICO HOSPITAL
0000055329 | 1217768 | AMICO CORP | VR-CIUD-CMA | VR-CIUD-CMA | REGULATORS/ SUCTION |  | 419935 | VRA12729CF | 2006-06-12 | 2017-06-15 | 15010 | STERILE PROCESSING | 2006-06-12 | USD | 259 | Active | UNIVERSITY NEW MEXICO HOSPITAL
0000055328 | 1217767 | AMICO CORP | VR-CIUD-CMA | VR-CIUD-CMA | REGULATORS/ SUCTION |  | 419935 | VRA12720CF | 2006-06-12 | 2017-06-15 | 34230 | SURGICAL SPECIALTIES CLINIC | 2006-06-12 | USD | 259 | Active | UNIVERSITY NEW MEXICO HOSPITAL
0000055327 | 1217766 | AMICO CORP | VR-CIUD-CMA | VR-CIUD-CMA | REGULATORS/ SUCTION |  | 419935 | VRA12716CF | 2006-06-12 | 2017-06-15 | 15010 | STERILE PROCESSING | 2006-06-12 | USD | 259 | Active | UNIVERSITY NEW MEXICO HOSPITAL
0000055311 | 1004928 | AMICO CORP | VR-CIUD-CMA | VR-CIUD-CMA | REGULATORS/ SUCTION |  | 419935 | VRA12810CF |  | 2017-06-15 | 15010 | STERILE PROCESSING | 2006-06-12 | USD | 259 | Active | UNIVERSITY NEW MEXICO HOSPITAL
0000055310 | 1004930 | AMICO CORP | VR-CIUD-CMA | VR-CIUD-CMA | REGULATORS/ SUCTION |  | 419935 | VRA12811CF |  | 2017-06-15 | 15010 | STERILE PROCESSING | 2006-06-12 | USD | 259 | Active | UNIVERSITY NEW MEXICO HOSPITAL
0000055309 | 1217753 | AMICO CORP | VR-CIUD-CMA | VR-CIUD-CMA | REGULATORS/ SUCTION |  | 419935 | VRA12812CF | 2006-06-12 | 2017-06-15 | 15010 | STERILE PROCESSING | 2006-06-12 | USD | 259 | Active | UNIVERSITY NEW MEXICO HOSPITAL
0000055342 | 1217771 | AMICO CORP | VR-CIUD-CMA | VR-CIUD-CMA | REGULATORS/ SUCTION |  | 419935 | VRA12746CF | 2006-06-12 | 2017-06-15 | 71030 | HEART STATION | 2006-06-12 | USD | 259 | Active | UNIVERSITY NEW MEXICO HOSPITAL
0000055341 | 1141184 | AMICO CORP | VR-CIUD-CMA | VR-CIUD-CMA | REGULATORS/ SUCTION |  | 419935 | VRA12733CF | 2006-06-12 | 2017-06-15 | 71030 | HEART STATION | 2006-06-12 | USD | 259 | Active | UNIVERSITY NEW MEXICO HOSPITAL
0000055340 | 1141182 | AMICO CORP | VR-CIUD-CMA | VR-CIUD-CMA | REGULATORS/ SUCTION |  | 419935 | VRA12739CF | 2006-06-12 | 2017-06-15 | 71030 | HEART STATION | 2006-06-12 | USD | 259 | Active | UNIVERSITY NEW MEXICO HOSPITAL
0000055326 | 1217765 | AMICO CORP | VR-CIUD-CMA | VR-CIUD-CMA | REGULATORS/ SUCTION |  | 419935 | VRA12737CF | 2006-06-12 | 2017-06-15 | 15040 | PACU (RECOVERY ROOM 1) | 2006-06-12 | USD | 259 | Active | UNIVERSITY NEW MEXICO HOSPITAL
0000055325 | 1142792 | AMICO CORP | VR-CIUD-CMA | VR-CIUD-CMA | REGULATORS/ SUCTION |  | 419935 | VRA12710CF | 2006-06-12 | 2017-06-15 | 34230 | SURGICAL SPECIALTIES | 2006-06-12 | USD | 259 | Active | UNIVERSITY NEW MEXICO HOSPITAL
0000055324 | 1003902 | AMICO CORP | VR-CIUD-CMA | VR-CIUD-CMA | REGULATORS/ SUCTION |  | 419935 | VRA12709CF |  | 2017-06-15 | 15010 | STERILE PROCESSING | 2006-06-12 | USD | 259 | Active | UNIVERSITY NEW MEXICO HOSPITAL
0000055308 | 1003949 | AMICO CORP | VR-CIUD-CMA | VR-CIUD-CMA | REGULATORS/ SUCTION |  | 419935 | VRA12790CF |  | 2017-06-15 | 15040 | PACU (RECOVERY ROOM 1) | 2006-06-12 | USD | 259 | Active | UNIVERSITY NEW MEXICO HOSPITAL
0000055339 | 1003915 | AMICO CORP | VR-CIUD-CMA | VR-CIUD-CMA | REGULATORS/ SUCTION |  | 419935 | VRA12732CF |  | 2017-06-15 | 15040 | PACU (RECOVERY ROOM 1) | 2006-06-12 | USD | 259 | Active | UNIVERSITY NEW MEXICO HOSPITAL
0000055337 | 1003869 | AMICO CORP | VR-CIUD-CMA | VR-CIUD-CMA | REGULATORS/ SUCTION |  | 419935 | VRA12738CF |  | 2017-06-15 | 15040 | PACU (RECOVERY ROOM 1) | 2006-06-12 | USD | 259 | Active | UNIVERSITY NEW MEXICO HOSPITAL
0000055336 | 1141263 | AMICO CORP | VR-CIUD-CMA | VR-CIUD-CMA | REGULATORS/ SUCTION |  | 419935 | VRA12712CF | 2006-06-12 | 2017-06-15 | 71030 | HEART STATION | 2006-06-12 | USD | 259 | Active | UNIVERSITY NEW MEXICO HOSPITAL
0000055323 | 1217764 | AMICO CORP | VR-CIUD-CMA | VR-CIUD-CMA | REGULATORS/ SUCTION |  | 419935 | VRA12719CF | 2006-06-12 | 2017-06-15 | 75010 | RADIOLOGY - CT SCAN | 2006-06-12 | USD | 259 | Active | UNIVERSITY NEW MEXICO HOSPITAL
0000055322 | 1217763 | AMICO CORP | VR-CIUD-CMA | VR-CIUD-CMA | REGULATORS/ SUCTION |  | 419935 | VRA12698CF | 2006-06-12 | 2017-06-15 | 12220 | MED/SURG SUBACUTE (4-E) | 2006-06-12 | USD | 259 | Active | UNIVERSITY NEW MEXICO HOSPITAL
0000055321 | 1217762 | AMICO CORP | VR-CIUD-CMA | VR-CIUD-CMA | REGULATORS/ SUCTION |  | 419935 | VRA12702CF | 2006-06-12 | 2017-06-15 | 12220 | MED/SURG SUBACUTE (4-E) | 2006-06-12 | USD | 259 | Active | UNIVERSITY NEW MEXICO HOSPITAL
0000055335 | 1141472 | AMICO CORP | VR-CIUD-CMA | VR-CIUD-CMA | REGULATORS/ SUCTION |  | 419935 | VRA12711CF | 2006-06-12 | 2017-06-15 | 15010 | STERILE PROCESSING | 2006-06-12 | USD | 259 | Active | UNIVERSITY NEW MEXICO HOSPITAL
0000055334 | 1217770 | AMICO CORP | VR-CIUD-CMA | VR-CIUD-CMA | REGULATORS/ SUCTION |  | 419935 | VRA12747CF | 2006-06-12 | 2017-06-15 | 34230 | SURGICAL SPECIALTIES | 2006-06-12 | USD | 259 | Active | UNIVERSITY NEW MEXICO HOSPITAL
0000055333 | 1141502 | AMICO CORP | VR-CIUD-CMA | VR-CIUD-CMA | REGULATORS/ SUCTION |  | 419935 | VRA12715CF | 2006-06-12 | 2017-06-15 | 12220 | MED/SURG SUBACUTE (4-E) | 2006-06-12 | USD | 259 | Active | UNIVERSITY NEW MEXICO HOSPITAL
0000055319 | 1217760 | AMICO CORP | VR-CIUD-CMA | VR-CIUD-CMA | REGULATORS/ SUCTION |  | 419935 | VRA12704CF | 2006-06-12 | 2017-06-15 | 12220 | MED/SURG SUBACUTE (4-E) | 2006-06-12 | USD | 259 | Active | UNIVERSITY NEW MEXICO HOSPITAL
0000055318 | 1217759 | AMICO CORP | VR-CIUD-CMA | VR-CIUD-CMA | REGULATORS/ SUCTION |  | 419935 | VRA12703CF | 2006-06-12 | 2017-06-15 | 12220 | MED/SURG SUBACUTE (4-E) | 2006-06-12 | USD | 259 | Active | UNIVERSITY NEW MEXICO HOSPITAL
0000055332 | 1217769 | AMICO CORP | VR-CIUD-CMA | VR-CIUD-CMA | REGULATORS/ SUCTION |  | 419935 | VRA12749CF | 2006-06-12 | 2017-06-15 | 15040 | PACU (RECOVERY ROOM 1) | 2006-06-12 | USD | 259 | Active | UNIVERSITY NEW MEXICO HOSPITAL
0000055331 | 1142780 | AMICO CORP | VR-CIUD-CMA | VR-CIUD-CMA | REGULATORS/ SUCTION |  | 419935 | VRA12718CF | 2006-06-12 | 2017-06-15 | 34230 | SURGICAL SPECIALTIES | 2006-06-12 | USD | 259 | Active | UNIVERSITY NEW MEXICO HOSPITAL
0000055330 | 1003870 | AMICO CORP | VR-CIUD-CMA | VR-CIUD-CMA | REGULATORS/ SUCTION |  | 419935 | VRA12721CF |  | 2017-06-15 | 15010 | STERILE PROCESSING | 2006-06-12 | USD | 259 | Active | UNIVERSITY NEW MEXICO HOSPITAL
0000055317 | 1217758 | AMICO CORP | VR-CIUD-CMA | VR-CIUD-CMA | REGULATORS/ SUCTION |  | 419935 | VRA12700CF | 2006-06-12 | 2017-06-15 | 15010 | STERILE PROCESSING | 2006-06-12 | USD | 259 | Active | UNIVERSITY NEW MEXICO HOSPITAL
0000055316 | 1217757 | AMICO CORP | VR-CIUD-CMA | VR-CIUD-CMA | REGULATORS/ SUCTION |  | 419935 | VRA12701CF | 2006-06-12 | 2017-06-15 | 12220 | MED/SURG SUBACUTE (4-E) | 2006-06-12 | USD | 259 | Active | UNIVERSITY NEW MEXICO HOSPITAL
0000055315 | 1217756 | AMICO CORP | VR-CIUD-CMA | VR-CIUD-CMA | REGULATORS/ SUCTION |  | 419935 | VRA12705CF | 2006-06-12 | 2017-06-15 | 12230 | GEN MED/SAC (4-W) | 2006-06-12 | USD | 259 | Active | UNIVERSITY NEW MEXICO HOSPITAL
0000055298 | 1217745 | AMICO CORP | VR-CIUD-CMA | VR-CIUD-CMA | REGULATORS/ SUCTION |  | 419935 | VRA12726CF | 2006-06-12 | 2017-06-15 | 71030 | HEART STATION | 2006-06-12 | USD | 259 | Active | UNIVERSITY NEW MEXICO HOSPITAL
0000055297 | 1141274 | AMICO CORP | VR-CIUD-CMA | VR-CIUD-CMA | REGULATORS/ SUCTION |  | 419935 | VRA12723CF | 2006-06-12 | 2017-06-15 | 70020 | ENDOSCOPY CENTER | 2006-06-12 | USD | 259 | Active | UNIVERSITY NEW MEXICO HOSPITAL
0000055296 | 1217744 | AMICO CORP | VR-CIUD-CMA | VR-CIUD-CMA | REGULATORS/ SUCTION |  | 419935 | VRA12724CF | 2006-06-12 | 2017-06-15 | 75010 | RADIOLOGY - CT SCAN | 2006-06-12 | USD | 259 | Active | UNIVERSITY NEW MEXICO HOSPITAL
0000055295 | 1141277 | AMICO CORP | VR-CIUD-CMA | VR-CIUD-CMA | REGULATORS/ SUCTION |  | 419935 | VRA12730CF | 2006-06-12 | 2017-06-15 | 15010 | STERILE PROCESSING | 2006-06-12 | USD | 259 | Active | UNIVERSITY NEW MEXICO HOSPITAL
0000055294 | 1217743 | AMICO CORP | VR-CIUD-CMA | VR-CIUD-CMA | REGULATORS/ SUCTION |  | 419935 | VRA12727CF | 2006-06-12 | 2017-06-15 | 15010 | STERILE PROCESSING | 2006-06-12 | USD | 259 | Active | UNIVERSITY NEW MEXICO HOSPITAL
0000055293 | 1141262 | AMICO CORP | VR-CIUD-CMA | VR-CIUD-CMA | REGULATORS/ SUCTION |  | 419935 | VRA12722CF | 2006-06-12 | 2017-06-15 | 71030 | HEART STATION | 2006-06-12 | USD | 259 | Active | UNIVERSITY NEW MEXICO HOSPITAL
0000055292 | 1439852 | AMICO CORP | VR-CIUD-CMA | VR-CIUD-CMA | REGULATORS/ SUCTION |  | 419935 | VRA12862CF | 2006-06-12 | 2017-06-15 | 12460 | PEDIATRIC ICU | 2006-06-12 | USD | 259 | Active | UNIVERSITY NEW MEXICO HOSPITAL
0000055291 | 1439855 | AMICO CORP | VR-CIUD-CMA | VR-CIUD-CMA | REGULATORS/ SUCTION |  | 419935 | VRA12863CF | 2006-06-12 | 2017-06-15 | 12460 | PEDIATRIC ICU | 2006-06-12 | USD | 259 | Active | UNIVERSITY NEW MEXICO HOSPITAL
0000055290 | 1144980 | AMICO CORP | VR-CIUD-CMA | VR-CIUD-CMA | REGULATORS/ SUCTION |  | 419935 | VRA12861CF | 2006-06-12 | 2017-06-15 | 12410 | PEDIATRIC SPECIALTY CARE | 2006-06-12 | USD | 259 | Active | UNIVERSITY NEW MEXICO HOSPITAL
0000055289 | 1077359 | AMICO CORP | VR-CIUD-CMA | VR-CIUD-CMA | REGULATORS/ SUCTION |  | 419935 | VRA12867CF | 2006-06-12 | 2017-06-15 | 12460 | PEDIATRIC ICU | 2006-06-12 | USD | 259 | Active | UNIVERSITY NEW MEXICO HOSPITAL
0000055288 | 1439786 | AMICO CORP | VR-CIUD-CMA | VR-CIUD-CMA | REGULATORS/ SUCTION |  | 419935 | VRA12868CF | 2006-06-12 | 2017-06-15 | 12460 | PEDIATRIC ICU | 2006-06-12 | USD | 259 | Active | UNIVERSITY NEW MEXICO HOSPITAL
0000055287 | 1077028 | AMICO CORP | VR-CIUD-CMA | VR-CIUD-CMA | REGULATORS/ SUCTION |  | 419935 | VRA12866CF | 2006-06-12 | 2017-06-15 | 12460 | PEDIATRIC ICU | 2006-06-12 | USD | 259 | Active | UNIVERSITY NEW MEXICO HOSPITAL
0000055286 | 1439892 | AMICO CORP | VR-CIUD-CMA | VR-CIUD-CMA | REGULATORS/ SUCTION |  | 419935 | VRA12865CF | 2006-06-12 | 2017-06-15 | 12460 | PEDIATRIC ICU | 2006-06-12 | USD | 259 | Active | UNIVERSITY NEW MEXICO HOSPITAL
0000055285 | 1439853 | AMICO CORP | VR-CIUD-CMA | VR-CIUD-CMA | REGULATORS/ SUCTION |  | 419935 | VRA12864CF | 2006-06-12 | 2017-06-15 | 12460 | PEDIATRIC ICU | 2006-06-12 | USD | 259 | Active | UNIVERSITY NEW MEXICO HOSPITAL
0000055284 | 1217737 | AMICO CORP | VR-CIUD-CMA | VR-CIUD-CMA | REGULATORS/ SUCTION |  | 419935 | VRA12663CF | 2006-06-12 | 2017-06-15 | 15010 | STERILE PROCESSING | 2006-06-12 | USD | 259 | Active | UNIVERSITY NEW MEXICO HOSPITAL
0000055283 | 1217736 | AMICO CORP | VR-CIUD-CMA | VR-CIUD-CMA | REGULATORS/ SUCTION |  | 419935 | VRA12662CF | 2006-06-12 | 2017-06-15 | 15010 | STERILE PROCESSING | 2006-06-12 | USD | 259 | Active | UNIVERSITY NEW MEXICO HOSPITAL
0000055282 | 1141275 | AMICO CORP | VR-CIUD-CMA | VR-CIUD-CMA | REGULATORS/ SUCTION |  | 419935 | VRA12652CF | 2006-06-12 | 2017-06-15 | 12240 | GENERAL SURGERY (6-S) | 2006-06-12 | USD | 259 | Active | UNIVERSITY NEW MEXICO HOSPITAL
0000055281 | 1439809 | AMICO CORP | VR-CIUD-CMA | VR-CIUD-CMA | REGULATORS/ SUCTION |  | 419935 | VRA12656CF | 2006-06-12 | 2017-06-15 | 12480 | CTH REHAB-ORTHO UNIT | 2006-06-12 | USD | 259 | Active | UNIVERSITY NEW MEXICO HOSPITAL
0000055280 | 1217734 | AMICO CORP | VR-CIUD-CMA | VR-CIUD-CMA | REGULATORS/ SUCTION |  | 419935 | VRA12660CF | 2006-06-12 | 2017-06-15 | 34150 | PEDIATRICS CLINIC | 2006-06-12 | USD | 259 | Active | UNIVERSITY NEW MEXICO HOSPITAL
0000055279 | 1217733 | AMICO CORP | VR-CIUD-CMA | VR-CIUD-CMA | REGULATORS/ SUCTION |  | 419935 | VRA12654CF | 2006-06-12 | 2017-06-15 | 15010 | STERILE PROCESSING | 2006-06-12 | USD | 259 | Active | UNIVERSITY NEW MEXICO HOSPITAL
0000055278 | 1141280 | AMICO CORP | VR-CIUD-CMA | VR-CIUD-CMA | REGULATORS/ SUCTION |  | 419935 | VRA12661CF | 2006-06-12 | 2017-06-15 | 15010 | STERILE PROCESSING | 2006-06-12 | USD | 259 | Active | UNIVERSITY NEW MEXICO HOSPITAL
0000055277 | 1217732 | AMICO CORP | VR-CIUD-CMA | VR-CIUD-CMA | REGULATORS/ SUCTION |  | 419935 | VRA12666CF | 2006-06-12 | 2017-06-15 | 70020 | ENDOSCOPY CENTER | 2006-06-12 | USD | 259 | Active | UNIVERSITY NEW MEXICO HOSPITAL
0000055276 | 1141271 | AMICO CORP | VR-CIUD-CMA | VR-CIUD-CMA | REGULATORS/ SUCTION |  | 419935 | VRA12657CF | 2006-06-12 | 2017-06-15 | 15010 | STERILE PROCESSING | 2006-06-12 | USD | 259 | Active | UNIVERSITY NEW MEXICO HOSPITAL
0000055275 | 1141473 | AMICO CORP | VR-CIUD-CMA | VR-CIUD-CMA | REGULATORS/ SUCTION |  | 419935 | VRA12667CF | 2006-06-12 | 2017-06-15 | 15010 | STERILE PROCESSING | 2006-06-12 | USD | 259 | Active | UNIVERSITY NEW MEXICO HOSPITAL
0000055274 | 1217731 | AMICO CORP | VR-CIUD-CMA | VR-CIUD-CMA | REGULATORS/ SUCTION |  | 419935 | VRA12650CF | 2006-06-12 | 2017-06-15 | 15010 | STERILE PROCESSING | 2006-06-12 | USD | 259 | Active | UNIVERSITY NEW MEXICO HOSPITAL
0000055273 | 1217730 | AMICO CORP | VR-CIUD-CMA | VR-CIUD-CMA | REGULATORS/ SUCTION |  | 419935 | VRA12664CF | 2006-06-12 | 2017-06-15 | 12210 | CORONARY CARE SUBACUTE | 2006-06-12 | USD | 259 | Active | UNIVERSITY NEW MEXICO HOSPITAL
0000055272 | 1217729 | AMICO CORP | VR-CIUD-CMA | VR-CIUD-CMA | REGULATORS/ SUCTION |  | 419935 | VRA12665CF | 2006-06-12 | 2017-06-15 | 12210 | CORONARY CARE SUBACUTE | 2006-06-12 | USD | 259 | Active | UNIVERSITY NEW MEXICO HOSPITAL
0000055271 | 1217728 | AMICO CORP | VR-CIUD-CMA | VR-CIUD-CMA | REGULATORS/ SUCTION |  | 419935 | VRA12655CF | 2006-06-12 | 2017-06-15 | 12210 | CORONARY CARE SUBACUTE | 2006-06-12 | USD | 259 | Active | UNIVERSITY NEW MEXICO HOSPITAL
0000055270 | 1422242 | AMICO CORP | VR-CIUD-CMA | VR-CIUD-CMA | REGULATORS/ SUCTION |  | 419935 | VRA12794CF | 2006-06-12 | 2017-06-15 | 15010 | STERILE PROCESSING | 2006-06-12 | USD | 259 | Active | UNIVERSITY NEW MEXICO HOSPITAL
0000055269 | 1217726 | AMICO CORP | VR-CIUD-CMA | VR-CIUD-CMA | REGULATORS/ SUCTION |  | 419935 | VRA12800CF | 2006-06-12 | 2017-06-15 | 21015 | ED-NORTH | 2006-06-12 | USD | 259 | Active | UNIVERSITY NEW MEXICO HOSPITAL
0000055268 | 1421973 | AMICO CORP | VR-CIUD-CMA | VR-CIUD-CMA | REGULATORS/ SUCTION |  | 419935 | VRA12806CF | 2006-06-12 | 2017-06-15 | 15010 | STERILE PROCESSING | 2006-06-12 | USD | 259 | Active | UNIVERSITY NEW MEXICO HOSPITAL
0000055267 | 1421963 | AMICO CORP | VR-CIUD-CMA | VR-CIUD-CMA | REGULATORS/ SUCTION |  | 419935 | VRA12797CF | 2006-06-12 | 2017-06-15 | 15010 | STERILE PROCESSING | 2006-06-12 | USD | 259 | Active | UNIVERSITY NEW MEXICO HOSPITAL
0000055266 | 1422215 | AMICO CORP | VR-CIUD-CMA | VR-CIUD-CMA | REGULATORS/ SUCTION |  | 419935 | VRA12802CF | 2006-06-12 | 2017-06-15 | 15010 | STERILE PROCESSING | 2006-06-12 | USD | 259 | Active | UNIVERSITY NEW MEXICO HOSPITAL
0000055265 | 1421969 | AMICO CORP | VR-CIUD-CMA | VR-CIUD-CMA | REGULATORS/ SUCTION |  | 419935 | VRA12804CF | 2006-06-12 | 2017-06-15 | 15010 | STERILE PROCESSING | 2006-06-12 | USD | 259 | Active | UNIVERSITY NEW MEXICO HOSPITAL
0000055264 | 1421961 | AMICO CORP | VR-CIUD-CMA | VR-CIUD-CMA | REGULATORS/ SUCTION |  | 419935 | VRA12801CF | 2006-06-12 | 2017-06-15 | 15010 | STERILE PROCESSING | 2006-06-12 | USD | 259 | Active | UNIVERSITY NEW MEXICO HOSPITAL
0000055263 | 1422275 | AMICO CORP | VR-CIUD-CMA | VR-CIUD-CMA | REGULATORS/ SUCTION |  | 419935 | VRA12798CF | 2006-06-12 | 2017-06-15 | 15010 | STERILE PROCESSING | 2006-06-12 | USD | 259 | Active | UNIVERSITY NEW MEXICO HOSPITAL
0000055262 | 1142975 | AMICO CORP | VR-CIUD-CMA | VR-CIUD-CMA | REGULATORS/ SUCTION |  | 419935 | VRA12795CF | 2006-06-12 | 2017-06-15 | 15010 | STERILE PROCESSING | 2006-06-12 | USD | 259 | Active | UNIVERSITY NEW MEXICO HOSPITAL
0000055261 | 1217719 | AMICO CORP | VR-CIUD-CMA | VR-CIUD-CMA | REGULATORS/ SUCTION |  | 419935 | VRA12805CF | 2006-06-12 | 2017-06-15 | 21015 | ED-NORTH | 2006-06-12 | USD | 259 | Active | UNIVERSITY NEW MEXICO HOSPITAL
0000055236 | 1217698 | AMICO CORP | VR-CIUD-CMA | VR-CIUD-CMA | REGULATORS/ SUCTION |  | 419935 | VRA12692CF | 2006-06-12 | 2017-06-15 | 12360 | NEUROSCIENCE | 2006-06-12 | USD | 259 | Active | UNIVERSITY NEW MEXICO HOSPITAL
0000055235 | 1217697 | AMICO CORP | VR-CIUD-CMA | VR-CIUD-CMA | REGULATORS/ SUCTION |  | 419935 | VRA12694CF | 2006-06-12 | 2017-06-15 | 12360 | NEUROSCIENCE | 2006-06-12 | USD | 259 | Active | UNIVERSITY NEW MEXICO HOSPITAL
0000055234 | 1217696 | AMICO CORP | VR-CIUD-CMA | VR-CIUD-CMA | REGULATORS/ SUCTION |  | 419935 | VRA12682CF | 2006-06-12 | 2017-06-15 | 12360 | NEUROSCIENCE | 2006-06-12 | USD | 259 | Active | UNIVERSITY NEW MEXICO HOSPITAL
0000055423 | 1217834 | AMICO CORP | VR-CIUD-CMA | VR-CIUD-CMA | REGULATORS/ SUCTION |  | 419935 | VRA12839CF | 2006-06-12 | 2017-06-15 | 72040 | I/P HEMODIALYSIS | 2006-06-12 | USD | 259 | Active | UNIVERSITY NEW MEXICO HOSPITAL
0000055422 | 1217833 | AMICO CORP | VR-CIUD-CMA | VR-CIUD-CMA | REGULATORS/ SUCTION |  | 419935 | VRA12847CF | 2006-06-12 | 2017-06-15 | 12320 | GENERAL MEDICINE (5-W) | 2006-06-12 | USD | 259 | Active | UNIVERSITY NEW MEXICO HOSPITAL
0000055421 | 1217832 | AMICO CORP | VR-CIUD-CMA | VR-CIUD-CMA | REGULATORS/ SUCTION |  | 419935 | VRA12848CF | 2006-06-12 | 2017-06-15 | 12320 | GENERAL MEDICINE (5-W) | 2006-06-12 | USD | 259 | Active | UNIVERSITY NEW MEXICO HOSPITAL
0000055396 | 1217809 | AMICO CORP | VR-CIUD-CMA | VR-CIUD-CMA | REGULATORS/ SUCTION |  | 419935 | VRA12757CF | 2006-06-12 | 2017-06-15 | 12455 | NEWBORN ICU | 2006-06-12 | USD | 259 | Active | UNIVERSITY NEW MEXICO HOSPITAL
0000055395 | 1217808 | AMICO CORP | VR-CIUD-CMA | VR-CIUD-CMA | REGULATORS/ SUCTION |  | 419935 | VRA12764CF | 2006-06-12 | 2017-06-15 | 21015 | ED-NORTH | 2006-06-12 | USD | 259 | Active | UNIVERSITY NEW MEXICO HOSPITAL
0000055394 | 1003945 | AMICO CORP | VR-CIUD-CMA | VR-CIUD-CMA | REGULATORS/ SUCTION |  | 419935 | VRA12777CF |  | 2017-06-15 | 15040 | PACU (RECOVERY ROOM 1) | 2006-06-12 | USD | 259 | Active | UNIVERSITY NEW MEXICO HOSPITAL
0000055369 | 1217784 | AMICO CORP | VR-CIUD-CMA | VR-CIUD-CMA | REGULATORS/ SUCTION |  | 419935 | VRA12829CF | 2006-06-12 | 2017-06-15 | 12240 | GENERAL SURGERY (6-S) | 2006-06-12 | USD | 259 | Active | UNIVERSITY NEW MEXICO HOSPITAL
0000055368 | 1217783 | AMICO CORP | VR-CIUD-CMA | VR-CIUD-CMA | REGULATORS/ SUCTION |  | 419935 | VRA12815CF | 2006-06-12 | 2017-06-15 | 12240 | GENERAL SURGERY (6-S) | 2006-06-12 | USD | 259 | Active | UNIVERSITY NEW MEXICO HOSPITAL
0000055367 | 1217782 | AMICO CORP | VR-CIUD-CMA | VR-CIUD-CMA | REGULATORS/ SUCTION |  | 419935 | VRA12818CF | 2006-06-12 | 2017-06-15 | 12240 | GENERAL SURGERY (6-S) | 2006-06-12 | USD | 259 | Active | UNIVERSITY NEW MEXICO HOSPITAL
0000055447 | 1003951 | AMICO CORP | VR-CIUD-CMA | VR-CIUD-CMA | REGULATORS/ SUCTION |  | 419935 | VRA12784CF |  | 2017-06-15 | 15040 | PACU (RECOVERY ROOM 1) | 2006-06-12 | USD | 259 | Active | UNIVERSITY NEW MEXICO HOSPITAL
0000055446 | 1003947 | AMICO CORP | VR-CIUD-CMA | VR-CIUD-CMA | REGULATORS/ SUCTION |  | 419935 | VRA12782CF |  | 2017-06-15 | 15040 | PACU (RECOVERY ROOM 1) | 2006-06-12 | USD | 259 | Active | UNIVERSITY NEW MEXICO HOSPITAL
0000055445 | 1003943 | AMICO CORP | VR-CIUD-CMA | VR-CIUD-CMA | REGULATORS/ SUCTION |  | 419935 | VRA12789CF |  | 2017-06-15 | 15040 | PACU (RECOVERY ROOM 1) | 2006-06-12 | USD | 259 | Active | UNIVERSITY NEW MEXICO HOSPITAL
0000055420 | 1217831 | AMICO CORP | VR-CIUD-CMA | VR-CIUD-CMA | REGULATORS/ SUCTION |  | 419935 | VRA12849CF | 2006-06-12 | 2017-06-15 | 12320 | GENERAL MEDICINE (5-W) | 2006-06-12 | USD | 259 | Active | UNIVERSITY NEW MEXICO HOSPITAL
0000055419 | 1217830 | AMICO CORP | VR-CIUD-CMA | VR-CIUD-CMA | REGULATORS/ SUCTION |  | 419935 | VRA12708CF | 2006-06-12 | 2017-06-15 | 12520 | MOTHER & BABY UNIT (3-E) BBRP | 2006-06-12 | USD | 259 | Active | UNIVERSITY NEW MEXICO HOSPITAL
0000055418 | 1217829 | AMICO CORP | VR-CIUD-CMA | VR-CIUD-CMA | REGULATORS/ SUCTION |  | 419935 | VRA12707CF | 2006-06-12 | 2017-06-15 | 12520 | MOTHER & BABY UNIT (3-E) BBRP | 2006-06-12 | USD | 259 | Active | UNIVERSITY NEW MEXICO HOSPITAL
0000055393 | 1422298 | AMICO CORP | VR-CIUD-CMA | VR-CIUD-CMA | REGULATORS/ SUCTION |  | 419935 | VRA12758CF | 2006-06-12 | 2017-06-15 | 12455 | NEWBORN ICU | 2006-06-12 | USD | 259 | Active | UNIVERSITY NEW MEXICO HOSPITAL
0000055392 | 1217806 | AMICO CORP | VR-CIUD-CMA | VR-CIUD-CMA | REGULATORS/ SUCTION |  | 419935 | VRA12756CF | 2006-06-12 | 2017-06-15 | 12350 | CRC/CTC (5-E) | 2006-06-12 | USD | 259 | Active | UNIVERSITY NEW MEXICO HOSPITAL
0000055391 | 1217805 | AMICO CORP | VR-CIUD-CMA | VR-CIUD-CMA | REGULATORS/ SUCTION |  | 419935 | VRA12776CF | 2006-06-12 | 2017-06-15 | 12455 | NEWBORN ICU | 2006-06-12 | USD | 259 | Active | UNIVERSITY NEW MEXICO HOSPITAL
0000055366 | 1217781 | AMICO CORP | VR-CIUD-CMA | VR-CIUD-CMA | REGULATORS/ SUCTION |  | 419935 | VRA12826CF | 2006-06-12 | 2017-06-15 | 95700 | CLINICAL ENGINEERING | 2006-06-12 | USD | 259 | Active | UNIVERSITY NEW MEXICO HOSPITAL
0000055365 | 1217780 | AMICO CORP | VR-CIUD-CMA | VR-CIUD-CMA | REGULATORS/ SUCTION |  | 419935 | VRA12827CF | 2006-06-12 | 2017-06-15 | 12240 | GENERAL SURGERY (6-S) | 2006-06-12 | USD | 259 | Active | UNIVERSITY NEW MEXICO HOSPITAL
0000055364 | 1217779 | AMICO CORP | VR-CIUD-CMA | VR-CIUD-CMA | REGULATORS/ SUCTION |  | 419935 | VRA12833CF | 2006-06-12 | 2017-06-15 | 12240 | GENERAL SURGERY (6-S) | 2006-06-12 | USD | 259 | Active | UNIVERSITY NEW MEXICO HOSPITAL
0000055444 | 1439552 | AMICO CORP | VR-CIUD-CMA | VR-CIUD-CMA | REGULATORS/ SUCTION |  | 419935 | VRA12791CF | 2006-06-12 | 2017-06-15 | 12430 | GENERAL PEDIATRICS UNIT | 2006-06-12 | USD | 259 | Active | UNIVERSITY NEW MEXICO HOSPITAL
0000055443 | 1142959 | AMICO CORP | VR-CIUD-CMA | VR-CIUD-CMA | REGULATORS/ SUCTION |  | 419935 | VRA12779CF | 2006-06-12 | 2017-06-15 | 12220 | MED/SURG SUBACUTE (4-E) | 2006-06-12 | USD | 259 | Active | UNIVERSITY NEW MEXICO HOSPITAL
0000055442 | 1217853 | AMICO CORP | VR-CIUD-CMA | VR-CIUD-CMA | REGULATORS/ SUCTION |  | 419935 | VRA12793CF | 2006-06-12 | 2017-06-15 | 12220 | MED/SURG SUBACUTE (4-E) | 2006-06-12 | USD | 259 | Active | UNIVERSITY NEW MEXICO HOSPITAL
0000055417 | 1217828 | AMICO CORP | VR-CIUD-CMA | VR-CIUD-CMA | REGULATORS/ SUCTION |  | 419935 | VRA12676CF | 2006-06-12 | 2017-06-15 | 12350 | CRC/CTC (5-E) | 2006-06-12 | USD | 259 | Active | UNIVERSITY NEW MEXICO HOSPITAL
0000055416 | 1217827 | AMICO CORP | VR-CIUD-CMA | VR-CIUD-CMA | REGULATORS/ SUCTION |  | 419935 | VRA12679CF | 2006-06-12 | 2017-06-15 | 12350 | CRC/CTC (5-E) | 2006-06-12 | USD | 259 | Active | UNIVERSITY NEW MEXICO HOSPITAL
0000055415 | 1217826 | AMICO CORP | VR-CIUD-CMA | VR-CIUD-CMA | REGULATORS/ SUCTION |  | 419935 | VRA12685CF | 2006-06-12 | 2017-06-15 | 12310 | ADULT ONCOLOGY MED/SURG | 2006-06-12 | USD | 259 | Active | UNIVERSITY NEW MEXICO HOSPITAL
0000055390 | 1141001 | AMICO CORP | VR-CIUD-CMA | VR-CIUD-CMA | REGULATORS/ SUCTION |  | 419935 | VRA12768CF | 2006-06-12 | 2017-06-15 | 12360 | NEUROSCIENCE | 2006-06-12 | USD | 259 | Active | UNIVERSITY NEW MEXICO HOSPITAL
0000055389 | 1422247 | AMICO CORP | VR-CIUD-CMA | VR-CIUD-CMA | REGULATORS/ SUCTION |  | 419935 | VRA12799CF | 2006-06-12 | 2017-06-15 | 15010 | STERILE PROCESSING | 2006-06-12 | USD | 259 | Active | UNIVERSITY NEW MEXICO HOSPITAL
0000055388 | 1217803 | AMICO CORP | VR-CIUD-CMA | VR-CIUD-CMA | REGULATORS/ SUCTION |  | 419935 | VRA12659CF | 2006-06-12 | 2017-06-15 | 12210 | CORONARY CARE SUBACUTE | 2006-06-12 | USD | 259 | Active | UNIVERSITY NEW MEXICO HOSPITAL
0000055363 | 1217778 | AMICO CORP | VR-CIUD-CMA | VR-CIUD-CMA | REGULATORS/ SUCTION |  | 419935 | VRA12819CF | 2006-06-12 | 2017-06-15 | 12240 | GENERAL SURGERY (6-S) | 2006-06-12 | USD | 259 | Active | UNIVERSITY NEW MEXICO HOSPITAL
0000055362 | 1217777 | AMICO CORP | VR-CIUD-CMA | VR-CIUD-CMA | REGULATORS/ SUCTION |  | 419935 | VRA12835CF | 2006-06-12 | 2017-06-15 | 12240 | GENERAL SURGERY (6-S) | 2006-06-12 | USD | 259 | Active | UNIVERSITY NEW MEXICO HOSPITAL
0000055361 | 1003871 | AMICO CORP | VR-CIUD-CMA | VR-CIUD-CMA | REGULATORS/ SUCTION |  | 419935 | VRA12752CF |  | 2017-06-15 | 15040 | PACU (RECOVERY ROOM 1) | 2006-06-12 | USD | 259 | Active | UNIVERSITY NEW MEXICO HOSPITAL
0000055441 | 1439607 | AMICO CORP | VR-CIUD-CMA | VR-CIUD-CMA | REGULATORS/ SUCTION |  | 419935 | VRA12787CF | 2006-06-12 | 2017-06-15 | 12430 | GENERAL PEDIATRICS UNIT | 2006-06-12 | USD | 259 | Active | UNIVERSITY NEW MEXICO HOSPITAL
0000055440 | 1439602 | AMICO CORP | VR-CIUD-CMA | VR-CIUD-CMA | REGULATORS/ SUCTION |  | 419935 | VRA12785CF | 2006-06-12 | 2017-06-15 | 12430 | GENERAL PEDIATRICS UNIT | 2006-06-12 | USD | 259 | Active | UNIVERSITY NEW MEXICO HOSPITAL
0000055414 | 1217825 | AMICO CORP | VR-CIUD-CMA | VR-CIUD-CMA | REGULATORS/ SUCTION |  | 419935 | VRA12775CF | 2006-06-12 | 2017-06-15 | 12350 | CRC/CTC (5-E) | 2006-06-12 | USD | 259 | Active | UNIVERSITY NEW MEXICO HOSPITAL
0000055413 | 1142686 | AMICO CORP | VR-CIUD-CMA | VR-CIUD-CMA | REGULATORS/ SUCTION |  | 419935 | VRA12771CF | 2006-06-12 | 2017-06-15 | 12455 | NEWBORN ICU | 2006-06-12 | USD | 259 | Active | UNIVERSITY NEW MEXICO HOSPITAL
0000055412 | 1217824 | AMICO CORP | VR-CIUD-CMA | VR-CIUD-CMA | REGULATORS/ SUCTION |  | 419935 | VRA12763CF | 2006-06-12 | 2017-06-15 | 12350 | CRC/CTC (5-E) | 2006-06-12 | USD | 259 | Active | UNIVERSITY NEW MEXICO HOSPITAL
0000055387 | 1439729 | AMICO CORP | VR-CIUD-CMA | VR-CIUD-CMA | REGULATORS/ SUCTION |  | 419935 | VRA12653CF | 2006-06-12 | 2017-06-15 | 12210 | CORONARY CARE SUBACUTE | 2006-06-12 | USD | 259 | Active | UNIVERSITY NEW MEXICO HOSPITAL
0000055386 | 1217801 | AMICO CORP | VR-CIUD-CMA | VR-CIUD-CMA | REGULATORS/ SUCTION |  | 419935 | VRA12651CF | 2006-06-12 | 2017-06-15 | 12210 | CORONARY CARE SUBACUTE | 2006-06-12 | USD | 259 | Active | UNIVERSITY NEW MEXICO HOSPITAL
0000055385 | 1217800 | AMICO CORP | VR-CIUD-CMA | VR-CIUD-CMA | REGULATORS/ SUCTION |  | 419935 | VRA12658CF | 2006-06-12 | 2017-06-15 | 12210 | CORONARY CARE SUBACUTE | 2006-06-12 | USD | 259 | Active | UNIVERSITY NEW MEXICO HOSPITAL
0000055360 | 1003953 | AMICO CORP | VR-CIUD-CMA | VR-CIUD-CMA | REGULATORS/ SUCTION |  | 419935 | VRA12744CF |  | 2017-06-15 | 15010 | STERILE PROCESSING | 2006-06-12 | USD | 259 | Active | UNIVERSITY NEW MEXICO HOSPITAL
0000055359 | 1003897 | AMICO CORP | VR-CIUD-CMA | VR-CIUD-CMA | REGULATORS/ SUCTION |  | 419935 | VRA12750CF |  | 2017-06-15 | 12220 | MED/SURG SUBACUTE (4-E) | 2006-06-12 | USD | 259 | Active | UNIVERSITY NEW MEXICO HOSPITAL
0000055358 | 1003877 | AMICO CORP | VR-CIUD-CMA | VR-CIUD-CMA | REGULATORS/ SUCTION |  | 419935 | VRA12751CF |  | 2017-06-15 | 15040 | PACU (RECOVERY ROOM 1) | 2006-06-12 | USD | 259 | Active | UNIVERSITY NEW MEXICO HOSPITAL
0000055438 | 1217849 | AMICO CORP | VR-CIUD-CMA | VR-CIUD-CMA | REGULATORS/ SUCTION |  | 419935 | VRA12792CF | 2006-06-12 | 2017-06-15 | 12430 | GENERAL PEDIATRICS UNIT | 2006-06-12 | USD | 259 | Active | UNIVERSITY NEW MEXICO HOSPITAL
0000055437 | 1439718 | AMICO CORP | VR-CIUD-CMA | VR-CIUD-CMA | REGULATORS/ SUCTION |  | 419935 | VRA12788CF | 2006-06-12 | 2017-06-15 | 12220 | MED/SURG SUBACUTE (4-E) | 2006-06-12 | USD | 259 | Active | UNIVERSITY NEW MEXICO HOSPITAL
0000055436 | 1439610 | AMICO CORP | VR-CIUD-CMA | VR-CIUD-CMA | REGULATORS/ SUCTION |  | 419935 | VRA12781CF | 2006-06-12 | 2017-06-15 | 12430 | GENERAL PEDIATRICS UNIT | 2006-06-12 | USD | 259 | Active | UNIVERSITY NEW MEXICO HOSPITAL
0000055411 | 1217823 | AMICO CORP | VR-CIUD-CMA | VR-CIUD-CMA | REGULATORS/ SUCTION |  | 419935 | VRA12774CF | 2006-06-12 | 2017-06-15 | 12455 | NEWBORN ICU | 2006-06-12 | USD | 259 | Active | UNIVERSITY NEW MEXICO HOSPITAL
0000055410 | 1217822 | AMICO CORP | VR-CIUD-CMA | VR-CIUD-CMA | REGULATORS/ SUCTION |  | 419935 | VRA12761CF | 2006-06-12 | 2017-06-15 | 12350 | CRC/CTC (5-E) | 2006-06-12 | USD | 259 | Active | UNIVERSITY NEW MEXICO HOSPITAL
0000055409 | 1217821 | AMICO CORP | VR-CIUD-CMA | VR-CIUD-CMA | REGULATORS/ SUCTION |  | 419935 | VRA12772CF | 2006-06-12 | 2017-06-15 | 12350 | CRC/CTC (5-E) | 2006-06-12 | USD | 259 | Active | UNIVERSITY NEW MEXICO HOSPITAL
0000055384 | 1217799 | AMICO CORP | VR-CIUD-CMA | VR-CIUD-CMA | REGULATORS/ SUCTION |  | 419935 | VRA12814CF | 2006-06-12 | 2017-06-15 | 12240 | GENERAL SURGERY (6-S) | 2006-06-12 | USD | 259 | Active | UNIVERSITY NEW MEXICO HOSPITAL
0000055383 | 1217798 | AMICO CORP | VR-CIUD-CMA | VR-CIUD-CMA | REGULATORS/ SUCTION |  | 419935 | VRA12825CF | 2006-06-12 | 2017-06-15 | 12240 | GENERAL SURGERY (6-S) | 2006-06-12 | USD | 259 | Active | UNIVERSITY NEW MEXICO HOSPITAL
0000055382 | 1217797 | AMICO CORP | VR-CIUD-CMA | VR-CIUD-CMA | REGULATORS/ SUCTION |  | 419935 | VRA12816CF | 2006-06-12 | 2017-06-15 | 12240 | GENERAL SURGERY (6-S) | 2006-06-12 | USD | 259 | Active | UNIVERSITY NEW MEXICO HOSPITAL
0000055357 | 1003928 | AMICO CORP | VR-CIUD-CMA | VR-CIUD-CMA | REGULATORS/ SUCTION |  | 419935 | VRA12753CF |  | 2017-06-15 | 15010 | STERILE PROCESSING | 2006-06-12 | USD | 259 | Active | UNIVERSITY NEW MEXICO HOSPITAL
0000055356 | 1003933 | AMICO CORP | VR-CIUD-CMA | VR-CIUD-CMA | REGULATORS/ SUCTION |  | 419935 | VRA12741CF |  | 2017-06-15 | 15040 | PACU (RECOVERY ROOM 1) | 2006-06-12 | USD | 259 | Active | UNIVERSITY NEW MEXICO HOSPITAL
0000055355 | 1003958 | AMICO CORP | VR-CIUD-CMA | VR-CIUD-CMA | REGULATORS/ SUCTION |  | 419935 | VRA12725CF |  | 2017-06-15 | 15040 | PACU (RECOVERY ROOM 1) | 2006-06-12 | USD | 259 | Active | UNIVERSITY NEW MEXICO HOSPITAL
0000055435 | 1217846 | AMICO CORP | VR-CIUD-CMA | VR-CIUD-CMA | REGULATORS/ SUCTION |  | 419935 | VRA12783CF | 2006-06-12 | 2017-06-15 | 12220 | MED/SURG SUBACUTE (4-E) | 2006-06-12 | USD | 259 | Active | UNIVERSITY NEW MEXICO HOSPITAL
0000055434 | 1217845 | AMICO CORP | VR-CIUD-CMA | VR-CIUD-CMA | REGULATORS/ SUCTION |  | 419935 | VRA12837CF | 2006-06-12 | 2017-06-15 | 12320 | GENERAL MEDICINE (5-W) | 2006-06-12 | USD | 259 | Active | UNIVERSITY NEW MEXICO HOSPITAL
0000055433 | 1217844 | AMICO CORP | VR-CIUD-CMA | VR-CIUD-CMA | REGULATORS/ SUCTION |  | 419935 | VRA12843CF | 2006-06-12 | 2017-06-15 | 12320 | GENERAL MEDICINE (5-W) | 2006-06-12 | USD | 259 | Active | UNIVERSITY NEW MEXICO HOSPITAL
0000055408 | 1217820 | AMICO CORP | VR-CIUD-CMA | VR-CIUD-CMA | REGULATORS/ SUCTION |  | 419935 | VRA12754CF | 2006-06-12 | 2017-06-15 | 12455 | NEWBORN ICU | 2006-06-12 | USD | 259 | Active | UNIVERSITY NEW MEXICO HOSPITAL
0000055407 | 1217819 | AMICO CORP | VR-CIUD-CMA | VR-CIUD-CMA | REGULATORS/ SUCTION |  | 419935 | VRA12770CF | 2006-06-12 | 2017-06-15 | 12310 | ADULT ONCOLOGY MED/SURG | 2006-06-12 | USD | 259 | Active | UNIVERSITY NEW MEXICO HOSPITAL
0000055406 | 1217818 | AMICO CORP | VR-CIUD-CMA | VR-CIUD-CMA | REGULATORS/ SUCTION |  | 419935 | VRA12778CF | 2006-06-12 | 2017-06-15 | 12455 | NEWBORN ICU | 2006-06-12 | USD | 259 | Active | UNIVERSITY NEW MEXICO HOSPITAL
0000055381 | 1439725 | AMICO CORP | VR-CIUD-CMA | VR-CIUD-CMA | REGULATORS/ SUCTION |  | 419935 | VRA12824CF | 2006-06-12 | 2017-06-15 | 12240 | GENERAL SURGERY (6-S) | 2006-06-12 | USD | 259 | Active | UNIVERSITY NEW MEXICO HOSPITAL
0000055380 | 1217795 | AMICO CORP | VR-CIUD-CMA | VR-CIUD-CMA | REGULATORS/ SUCTION |  | 419935 | VRA12820CF | 2006-06-12 | 2017-06-15 | 12240 | GENERAL SURGERY (6-S) | 2006-06-12 | USD | 259 | Active | UNIVERSITY NEW MEXICO HOSPITAL
0000055379 | 1217794 | AMICO CORP | VR-CIUD-CMA | VR-CIUD-CMA | REGULATORS/ SUCTION |  | 419935 | VRA12822CF | 2006-06-12 | 2017-06-15 | 12240 | GENERAL SURGERY (6-S) | 2006-06-12 | USD | 259 | Active | UNIVERSITY NEW MEXICO HOSPITAL
0000055354 | 1003872 | AMICO CORP | VR-CIUD-CMA | VR-CIUD-CMA | REGULATORS/ SUCTION |  | 419935 | VRA12743CF |  | 2017-06-15 | 15040 | PACU (RECOVERY ROOM 1) | 2006-06-12 | USD | 259 | Active | UNIVERSITY NEW MEXICO HOSPITAL
0000055353 | 1003875 | AMICO CORP | VR-CIUD-CMA | VR-CIUD-CMA | REGULATORS/ SUCTION |  | 419935 | VRA12731CF |  | 2017-06-15 | 15040 | PACU (RECOVERY ROOM 1) | 2006-06-12 | USD | 259 | Active | UNIVERSITY NEW MEXICO HOSPITAL
0000055352 | 1003964 | AMICO CORP | VR-CIUD-CMA | VR-CIUD-CMA | REGULATORS/ SUCTION |  | 419935 | VRA12742CF |  | 2017-06-15 | 15010 | STERILE PROCESSING | 2006-06-12 | USD | 259 | Active | UNIVERSITY NEW MEXICO HOSPITAL
0000055432 | 1217843 | AMICO CORP | VR-CIUD-CMA | VR-CIUD-CMA | REGULATORS/ SUCTION |  | 419935 | VRA12850CF | 2006-06-12 | 2017-06-15 | 12320 | GENERAL MEDICINE (5-W) | 2006-06-12 | USD | 259 | Active | UNIVERSITY NEW MEXICO HOSPITAL
0000055431 | 1217842 | AMICO CORP | VR-CIUD-CMA | VR-CIUD-CMA | REGULATORS/ SUCTION |  | 419935 | VRA12846CF | 2006-06-12 | 2017-06-15 | 12220 | MED/SURG SUBACUTE (4-E) | 2006-06-12 | USD | 259 | Active | UNIVERSITY NEW MEXICO HOSPITAL
0000055430 | 1217841 | AMICO CORP | VR-CIUD-CMA | VR-CIUD-CMA | REGULATORS/ SUCTION |  | 419935 | VRA12844CF | 2006-06-12 | 2017-06-15 | 12320 | GENERAL MEDICINE (5-W) | 2006-06-12 | USD | 259 | Active | UNIVERSITY NEW MEXICO HOSPITAL
0000055405 | 1217817 | AMICO CORP | VR-CIUD-CMA | VR-CIUD-CMA | REGULATORS/ SUCTION |  | 419935 | VRA12773CF | 2006-06-12 | 2017-06-15 | 12455 | NEWBORN ICU | 2006-06-12 | USD | 259 | Active | UNIVERSITY NEW MEXICO HOSPITAL
0000055404 | 1217816 | AMICO CORP | VR-CIUD-CMA | VR-CIUD-CMA | REGULATORS/ SUCTION |  | 419935 | VRA12767CF | 2006-06-12 | 2017-06-15 | 12455 | NEWBORN ICU | 2006-06-12 | USD | 259 | Active | UNIVERSITY NEW MEXICO HOSPITAL
0000055403 | 1217815 | AMICO CORP | VR-CIUD-CMA | VR-CIUD-CMA | REGULATORS/ SUCTION |  | 419935 | VRA12766CF | 2006-06-12 | 2017-06-15 | 12455 | NEWBORN ICU | 2006-06-12 | USD | 259 | Active | UNIVERSITY NEW MEXICO HOSPITAL
0000055378 | 1217793 | AMICO CORP | VR-CIUD-CMA | VR-CIUD-CMA | REGULATORS/ SUCTION |  | 419935 | VRA12828CF | 2006-06-12 | 2017-06-15 | 12240 | GENERAL SURGERY (6-S) | 2006-06-12 | USD | 259 | Active | UNIVERSITY NEW MEXICO HOSPITAL
0000055377 | 1217792 | AMICO CORP | VR-CIUD-CMA | VR-CIUD-CMA | REGULATORS/ SUCTION |  | 419935 | VRA12823CF | 2006-06-12 | 2017-06-15 | 12240 | GENERAL SURGERY (6-S) | 2006-06-12 | USD | 259 | Active | UNIVERSITY NEW MEXICO HOSPITAL
0000055376 | 1217791 | AMICO CORP | VR-CIUD-CMA | VR-CIUD-CMA | REGULATORS/ SUCTION |  | 419935 | VRA12830CF | 2006-06-12 | 2017-06-15 | 12240 | GENERAL SURGERY (6-S) | 2006-06-12 | USD | 259 | Active | UNIVERSITY NEW MEXICO HOSPITAL
0000055350 | 1003918 | AMICO CORP | VR-CIUD-CMA | VR-CIUD-CMA | REGULATORS/ SUCTION |  | 419935 | VRA12728CF |  | 2017-06-15 | 15010 | STERILE PROCESSING | 2006-06-12 | USD | 259 | Active | UNIVERSITY NEW MEXICO HOSPITAL
0000055349 | 1003908 | AMICO CORP | VR-CIUD-CMA | VR-CIUD-CMA | REGULATORS/ SUCTION |  | 419935 | VRA12748CF |  | 2017-06-15 | 15040 | PACU (RECOVERY ROOM 1) | 2006-06-12 | USD | 259 | Active | UNIVERSITY NEW MEXICO HOSPITAL
0000055429 | 1217840 | AMICO CORP | VR-CIUD-CMA | VR-CIUD-CMA | REGULATORS/ SUCTION |  | 419935 | VRA12845CF | 2006-06-12 | 2017-06-15 | 12320 | GENERAL MEDICINE (5-W) | 2006-06-12 | USD | 259 | Active | UNIVERSITY NEW MEXICO HOSPITAL
0000055428 | 1217839 | AMICO CORP | VR-CIUD-CMA | VR-CIUD-CMA | REGULATORS/ SUCTION |  | 419935 | VRA12842CF | 2006-06-12 | 2017-06-15 | 12320 | GENERAL MEDICINE (5-W) | 2006-06-12 | USD | 259 | Active | UNIVERSITY NEW MEXICO HOSPITAL
0000055427 | 1217838 | AMICO CORP | VR-CIUD-CMA | VR-CIUD-CMA | REGULATORS/ SUCTION |  | 419935 | VRA12851CF | 2006-06-12 | 2017-06-15 | 12320 | GENERAL MEDICINE (5-W) | 2006-06-12 | USD | 259 | Active | UNIVERSITY NEW MEXICO HOSPITAL
0000055402 | 1142684 | AMICO CORP | VR-CIUD-CMA | VR-CIUD-CMA | REGULATORS/ SUCTION |  | 419935 | VRA12760CF | 2006-06-12 | 2017-06-15 | 12455 | NEWBORN ICU | 2006-06-12 | USD | 259 | Active | UNIVERSITY NEW MEXICO HOSPITAL
0000055401 | 1217814 | AMICO CORP | VR-CIUD-CMA | VR-CIUD-CMA | REGULATORS/ SUCTION |  | 419935 | VRA12765CF | 2006-06-12 | 2017-06-15 | 15010 | STERILE PROCESSING | 2006-06-12 | USD | 259 | Active | UNIVERSITY NEW MEXICO HOSPITAL
0000055400 | 1439714 | AMICO CORP | VR-CIUD-CMA | VR-CIUD-CMA | REGULATORS/ SUCTION |  | 419935 | VRA12769CF | 2006-06-12 | 2017-06-15 | 12455 | NEWBORN ICU | 2006-06-12 | USD | 259 | Active | UNIVERSITY NEW MEXICO HOSPITAL
0000055375 | 1217790 | AMICO CORP | VR-CIUD-CMA | VR-CIUD-CMA | REGULATORS/ SUCTION |  | 419935 | VRA12817CF | 2006-06-12 | 2017-06-15 | 12240 | GENERAL SURGERY (6-S) | 2006-06-12 | USD | 259 | Active | UNIVERSITY NEW MEXICO HOSPITAL
0000055374 | 1217789 | AMICO CORP | VR-CIUD-CMA | VR-CIUD-CMA | REGULATORS/ SUCTION |  | 419935 | VRA12831CF | 2006-06-12 | 2017-06-15 | 12240 | GENERAL SURGERY (6-S) | 2006-06-12 | USD | 259 | Active | UNIVERSITY NEW MEXICO HOSPITAL
0000055373 | 1217788 | AMICO CORP | VR-CIUD-CMA | VR-CIUD-CMA | REGULATORS/ SUCTION |  | 419935 | VRA12836CF | 2006-06-12 | 2017-06-15 | 12240 | GENERAL SURGERY (6-S) | 2006-06-12 | USD | 259 | Active | UNIVERSITY NEW MEXICO HOSPITAL
0000055348 | 1439557 | AMICO CORP | VR-CIUD-CMA | VR-CIUD-CMA | REGULATORS/ SUCTION |  | 419935 | VRA12736CF |  | 2017-06-15 | 15040 | PACU (RECOVERY ROOM 1) | 2006-06-12 | USD | 259 | Active | UNIVERSITY NEW MEXICO HOSPITAL
0000055347 | 1217776 | AMICO CORP | VR-CIUD-CMA | VR-CIUD-CMA | REGULATORS/ SUCTION |  | 419935 | VRA12713CF | 2006-06-12 | 2017-06-15 | 12210 | CORONARY CARE SUBACUTE | 2006-06-12 | USD | 259 | Active | UNIVERSITY NEW MEXICO HOSPITAL
0000055346 | 1439779 | AMICO CORP | VR-CIUD-CMA | VR-CIUD-CMA | REGULATORS/ SUCTION |  | 419935 | VRA12717CF | 2006-06-12 | 2017-06-15 | 70050 | ECMO | 2006-06-12 | USD | 259 | Active | UNIVERSITY NEW MEXICO HOSPITAL
0000055458 | 1422412 | AMICO CORP | VR-CIUD-CMA | VR-CIUD-CMA | REGULATORS/ SUCTION |  | 419935 | VRA12981CF | 2006-06-12 | 2017-06-15 | 15010 | STERILE PROCESSING | 2006-06-12 | USD | 259 | Active | UNIVERSITY NEW MEXICO HOSPITAL
0000055457 | 1141295 | AMICO CORP | VR-CIUD-CMA | VR-CIUD-CMA | REGULATORS/ SUCTION |  | 419935 | VRA12988CF | 2006-06-12 | 2017-06-15 | 70020 | ENDOSCOPY CENTER | 2006-06-12 | USD | 259 | Active | UNIVERSITY NEW MEXICO HOSPITAL
0000055456 | 1217860 | AMICO CORP | VR-CIUD-CMA | VR-CIUD-CMA | REGULATORS/ SUCTION |  | 419935 | VRA12982CF | 2006-06-12 | 2017-06-15 | 15010 | STERILE PROCESSING | 2006-06-12 | USD | 259 | Active | UNIVERSITY NEW MEXICO HOSPITAL
0000055455 | 1422191 | AMICO CORP | VR-CIUD-CMA | VR-CIUD-CMA | REGULATORS/ SUCTION |  | 419935 | VRA12973CF | 2006-06-12 | 2017-06-15 | 15010 | STERILE PROCESSING | 2006-06-12 | USD | 259 | Active | UNIVERSITY NEW MEXICO HOSPITAL
0000055454 | 1422303 | AMICO CORP | VR-CIUD-CMA | VR-CIUD-CMA | REGULATORS/ SUCTION |  | 419935 | VRA12985CF | 2006-06-12 | 2017-06-15 | 15010 | STERILE PROCESSING | 2006-06-12 | USD | 259 | Active | UNIVERSITY NEW MEXICO HOSPITAL
0000055453 | 1003919 | AMICO CORP | VR-CIUD-CMA | VR-CIUD-CMA | REGULATORS/ SUCTION |  | 419935 | VRA12989CF |  | 2017-06-15 | 15010 | STERILE PROCESSING | 2006-06-12 | USD | 259 | Active | UNIVERSITY NEW MEXICO HOSPITAL
0000055452 | 1004944 | AMICO CORP | VR-CIUD-CMA | VR-CIUD-CMA | REGULATORS/ SUCTION |  | 419935 | VRA12983CF |  | 2017-06-15 | 15010 | STERILE PROCESSING | 2006-06-12 | USD | 259 | Active | UNIVERSITY NEW MEXICO HOSPITAL
0000055451 | 1217857 | AMICO CORP | VR-CIUD-CMA | VR-CIUD-CMA | REGULATORS/ SUCTION |  | 419935 | VRA12980CF | 2006-06-12 | 2017-06-15 | 15010 | STERILE PROCESSING | 2006-06-12 | USD | 259 | Active | UNIVERSITY NEW MEXICO HOSPITAL
0000055450 | 1217856 | AMICO CORP | VR-CIUD-CMA | VR-CIUD-CMA | REGULATORS/ SUCTION |  | 419935 | VRA12999CF | 2006-06-12 | 2017-06-15 | 15010 | STERILE PROCESSING | 2006-06-12 | USD | 259 | Active | UNIVERSITY NEW MEXICO HOSPITAL
0000055449 | 1217855 | AMICO CORP | VR-CIUD-CMA | VR-CIUD-CMA | REGULATORS/ SUCTION |  | 419935 | VRA10425CF | 2006-06-12 | 2017-06-15 | 12350 | CRC/CTC (5-E) | 2006-06-12 | USD | 259 | Active | UNIVERSITY NEW MEXICO HOSPITAL
0000055448 | 1004926 | AMICO CORP | VR-CIUD-CMA | VR-CIUD-CMA | REGULATORS/ SUCTION |  | 419935 | VRA12780CF |  | 2017-06-15 | 75025 | RADIOLOGY - INTERVENTIONAL RAD | 2006-06-12 | USD | 259 | Active | UNIVERSITY NEW MEXICO HOSPITAL
0000055426 | 1217837 | AMICO CORP | VR-CIUD-CMA | VR-CIUD-CMA | REGULATORS/ SUCTION |  | 419935 | VRA12838CF | 2006-06-12 | 2017-06-15 | 12320 | GENERAL MEDICINE (5-W) | 2006-06-12 | USD | 259 | Active | UNIVERSITY NEW MEXICO HOSPITAL
0000055425 | 1217836 | AMICO CORP | VR-CIUD-CMA | VR-CIUD-CMA | REGULATORS/ SUCTION |  | 419935 | VRA12840CF | 2006-06-12 | 2017-06-15 | 12320 | GENERAL MEDICINE (5-W) | 2006-06-12 | USD | 259 | Active | UNIVERSITY NEW MEXICO HOSPITAL
0000055424 | 1217835 | AMICO CORP | VR-CIUD-CMA | VR-CIUD-CMA | REGULATORS/ SUCTION |  | 419935 | VRA12841CF | 2006-06-12 | 2017-06-15 | 12320 | GENERAL MEDICINE (5-W) | 2006-06-12 | USD | 259 | Active | UNIVERSITY NEW MEXICO HOSPITAL
0000055398 | 1422040 | AMICO CORP | VR-CIUD-CMA | VR-CIUD-CMA | REGULATORS/ SUCTION |  | 419935 | VRA12759CF | 2006-06-12 | 2017-06-15 | 12455 | NEWBORN ICU | 2006-06-12 | USD | 259 | Active | UNIVERSITY NEW MEXICO HOSPITAL
0000055397 | 1217810 | AMICO CORP | VR-CIUD-CMA | VR-CIUD-CMA | REGULATORS/ SUCTION |  | 419935 | VRA12755CF | 2006-06-12 | 2017-06-15 | 12360 | NEUROSCIENCE | 2006-06-12 | USD | 259 | Active | UNIVERSITY NEW MEXICO HOSPITAL
0000055372 | 1439717 | AMICO CORP | VR-CIUD-CMA | VR-CIUD-CMA | REGULATORS/ SUCTION |  | 419935 | VRA12821CF | 2006-06-12 | 2017-06-15 | 12240 | GENERAL SURGERY (6-S) | 2006-06-12 | USD | 259 | Active | UNIVERSITY NEW MEXICO HOSPITAL
0000055371 | 1217786 | AMICO CORP | VR-CIUD-CMA | VR-CIUD-CMA | REGULATORS/ SUCTION |  | 419935 | VRA12832CF | 2006-06-12 | 2017-06-15 | 12240 | GENERAL SURGERY (6-S) | 2006-06-12 | USD | 259 | Active | UNIVERSITY NEW MEXICO HOSPITAL
0000055370 | 1217785 | AMICO CORP | VR-CIUD-CMA | VR-CIUD-CMA | REGULATORS/ SUCTION |  | 419935 | VRA12834CF | 2006-06-12 | 2017-06-15 | 12240 | GENERAL SURGERY (6-S) | 2006-06-12 | USD | 259 | Active | UNIVERSITY NEW MEXICO HOSPITAL
0000055228 | 1004810 | EXERGEN CORP | TAT-5000 | TAT-5000 | THERMOMETERS/ ELECTRONIC/ INFRARED |  | 421181 | A45189 |  | 2017-06-15 | 12000 | LABOR AND DELIVERY | 2006-06-12 | USD | 316 | Active | UNIVERSITY NEW MEXICO HOSPITAL
0000055227 | 1004622 | EXERGEN CORP | TAT-5000 | TAT-5000 | THERMOMETERS/ ELECTRONIC/ INFRARED |  | 421181 | A46173 |  | 2017-06-15 | 12000 | LABOR AND DELIVERY | 2006-06-12 | USD | 316 | Active | UNIVERSITY NEW MEXICO HOSPITAL
0000055226 | 1217691 | EXERGEN CORP | TAT-5000 | TAT-5000 | THERMOMETERS/ ELECTRONIC/ INFRARED |  | 421181 | A46193 | 2006-06-14 | 2017-06-15 | 12000 | LABOR AND DELIVERY | 2006-06-12 | USD | 3.16 | Active | UNIVERSITY NEW MEXICO HOSPITAL
0000055229 | 1217692 | SHERWOOD MEDICAL | FIRSTTEMP GENIUS | 3000A | THERMOMETERS/ ELECTRONIC/ INFRARED/ EAR |  | REPLACEMENT | J0624395 |  | 2017-06-15 | 21015 | ED-NORTH | 2006-06-09 | USD | 75 | Active | UNIVERSITY NEW MEXICO HOSPITAL
0000022991 | 1141867 | GE HEALTHCARE | TRAM 250A | TRAM 250A | MODULES/ MULTIPARAMETERS |  | FOUND | F4S01009G | 2006-06-08 | 2017-06-15 | 71030 | HEART STATION | 2006-06-08 | USD | 0.01 | Active | UNIVERSITY NEW MEXICO HOSPITAL
0000055182 | 1003621 | GE HEALTHCARE | SOLAR 8000M | SOLAR 8000M | MONITORING SYSTEMS/ PHYSIOLOGIC |  | FOUND | R3S05240492GA | 2017-06-30 | 2018-06-15 | 15055 | ANESTHESIA | 2006-06-08 | USD | 0.01 | Active | UNIVERSITY NEW MEXICO HOSPITAL
0000055217 | 1144321 | MIDMARK CORP | 222-002 |  | TABLES/ EXAMINATION/TREATMENT |  | 420291 | Y269843 | 2009-12-07 | 2017-06-15 | 34520 | ORTHOPEDICS CLINIC | 2006-06-06 | USD | 2966.36 | Active | UNIVERSITY NEW MEXICO HOSPITAL
0000055218 | 1144322 | MIDMARK CORP | NO MODEL NAME |  | TABLES/ EXAMINATION/TREATMENT |  | 420291 | V269842 | 2009-12-07 | 2017-06-15 | 34520 | ORTHOPEDICS CLINIC | 2006-06-06 | USD | 2966.36 | Active | UNIVERSITY NEW MEXICO HOSPITAL
0000055216 | 1217688 | MIDMARK CORP | RITTER 222 | 222-016 | TABLES/ EXAMINATION/TREATMENT |  | 420291 | Y269039 | 2009-12-07 | 2017-06-15 | 34520 | ORTHOPEDICS CLINIC | 2006-06-06 | USD | 2966.36 | Active | UNIVERSITY NEW MEXICO HOSPITAL
0000064251 | 1219645 | SCALE-TRONIX INC | 4802 | 4802 | SCALES/ INFANT |  | BBRP | 4802-15875 | 2016-10-01 | 2017-10-15 | 12520 | MOTHER & BABY UNIT (3-E) BBRP | 2006-06-01 | USD | 1 | Active | UNIVERSITY NEW MEXICO HOSPITAL
0000064269 | 1440373 | SCALE-TRONIX INC | 5122 | 5122 | SCALES/ PATIENT/ PLATFORM/ ELECTRONIC |  | found | 5122-678 | 2016-10-05 | 2017-10-15 | 12520 | MOTHER & BABY UNIT (3-E) BBRP | 2006-06-01 | USD | 1 | Active | UNIVERSITY NEW MEXICO HOSPITAL
0000064248 | 1162022 | SCALE-TRONIX INC | 4802 | 4802 | SCALES/ INFANT |  | BBRP | 4802-15870 | 2016-10-07 | 2017-10-15 | 12520 | MOTHER & BABY UNIT (3-E) BBRP | 2006-06-01 | USD | 1 | Active | UNIVERSITY NEW MEXICO HOSPITAL
0000062759 | 1440433 | GETINGE USA INC | WMX-2180-D | WMX-2180-D | WARMING UNITS/ BLANKET |  | FOUND | 439916-000 | 2017-02-01 | 2018-02-15 | 12455 | NEWBORN ICU | 2006-06-01 | USD | 1 | Active | UNIVERSITY NEW MEXICO HOSPITAL
0000064297 | 1219657 | SIEMENS HEALTHCARE | 7734713 | SOMATOM EMOTION 16 | SCANNING SYSTEMS/ COMPUTED TOMOGRAPHY |  | ADDED | 39209 | 2017-04-28 | 2017-10-15 | 75090 | OSIS CT SCAN | 2006-06-01 | USD | 0.01 | Active | UNIVERSITY NEW MEXICO HOSPITAL
0000055158 | 1217669 | PARKER LABORATORIES INC | 8204 | 8204 | WARMING UNITS/ GEL |  | FOUND | 02594 | 2006-07-06 | 2017-06-15 | 32055 | 1209 CLINIC | 2006-06-01 | USD | 0.01 | Active | UNIVERSITY NEW MEXICO HOSPITAL
0000055208 | 1421615 | MEDELA INC | SYMPHONY | SYMPHONY | PUMPS/ BREAST |  | 420799 | 1131429 | 2017-02-16 | 2018-02-15 | 12455 | NEWBORN ICU | 2006-05-31 | USD | 999.98 | Active | UNIVERSITY NEW MEXICO HOSPITAL
0000055207 | 1440259 | MEDELA INC | SYMPHONY | SYMPHONY | PUMPS/ BREAST |  | 420799 | 1131410 | 2017-02-07 | 2018-02-15 | 12455 | NEWBORN ICU | 2006-05-31 | USD | 999.98 | Active | UNIVERSITY NEW MEXICO HOSPITAL
0000055181 | 1439847 | MEDELA INC | SYMPHONY | SYMPHONY | PUMPS/ BREAST |  | 420799 | 1131419 | 2017-02-13 | 2018-02-15 | 12455 | NEWBORN ICU | 2006-05-31 | USD | 999.98 | Active | UNIVERSITY NEW MEXICO HOSPITAL
0000055180 | 1085656 | MEDELA INC | SYMPHONY | SYMPHONY | PUMPS/ BREAST |  | 420799 | 1131413 | 2017-02-15 | 2018-02-15 | 12455 | NEWBORN ICU | 2006-05-31 | USD | 999.98 | Active | UNIVERSITY NEW MEXICO HOSPITAL
0000055178 | 1144157 | MEDELA INC | SYMPHONY | SYMPHONY | PUMPS/ BREAST |  | 420799 | 1131414 | 2017-02-02 | 2018-02-15 | 12455 | NEWBORN ICU | 2006-05-31 | USD | 999.98 | Active | UNIVERSITY NEW MEXICO HOSPITAL
0000055177 | 1421612 | MEDELA INC | SYMPHONY | SYMPHONY | PUMPS/ BREAST |  | 420799 | 1131411 | 2017-02-16 | 2018-02-15 | 12455 | NEWBORN ICU | 2006-05-31 | USD | 999.98 | Active | UNIVERSITY NEW MEXICO HOSPITAL
0000055176 | 1440210 | MEDELA INC | SYMPHONY | SYMPHONY | PUMPS/ BREAST |  | 420799 | 1131400 | 2017-02-08 | 2018-02-15 | 12455 | NEWBORN ICU | 2006-05-31 | USD | 999.98 | Active | UNIVERSITY NEW MEXICO HOSPITAL
0000055175 | 1144156 | MEDELA INC | SYMPHONY | SYMPHONY | PUMPS/ BREAST |  | 420799 | 1131415 | 2017-01-25 | 2018-02-15 | 12455 | NEWBORN ICU | 2006-05-31 | USD | 999.98 | Active | UNIVERSITY NEW MEXICO HOSPITAL
0000055174 | 1144178 | MEDELA INC | SYMPHONY | SYMPHONY | PUMPS/ BREAST |  | 420799 | 1131421 | 2017-02-13 | 2018-02-15 | 12415 | INTERMEDIATE CARE NURSERY | 2006-05-31 | USD | 999.98 | Active | UNIVERSITY NEW MEXICO HOSPITAL
0000055173 | 1440048 | MEDELA INC | SYMPHONY | SYMPHONY | PUMPS/ BREAST |  | 420799 | 1131407 | 2017-02-15 | 2018-02-15 | 12455 | NEWBORN ICU | 2006-05-31 | USD | 999.98 | Active | UNIVERSITY NEW MEXICO HOSPITAL
0000055171 | 1144914 | MEDELA INC | SYMPHONY | SYMPHONY | PUMPS/ BREAST |  | 420799 | 1131404 | 2017-02-09 | 2018-02-15 | 12455 | NEWBORN ICU | 2006-05-31 | USD | 999.98 | Active | UNIVERSITY NEW MEXICO HOSPITAL
0000055215 | 1144150 | MEDELA INC | SYMPHONY | SYMPHONY | PUMPS/ BREAST |  | 420799 | 1131418 | 2017-02-28 | 2018-02-15 | 12455 | NEWBORN ICU | 2006-05-31 | USD | 999.98 | Active | UNIVERSITY NEW MEXICO HOSPITAL
0000055214 | 1140879 | MEDELA INC | SYMPHONY | SYMPHONY | PUMPS/ BREAST |  | 420799 | 1131403 | 2016-10-17 | 2017-10-15 | 12510 | WOMEN'S SPECIAL CARE | 2006-05-31 | USD | 999.98 | Active | UNIVERSITY NEW MEXICO HOSPITAL
0000055213 | 1144802 | MEDELA INC | SYMPHONY | SYMPHONY | PUMPS/ BREAST |  | 420799 | 1131417 | 2017-02-27 | 2018-02-15 | 12415 | INTERMEDIATE CARE NURSERY | 2006-05-31 | USD | 999.98 | Active | UNIVERSITY NEW MEXICO HOSPITAL
98909 | 1421772 | MEDELA INC | SYMPHONY | SYMPHONY | PUMPS/ BREAST |  | 420799 | 1131408 | 2017-02-01 | 2018-02-15 | 12455 | NEWBORN ICU | 2006-05-31 | USD | 999.98 | Active | UNIVERSITY NEW MEXICO HOSPITAL
0000055211 | 1144834 | MEDELA INC | SYMPHONY | SYMPHONY | PUMPS/ BREAST |  | 420799 | 1131409 | 2017-02-16 | 2018-02-15 | 12455 | NEWBORN ICU | 2006-05-31 | USD | 999.98 | Active | UNIVERSITY NEW MEXICO HOSPITAL
0000055210 | 1421611 | MEDELA INC | SYMPHONY | SYMPHONY | PUMPS/ BREAST |  | 420799 | 1131422 | 2017-02-15 | 2018-02-15 | 12455 | NEWBORN ICU | 2006-05-31 | USD | 999.98 | Active | UNIVERSITY NEW MEXICO HOSPITAL
0000055209 | 1440081 | MEDELA INC | SYMPHONY | SYMPHONY | PUMPS/ BREAST |  | 420799 | 1131433 | 2017-01-25 | 2018-02-15 | 12510 | WOMEN'S SPECIAL CARE | 2006-05-31 | USD | 999.98 | Active | UNIVERSITY NEW MEXICO HOSPITAL
0000055203 | 1140282 | NATUS MEDICAL INC | Neoblue Mini | Neoblue Mini | PHOTOTHERAPY UNIT/VISIBLE LIGHT/HYPERBILIRUBINEMIA |  | 420260 | 61123 | 2017-02-08 | 2017-08-15 | 12455 | NEWBORN ICU | 2006-05-31 | USD | 1850 | Active | UNIVERSITY NEW MEXICO HOSPITAL
0000055189 | 1140089 | NATUS MEDICAL INC | Neoblue Mini | Neoblue Mini | PHOTOTHERAPY UNIT/VISIBLE LIGHT/HYPERBILIRUBINEMIA |  | 420260 | 61117 | 2017-02-08 | 2017-08-15 | 12455 | NEWBORN ICU | 2006-05-31 | USD | 1850 | Active | UNIVERSITY NEW MEXICO HOSPITAL
0000055187 | 1140087 | NATUS MEDICAL INC | Neoblue Mini | Neoblue Mini | PHOTOTHERAPY UNIT/VISIBLE LIGHT/HYPERBILIRUBINEMIA |  | 420260 | 61121 | 2017-05-25 | 2017-08-15 | 12455 | NEWBORN ICU | 2006-05-31 | USD | 1850 | Active | UNIVERSITY NEW MEXICO HOSPITAL
0000055201 | 1140672 | NATUS MEDICAL INC | Neoblue Mini | Neoblue Mini | PHOTOTHERAPY UNIT/VISIBLE LIGHT/HYPERBILIRUBINEMIA |  | 420260 | 61118 | 2017-02-01 | 2017-08-15 | 12455 | NEWBORN ICU | 2006-05-31 | USD | 1850 | Active | UNIVERSITY NEW MEXICO HOSPITAL
0000055199 | 1140878 | NATUS MEDICAL INC | Neoblue Mini | Neoblue Mini | PHOTOTHERAPY UNIT/VISIBLE LIGHT/HYPERBILIRUBINEMIA |  | 420260 | 61114 | 2017-02-08 | 2017-08-15 | 12455 | NEWBORN ICU | 2006-05-31 | USD | 1850 | Active | UNIVERSITY NEW MEXICO HOSPITAL
0000055197 | 1140369 | NATUS MEDICAL INC | Neoblue Mini | Neoblue Mini | PHOTOTHERAPY UNIT/VISIBLE LIGHT/HYPERBILIRUBINEMIA |  | 420260 | 61116 | 2017-02-08 | 2017-08-15 | 12455 | NEWBORN ICU | 2006-05-31 | USD | 1850 | Active | UNIVERSITY NEW MEXICO HOSPITAL
0000055195 | 1140290 | NATUS MEDICAL INC | Neoblue Mini | Neoblue Mini | PHOTOTHERAPY UNIT/VISIBLE LIGHT/HYPERBILIRUBINEMIA |  | 420260 | 61122 | 2017-02-01 | 2017-08-15 | 12455 | NEWBORN ICU | 2006-05-31 | USD | 1850 | Active | UNIVERSITY NEW MEXICO HOSPITAL
0000055193 | 1140088 | NATUS MEDICAL INC | Neoblue Mini | Neoblue Mini | PHOTOTHERAPY UNIT/VISIBLE LIGHT/HYPERBILIRUBINEMIA |  | 420260 | 61115 | 2017-02-08 | 2017-08-15 | 12455 | NEWBORN ICU | 2006-05-31 | USD | 1850 | Active | UNIVERSITY NEW MEXICO HOSPITAL
0000055191 | 1140352 | NATUS MEDICAL INC | Neoblue Mini | Neoblue Mini | PHOTOTHERAPY UNIT/VISIBLE LIGHT/HYPERBILIRUBINEMIA |  | 420260 | 61119 | 2017-02-08 | 2017-08-15 | 12455 | NEWBORN ICU | 2006-05-31 | USD | 1850 | Active | UNIVERSITY NEW MEXICO HOSPITAL
0000055206 | 1140280 | NATUS MEDICAL INC | Neoblue Mini | Neoblue Mini | PHOTOTHERAPY UNIT/VISIBLE LIGHT/HYPERBILIRUBINEMIA |  | 420260 | 61124 | 2017-02-08 | 2017-08-15 | 12455 | NEWBORN ICU | 2006-05-31 | USD | 1850 | Active | UNIVERSITY NEW MEXICO HOSPITAL
0000055205 | 1140442 | NATUS MEDICAL INC | Neoblue Mini | Neoblue Mini | PHOTOTHERAPY UNIT/VISIBLE LIGHT/HYPERBILIRUBINEMIA |  | 420260 | 61120 | 2017-02-01 | 2017-08-15 | 12455 | NEWBORN ICU | 2006-05-31 | USD | 1850 | Reactivated | UNIVERSITY NEW MEXICO HOSPITAL
0000055198 | 1140303 | NATUS MEDICAL INC | NEOBLUE | NEOBLUE | PHOTOTHERAPY UNITS/ VISIBLE LIGHT/ HYPERBILIRUBINE |  | 420260 | 14179 | 2017-02-02 | 2017-08-15 | 12455 | NEWBORN ICU | 2006-05-31 | USD | 3790 | Active | UNIVERSITY NEW MEXICO HOSPITAL
0000055196 | 1140293 | NATUS MEDICAL INC | NEOBLUE | NEOBLUE | PHOTOTHERAPY UNITS/ VISIBLE LIGHT/ HYPERBILIRUBINE |  | 420260 | 14216 | 2017-02-02 | 2017-08-15 | 12455 | NEWBORN ICU | 2006-05-31 | USD | 3790 | Active | UNIVERSITY NEW MEXICO HOSPITAL
0000055194 | 1140092 | NATUS MEDICAL INC | NEOBLUE | NEOBLUE | PHOTOTHERAPY UNITS/ VISIBLE LIGHT/ HYPERBILIRUBINE |  | 420260 | 14177 | 2017-02-02 | 2017-08-15 | 12455 | NEWBORN ICU | 2006-05-31 | USD | 3790 | Active | UNIVERSITY NEW MEXICO HOSPITAL
0000055192 | 1140070 | NATUS MEDICAL INC | NEOBLUE | NEOBLUE | PHOTOTHERAPY UNITS/ VISIBLE LIGHT/ HYPERBILIRUBINE |  | 420260 | 14180 | 2017-02-08 | 2017-08-15 | 12455 | NEWBORN ICU | 2006-05-31 | USD | 3790 | Active | UNIVERSITY NEW MEXICO HOSPITAL
0000027637 | 1004415 | GE HEALTHCARE | 450SL | 450SL | MODULES/ MULTIPARAMETERS |  | FOUND | A7HB2579GR |  | 2017-06-15 | 71030 | HEART STATION | 2006-05-30 | USD | 1 | Active | UNIVERSITY NEW MEXICO HOSPITAL
0000020580 | 4 | GE HEALTHCARE | TRAM-RAC 4A | TRAM-RAC 4A | RACKS/ MODULE |  |  | B4ST1168G | 2004-05-01 | 2017-06-15 | 12130 | TRAUMA/SURGICAL ICU | 2006-05-30 | USD | 0 | Active | UNIVERSITY NEW MEXICO HOSPITAL
0000016848 | 1096556 | WELCH ALLYN INC | 71610 | 71610 | OPHTHALMOSCOPE/OTOSCOPES |  | found | 71610 |  | 2017-06-15 | 9025 | CLINICAL AND TRANSLATIONAL SCIENCE CENTER (07) | 2006-05-26 | USD | 0.01 | Active | UNIVERSITY NEW MEXICO HOSPITAL
0000055143 | 1217661 | THE KENDALL CO | FIRSTEMP GENIUS 3000A | FIRSTEMP GENIUS 3000A | THERMOMETERS/ ELECTRONIC/ INFRARED/ EAR |  | 420589 | J0620952 |  | 2017-06-15 | 34520 | ORTHOPEDICS CLINIC | 2006-05-25 | USD | 301.5 | Active | UNIVERSITY NEW MEXICO HOSPITAL
0000055157 | 1217668 | SHERWOOD MEDICAL | FIRSTTEMP GENIUS | 3000A | THERMOMETERS/ ELECTRONIC/ INFRARED/ EAR |  | 420076 | J0621386 | 2006-07-06 | 2017-06-15 | 12480 | CTH REHAB-ORTHO UNIT | 2006-05-25 | USD | 348.81 | Active | UNIVERSITY NEW MEXICO HOSPITAL
0000055156 | 1217667 | SHERWOOD MEDICAL | FIRSTTEMP GENIUS | 3000A | THERMOMETERS/ ELECTRONIC/ INFRARED/ EAR |  | 420076 | J0621376 | 2006-07-06 | 2017-06-15 | 12480 | CTH REHAB-ORTHO UNIT | 2006-05-25 | USD | 348.81 | Active | UNIVERSITY NEW MEXICO HOSPITAL
0000055154 | 1142797 | SHERWOOD MEDICAL | FIRSTTEMP GENIUS | 3000A | THERMOMETERS/ ELECTRONIC/ INFRARED/ EAR |  | 420590 | J0617034 |  | 2017-06-15 | 34230 | SURGICAL SPECIALTIES | 2006-05-25 | USD | 301.5 | Active | UNIVERSITY NEW MEXICO HOSPITAL
0000055153 | 1217665 | SHERWOOD MEDICAL | FIRSTTEMP GENIUS | 3000A | THERMOMETERS/ ELECTRONIC/ INFRARED/ EAR |  | 420588 | J0620959 |  | 2017-06-15 | 34230 | SURGICAL SPECIALTIES | 2006-05-25 | USD | 301.5 | Active | UNIVERSITY NEW MEXICO HOSPITAL
0000055149 | 1143199 | GE HEALTHCARE | PRO 300 V2 | PRO 300 V2 | MONITORING SYSTEMS/ PHYSIOLOGIC |  | 420172 | AAX06200096SA | 2017-01-23 | 2018-01-15 | 34150 | PEDIATRICS CLINIC | 2006-05-25 | USD | 3894 | Active | UNIVERSITY NEW MEXICO HOSPITAL
0000055152 | 1143043 | GE HEALTHCARE | PRO 300 V2 | PRO 300 V2 | MONITORING SYSTEMS/ PHYSIOLOGIC |  | 420172 | AAX06200038SA | 2016-07-01 | 2018-04-15 | 12430 | GENERAL PEDIATRICS UNIT | 2006-05-25 | USD | 3894 | Reactivated | UNIVERSITY NEW MEXICO HOSPITAL
0000055151 | 1143200 | GE HEALTHCARE | PRO 300 V2 | PRO 300 V2 | MONITORING SYSTEMS/ PHYSIOLOGIC |  | 420172 | AAX06200107SA | 2017-01-24 | 2018-01-15 | 34150 | PEDIATRICS CLINIC | 2006-05-25 | USD | 3894 | Active | UNIVERSITY NEW MEXICO HOSPITAL
0000055150 | 1143069 | GE HEALTHCARE | PRO 300 V2 | PRO 300 V2 | MONITORING SYSTEMS/ PHYSIOLOGIC |  | 420172 | AAX06200044SA | 2017-04-18 | 2018-04-15 | 12430 | GENERAL PEDIATRICS UNIT | 2006-05-25 | USD | 3894 | Active | UNIVERSITY NEW MEXICO HOSPITAL
0000055145 | 1004360 | GE HEALTHCARE | TRAM-RAC 4A | TRAM-RAC 4A | RACKS/ MODULE |  | REPL 23072 | J6ST6902G |  | 2017-06-15 | 15000 | OPERATING ROOM | 2006-05-23 | USD | 450 | Active | UNIVERSITY NEW MEXICO HOSPITAL
0000055144 | 1217662 | GE HEALTHCARE | TRAM-RAC 4A | TRAM-RAC 4A | RACKS/ MODULE |  | REPL 21814 | H6ST6811G | 2006-05-23 | 2017-06-15 | 15000 | OPERATING ROOM | 2006-05-23 | USD | 450 | Active | UNIVERSITY NEW MEXICO HOSPITAL
0000027632 | 1214689 | DEPUY HANCOCK & ASSOCIATES | 4400-00 | 4400-00 | CAST CUTTERS/ ELECTRIC |  | FOUND | 3680 |  | 2017-06-15 | 34520 | ORTHOPEDICS CLINIC | 2006-05-19 | USD | 0.01 | Active | UNIVERSITY NEW MEXICO HOSPITAL
0000055140 | 1217660 | ARIZANT HEALTHCARE INC | 750* | BAIR HUGGER 750 | WARMING UNITS/ PATIENT/ FORCED-AIR (BAIR HUGGER) |  | 417853 | 14887 | 2017-01-31 | 2018-01-15 | 75025 | RADIOLOGY - INTERVENTIONAL RAD | 2006-05-19 | USD | 1550 | Active | UNIVERSITY NEW MEXICO HOSPITAL
0000055139 | 1004084 | ARIZANT HEALTHCARE INC | 750* | BAIR HUGGER 750 | WARMING UNITS/ PATIENT/ FORCED-AIR (BAIR HUGGER) |  | 417853 | 14886 | 2017-01-04 | 2018-01-15 | 75025 | RADIOLOGY - INTERVENTIONAL RAD | 2006-05-19 | USD | 1550 | Active | UNIVERSITY NEW MEXICO HOSPITAL
0000024614 | 1140473 | GE / MARQUETTE ELECTRONICS INC | 4560SL | 4560SL | MODULES/ MULTIPARAMETERS |  | FOUND | F6HB1664G |  | 2017-06-15 | 71030 | HEART STATION | 2006-05-15 | USD | 0.01 | Active | UNIVERSITY NEW MEXICO HOSPITAL
0000020991 | 1214155 | GE / MARQUETTE ELECTRONICS INC | 4560SL | 4560SL | MODULES/ MULTIPARAMETERS |  | FOUND | F6HB1682G |  | 2017-06-15 | 71030 | HEART STATION | 2006-05-15 | USD | 0.01 | Active | UNIVERSITY NEW MEXICO HOSPITAL
0000055135 | 1077982 | SMITH & NEPHEW INC | VULCAN | VULCAN | ELECTROSURGICAL UNITS |  | CONSIGNMENT | VG0864 | 2017-05-01 | 2018-05-15 | 15500 | OSIS OPERATING ROOM | 2006-05-12 | USD | 0.01 | Active | UNIVERSITY NEW MEXICO HOSPITAL
0000055134 | 1217658 | SMITH & NEPHEW ENDOSCOPY DYONICS DIV SMITH & NEPHEW PLC | VULCAN | 7209673 | ELECTROSURGICAL UNITS |  | CONSIGNMENT | ZL0799 | 2016-05-17 | 2016-11-15 | 15500 | OSIS OPERATING ROOM | 2006-05-12 | USD | 0.01 | Active | UNIVERSITY NEW MEXICO HOSPITAL
0000055121 | 1004404 | GE HEALTHCARE | TRAM-RAC 4A | TRAM-RAC 4A | RACKS/ MODULE |  | REPLACN18018 | NONE |  | 2017-06-15 | 12460 | PEDIATRIC ICU | 2006-05-10 | USD | 0.01 | Active | UNIVERSITY NEW MEXICO HOSPITAL
0000055127 | 1003931 | EXERGEN CORP | TAT-5000 | TAT-5000 | THERMOMETERS/ ELECTRONIC/ INFRARED |  | 416022 | A39918 |  | 2017-06-15 | 15040 | PACU (RECOVERY ROOM 1) | 2006-05-10 | USD | 316 | Active | UNIVERSITY NEW MEXICO HOSPITAL
0000055122 | 1003911 | EXERGEN CORP | TAT-5000 | TAT-5000 | THERMOMETERS/ ELECTRONIC/ INFRARED |  | 416022 | A40147 |  | 2017-06-15 | 15040 | PACU (RECOVERY ROOM 1) | 2006-05-10 | USD | 316 | Active | UNIVERSITY NEW MEXICO HOSPITAL
0000055131 | 1217657 | EXERGEN CORP | TAT-5000 | TAT-5000 | THERMOMETERS/ ELECTRONIC/ INFRARED |  | 416022 | A41468 | 2006-05-25 | 2017-06-15 | 15040 | PACU (RECOVERY ROOM 1) | 2006-05-10 | USD | 316 | Active | UNIVERSITY NEW MEXICO HOSPITAL
0000055130 | 1163313 | EXERGEN CORP | TAT-5000 | TAT-5000 | THERMOMETERS/ ELECTRONIC/ INFRARED |  | 416022 | A41470 | 2006-05-25 | 2017-06-15 | 15040 | PACU (RECOVERY ROOM 1) | 2006-05-10 | USD | 316 | Active | UNIVERSITY NEW MEXICO HOSPITAL
0000055129 | 1003922 | EXERGEN CORP | TAT-5000 | TAT-5000 | THERMOMETERS/ ELECTRONIC/ INFRARED |  | 416022 | A41467 |  | 2017-06-15 | 15040 | PACU (RECOVERY ROOM 1) | 2006-05-10 | USD | 316 | Active | UNIVERSITY NEW MEXICO HOSPITAL
0000055128 | 1003921 | EXERGEN CORP | TAT-5000 | TAT-5000 | THERMOMETERS/ ELECTRONIC/ INFRARED |  | 416022 | A41495 |  | 2017-06-15 | 15040 | PACU (RECOVERY ROOM 1) | 2006-05-10 | USD | 316 | Active | UNIVERSITY NEW MEXICO HOSPITAL
0000055119 | 1217655 | EXERGEN CORP | TAT-5000 | TAT-5000 | THERMOMETERS/ ELECTRONIC/ INFRARED |  | 418902 | A45455 |  | 2017-06-15 | 15510 | OSIS PACU | 2006-05-08 | USD | 299 | Active | UNIVERSITY NEW MEXICO HOSPITAL
0000055118 | 1077950 | EXERGEN CORP | TAT-5000 | TAT-5000 | THERMOMETERS/ ELECTRONIC/ INFRARED |  | 418902 | A45514 |  | 2017-06-15 | 15510 | OSIS PACU | 2006-05-08 | USD | 299 | Active | UNIVERSITY NEW MEXICO HOSPITAL
0000055117 | 1077955 | EXERGEN CORP | TAT-5000 | TAT-5000 | THERMOMETERS/ ELECTRONIC/ INFRARED |  | 418902 | A44918 | 2006-05-26 | 2017-06-15 | 15510 | OSIS PACU | 2006-05-08 | USD | 299 | Active | UNIVERSITY NEW MEXICO HOSPITAL
0000055116 | 1217654 | EXERGEN CORP | TAT-5000 | TAT-5000 | THERMOMETERS/ ELECTRONIC/ INFRARED |  | 418902 | A47994 |  | 2017-06-15 | 15510 | OSIS PACU | 2006-05-08 | USD | 299 | Active | UNIVERSITY NEW MEXICO HOSPITAL
0000055115 | 1217653 | EXERGEN CORP | TAT-5000 | TAT-5000 | THERMOMETERS/ ELECTRONIC/ INFRARED |  | 418902 | A47995 |  | 2017-06-15 | 15510 | OSIS PACU | 2006-05-08 | USD | 299 | Active | UNIVERSITY NEW MEXICO HOSPITAL
0000055112 | 1217652 | EXERGEN CORP | TAT-5000 | TAT-5000 | THERMOMETERS/ ELECTRONIC/ INFRARED |  | 418903 | A45889 |  | 2017-06-15 | 15510 | OSIS PACU | 2006-05-08 | USD | 299 | Active | UNIVERSITY NEW MEXICO HOSPITAL
0000055111 | 1217651 | EXERGEN CORP | TAT-5000 | TAT-5000 | THERMOMETERS/ ELECTRONIC/ INFRARED |  | 418903 | A45089 |  | 2017-06-15 | 15510 | OSIS PACU | 2006-05-08 | USD | 299 | Active | UNIVERSITY NEW MEXICO HOSPITAL
0000055138 | 1217659 | SHERWOOD MEDICAL | FIRSTTEMP GENIUS | 3000A | THERMOMETERS/ ELECTRONIC/ INFRARED/ EAR |  | REPLACN55028 | J0346924 |  | 2017-06-15 | 21015 | ED-NORTH | 2006-05-05 | USD | 75 | Active | UNIVERSITY NEW MEXICO HOSPITAL
0000055110 | 1217650 | ZOLL MEDICAL CORP | AED PLUS | AED PLUS | DEFIBRILLATORS/ EXTERNAL/ AUTOMATED |  | 415546 | X06B080768 | 2017-03-01 | 2017-09-15 |  | Psychosocial Rehab Clinic | 2006-05-04 | USD | 1697.91 | Reactivated | UNIVERSITY NEW MEXICO HOSPITAL
0000055109 | 1003688 | ZOLL MEDICAL CORP | AED PLUS | AED PLUS | DEFIBRILLATORS/ EXTERNAL/ AUTOMATED |  | 417837 | X06D083942 | 2017-07-13 | 2018-01-15 | 12035 | UPC INPATIENT ADULT SERVICES | 2006-05-04 | USD | 1738.53 | Active | UNIVERSITY NEW MEXICO HOSPITAL
0000055107 | 1217649 | HUNTLEIGH HEALTHCARE LTD | FD2 | FD2 | FETAL HEART DETECTORS/ ULTRASONIC |  | 416830 | FD2P30201762-06 |  | 2017-06-15 | 34110 | WOMEN'S HEALTH CENTER | 2006-05-04 | USD | 522.01 | Active | UNIVERSITY NEW MEXICO HOSPITAL
0000016552 | 1085422 | OXEQUIP HEALTH INDUSTRIES | 197 | 197 | REGULATORS/ SUCTION |  | FOUND | NONE | 2006-05-04 | 2017-06-15 | 71040 | CARDIAC CATH LAB | 2006-05-04 | USD | 0.01 | Active | UNIVERSITY NEW MEXICO HOSPITAL
0000055103 | 1140855 | DATEX-OHMEDA INC | GIRAFFE | GIRAFFE | WARMING UNITS/ PATIENT/ RADIANT/ INFANT |  | 416559 | HDGK51252 | 2017-02-02 | 2017-08-15 | 12455 | NEWBORN ICU | 2006-05-03 | USD | 34044.19 | Active | UNIVERSITY NEW MEXICO HOSPITAL
0000055102 | 1440311 | DATEX-OHMEDA INC | GIRAFFE | GIRAFFE | WARMING UNITS/ PATIENT/ RADIANT/ INFANT |  | 416559 | HDGK51350 | 2017-03-10 | 2017-08-15 | 12455 | NEWBORN ICU | 2006-05-03 | USD | 34044.19 | Active | UNIVERSITY NEW MEXICO HOSPITAL
0000055100 | 1217648 | SHERWOOD MEDICAL | FIRSTTEMP GENIUS | 3000A | THERMOMETERS/ ELECTRONIC/ INFRARED/ EAR |  | REPLACN52944 | J0134794 |  | 2017-06-15 | 12240 | GENERAL SURGERY (6-S) | 2006-04-28 | USD | 75 | Active | UNIVERSITY NEW MEXICO HOSPITAL
0000038899 | 1143166 | MEDTRONIC INC | 5388 | 5388 | PACEMAKERS/ CARDIAC/ EXTERNAL |  | FOUND | PFG015786P | 2017-04-27 | 2018-04-15 | 71030 | HEART STATION | 2006-04-26 | USD | 0.01 | Active | UNIVERSITY NEW MEXICO HOSPITAL
0000033872 | 1143059 | MEDTRONIC INC | 5388 | 5388 | PACEMAKERS/ CARDIAC/ EXTERNAL |  | FOUND | PFG009000P | 2017-04-26 | 2018-04-15 | 71030 | HEART STATION | 2006-04-26 | USD | 336.33 | Active | UNIVERSITY NEW MEXICO HOSPITAL
0000046760 | 1216758 | NONIN MEDICAL INC | 9500 | 9500 | OXIMETERS/ PULSE (9500 ONYX) |  | found | 120397608 | 2012-04-28 | 2012-04-15 | 35010 | UNM CARE - HOME SERVICES | 2006-04-25 | USD | 0.01 | Active | UNIVERSITY NEW MEXICO HOSPITAL
0000023183 | 1214344 | PRECISION MEDICAL INC | PM3000 | PM3000 | REGULATORS/ SUCTION |  | FOUND | 3312 | 2006-05-04 | 2017-06-15 | 12110 | NEUROSCIENCE ICU | 2006-04-25 | USD | 0.01 | Active | UNIVERSITY NEW MEXICO HOSPITAL
0000010895 | 1085206 | OXEQUIP HEALTH INDUSTRIES | 197 | 197 | REGULATORS/ SUCTION |  | FOUND | NONE |  | 2017-06-15 | 12120 | MEDICAL/CARDIAC ICU | 2006-04-25 | USD | 0.01 | Active | UNIVERSITY NEW MEXICO HOSPITAL
0000055098 | 1085689 | OLYMPIC MEDICAL CORP | 22 | 22 | BILIRUBINOMETERS |  | 417897 | 5366 | 2017-05-02 | 2018-04-15 | 95700 | CLINICAL ENGINEERING | 2006-04-21 | USD | 2056 | Active | UNIVERSITY NEW MEXICO HOSPITAL
0000030301 | 1214853 | GE HEALTHCARE | 450SL | 450SL | MODULES/ MULTIPARAMETERS |  | NOT IN STAR | J8HB7548G |  | 2017-06-15 | 89025 | CLINICAL EDUCATION | 2006-04-19 | USD | 0.01 | Active | UNIVERSITY NEW MEXICO HOSPITAL
0000055097 | 1142072 | EMERSON COMPANY J H | COUGH ASSIST (CA-3000) | COUGH ASSIST (CA-300 | MUCUS CLEARANCE DEVICES |  | 417811 | 6843 | 2016-09-09 | 2017-09-15 | 71510 | PULMONARY SERVICES | 2006-04-19 | USD | 3100 | Active | UNIVERSITY NEW MEXICO HOSPITAL
0000055096 | 1140946 | EMERSON COMPANY J H | COUGH ASSIST (CA-3000) | COUGH ASSIST (CA-300 | MUCUS CLEARANCE DEVICES |  | 417811 | 6806 | 2016-09-07 | 2017-09-15 | 71510 | PULMONARY SERVICES | 2006-04-19 | USD | 3100 | Active | UNIVERSITY NEW MEXICO HOSPITAL
0000055069 | 1217641 | MARCO OPHTHALMIC INC | Brightness Acuity Tester | BAT-1000 | OPHTHALMOSCOPES |  | 417294 | 2006c023 | 2016-12-01 | 2017-12-15 | 34620 | OPHTHALMOLOGY OFF SITE CLINIC | 2006-04-18 | USD | 829 | Active | UNIVERSITY NEW MEXICO HOSPITAL
0000041830 | 1216198 | APC | PS250 | PS250 | POWER SYSTEMS/ UNINTERRUPTIBLE |  | FOUND | NS0124241025 | 2017-01-31 | 2018-01-15 | 95700 | CLINICAL ENGINEERING | 2006-04-13 | USD | 0.01 | Active | UNIVERSITY NEW MEXICO HOSPITAL
0000043039 | 1143021 | GE HEALTHCARE | 450SL | 450SL | MODULES/ MULTIPARAMETERS |  | FOUND | B1HB7933GR |  | 2017-06-15 | 15060 | ANESTHESIA - BBRP | 2006-04-13 | USD | 0.01 | Active | UNIVERSITY NEW MEXICO HOSPITAL
0000026650 | 1004342 | GE HEALTHCARE | 450SL | 450SL | MODULES/ MULTIPARAMETERS |  | FOUND | D6HB1451GR |  | 2017-06-15 | 12460 | PEDIATRIC ICU | 2006-04-13 | USD | 0.01 | Active | UNIVERSITY NEW MEXICO HOSPITAL
0000024826 | 1096356 | GE / MARQUETTE ELECTRONICS INC | 7000-01 | 7000-01 | MODULES/ BLOOD PRESSURE |  | FOUND | F2GP0537GR | 2017-07-10 | 2018-07-15 | 12110 | NEUROSCIENCE ICU | 2006-04-13 | USD | 0.01 | Reactivated | UNIVERSITY NEW MEXICO HOSPITAL
0000055064 | 1004450 | OLYMPUS AMERICA INC | MU-1 | MU-1 | TESTERS/ PNEUMATIC |  | FOUND | 1406081 |  | 2017-06-15 | 15000 | OPERATING ROOM | 2006-04-11 | USD | 0.01 | Active | UNIVERSITY NEW MEXICO HOSPITAL
0000024348 | 1083376 | GE HEALTHCARE | 450SL | 450SL | MODULES/ MULTIPARAMETERS |  | NOT IN STAR | D6HB1437G | 2006-04-17 | 2017-06-15 | 71030 | HEART STATION | 2006-04-07 | USD | 0.01 | Active | UNIVERSITY NEW MEXICO HOSPITAL
0000026654 | 1144978 | GE HEALTHCARE | 450SL | 450SL | MODULES/ MULTIPARAMETERS |  | NOT IN STAR | F6HB1737GR |  | 2017-06-15 | 15000 | OPERATING ROOM | 2006-04-07 | USD | 0.01 | Active | UNIVERSITY NEW MEXICO HOSPITAL
0000018134 | 1141868 | GE HEALTHCARE | TRAM 250SL | TRAM 250SL | MODULES/ MULTIPARAMETERS |  | NOT IN STAR | K2SF0507G |  | 2017-06-15 | 71030 | HEART STATION | 2006-04-07 | USD | 0.01 | Active | UNIVERSITY NEW MEXICO HOSPITAL
0000026221 | 1439826 | GE HEALTHCARE | TRAM 250SL | TRAM 250SL | MODULES/ MULTIPARAMETERS |  | NOT IN STAR | C7HA1706G |  | 2017-06-15 | 95700 | CLINICAL ENGINEERING | 2006-04-06 | USD | 0.01 | Active | UNIVERSITY NEW MEXICO HOSPITAL
0000055034 | 1217640 | CAREFUSION ALARIS | 2180CX01EE | 2180CX01EE | THERMOMETERS/ ELECTRONIC/ THERMISTOR/ THERMOCOUPLE/ |  | 415833 | 12358724 |  | 2017-06-15 | 21015 | ED-NORTH | 2006-04-04 | USD | 300 | Active | UNIVERSITY NEW MEXICO HOSPITAL
0000055033 | 1217639 | CAREFUSION ALARIS | 2180CX01EE | 2180CX01EE | THERMOMETERS/ ELECTRONIC/ THERMISTOR/ THERMOCOUPLE/ |  | 415833 | 12358723 |  | 2017-06-15 | 21015 | ED-NORTH | 2006-04-04 | USD | 300 | Active | UNIVERSITY NEW MEXICO HOSPITAL
91203 | 1258889 | GE HEALTHCARE | OEC 9800 CRM | 531026 | RADIOGRAPHIC/FLUOROSCOPIC UNITS/ MOBILE |  |  | 82-3174 | 2015-03-31 | 2012-09-15 | 34510 | OSIS SPORTS MEDICINE | 2006-04-04 | USD | 117424 | Active | UNIVERSITY NEW MEXICO HOSPITAL
0000055031 | 392754 | GE HEALTHCARE | OEC 9800 CRM | 531026 | RADIOGRAPHIC/FLUOROSCOPIC UNITS/ MOBILE |  | 416884 | 82-3834 | 2011-09-22 | 2012-03-15 | 75000 | RADIOLOGY - GENERAL | 2006-04-04 | USD | 117424 | Active | UNIVERSITY NEW MEXICO HOSPITAL
0000055029 | 1217638 | SHERWOOD MEDICAL | FIRSTTEMP GENIUS | 3000A | THERMOMETERS/ ELECTRONIC/ INFRARED/ EAR |  | 417299 | 0/3173 |  | 2017-06-15 | 72040 | I/P HEMODIALYSIS | 2006-03-31 | USD | 301.51 | Active | UNIVERSITY NEW MEXICO HOSPITAL
0000052991 | 1217626 | INTOXIMETERS | SENSOR 3 | SENSOR 3 | ANALYZERS/ LABORATORY/ BODY FLUIDS/ ALCOHOL |  | 100392 | 1216567 | 2016-10-05 | 2017-10-15 | 60640 | ASAP PRIMARY CARE CLINIC | 2006-03-29 | USD | 515 | Reactivated | UNIVERSITY NEW MEXICO HOSPITAL
0000055009 | 1217636 | SHERWOOD MEDICAL | FIRSTTEMP GENIUS | 3000A | THERMOMETERS/ ELECTRONIC/ INFRARED/ EAR |  | 414931 | J0516142 |  | 2017-06-15 | 34315 | CLINICAL NEUROSCIENCE CENTER | 2006-03-28 | USD | 348.81 | Active | UNIVERSITY NEW MEXICO HOSPITAL
0000055006 | 1217635 | SHERWOOD MEDICAL | FIRSTTEMP GENIUS | 3000A | THERMOMETERS/ ELECTRONIC/ INFRARED/ EAR |  | 411540 | J0549331 |  | 2017-06-15 | 32050 | WESTSIDE FAMILY & SENIOR HLTH | 2006-03-28 | USD | 359.95 | Active | UNIVERSITY NEW MEXICO HOSPITAL
0000052990 | 1004899 | SSCOR INC | REF 2314 | REF 2314 | ASPIRATORS/ EMERGENCY |  | 416678 | M06982 | 2017-01-01 | 2017-01-15 | 75010 | RADIOLOGY - CT SCAN | 2006-03-27 | USD | 799 | Active | UNIVERSITY NEW MEXICO HOSPITAL
0000026655 | 1214573 | GE HEALTHCARE | 450SL | 450SL | MODULES/ MULTIPARAMETERS |  | FOUND | C7HB2838GR |  | 2017-06-15 | 71030 | HEART STATION | 2006-03-22 | USD | 0.01 | Active | UNIVERSITY NEW MEXICO HOSPITAL
0000052859 | 1217555 | MEDASONICS INC | FIRST BEAT | FIRST BEAT | FETAL HEART DETECTORS/ ULTRASONIC |  | FOUND | FB00514 |  | 2017-06-15 | 34110 | WOMEN'S HEALTH CENTER | 2006-03-13 | USD | 0.01 | Active | UNIVERSITY NEW MEXICO HOSPITAL
0000052852 | 1141086 | VITAL SIGNS INC | HT2441 | HT2441 | NEBULIZERS/ HEATED |  | 414415 | 4378 | 2016-09-26 | 2017-09-15 | 71510 | PULMONARY SERVICES | 2006-03-09 | USD | 500 | Reactivated | UNIVERSITY NEW MEXICO HOSPITAL
0000052828 | 1217541 | NATUS MEDICAL INC | POCKET-DOP II | POCKET-DOP II | BLOOD-FLOW DETECTORS/ ULTRASONIC |  | 414293 | 135673 |  | 2017-06-15 | 30115 | SE HEIGHTS CLINIC-SAN PABLO | 2006-03-07 | USD | 521.87 | Active | UNIVERSITY NEW MEXICO HOSPITAL
0000046488 | 1077969 | HUNTLEIGH HEALTHCARE LTD | FD2 | FD2 | FETAL HEART DETECTORS/ ULTRASONIC |  | 414456 | FD2P30208292-06 |  | 2017-06-15 | 15500 | OSIS OPERATING ROOM | 2006-03-01 | USD | 715.9 | Active | UNIVERSITY NEW MEXICO HOSPITAL
0000024623 | 1214457 | GE HEALTHCARE | TRAM 250SL | TRAM 250SL | MODULES/ MULTIPARAMETERS |  | USED | F6HA0915G |  | 2017-06-15 | 12455 | NEWBORN ICU | 2006-02-28 | USD | 0.01 | Active | UNIVERSITY NEW MEXICO HOSPITAL
0000022997 | 1214308 | GE HEALTHCARE | TRAM 250SL | TRAM 250SL | MODULES/ MULTIPARAMETERS |  | USED | F4S01037G | 2006-02-28 | 2017-06-15 | 71030 | HEART STATION | 2006-02-28 | USD | 0.01 | Active | UNIVERSITY NEW MEXICO HOSPITAL
0000019685 | 1083380 | GE HEALTHCARE | TRAM 250SL | TRAM 250SL | MODULES/ MULTIPARAMETERS |  | USED | F3SF1404G |  | 2017-06-15 | 71030 | HEART STATION | 2006-02-28 | USD | 0.01 | Active | UNIVERSITY NEW MEXICO HOSPITAL
0000021843 | 1214257 | GE HEALTHCARE | TRAM 250SL | TRAM 250SL | MODULES/ MULTIPARAMETERS |  | USED | D5S02150G | 2006-02-28 | 2017-06-15 | 12455 | NEWBORN ICU | 2006-02-28 | USD | 0.01 | Active | UNIVERSITY NEW MEXICO HOSPITAL
0000021830 | 1214251 | GE HEALTHCARE | TRAM 250SL | TRAM 250SL | MODULES/ MULTIPARAMETERS |  | USED | D5S02171G | 2006-02-28 | 2017-06-15 | 71030 | HEART STATION | 2006-02-28 | USD | 0.01 | Active | UNIVERSITY NEW MEXICO HOSPITAL
0000018139 | 1214012 | GE HEALTHCARE | TRAM 250SL | TRAM 250SL | MODULES/ MULTIPARAMETERS |  | USED | K2SF0544G | 2006-02-24 | 2017-06-15 | 12455 | NEWBORN ICU | 2006-02-23 | USD | 0.01 | Active | UNIVERSITY NEW MEXICO HOSPITAL
0000020987 | 1140480 | GE HEALTHCARE | TRAM 250SL | TRAM 250SL | MODULES/ MULTIPARAMETERS |  | USED | A4S00624G |  | 2017-06-15 | 12455 | NEWBORN ICU | 2006-02-23 | USD | 0.01 | Active | UNIVERSITY NEW MEXICO HOSPITAL
0000052849 | 1217549 | SHERWOOD MEDICAL | FIRSTTEMP GENIUS | 3000A | THERMOMETERS/ ELECTRONIC/ INFRARED/ EAR |  | 412605 | J0557426 |  | 2017-06-15 | 34350 | MEDICINE CLINIC | 2006-02-23 | USD | 289 | Active | UNIVERSITY NEW MEXICO HOSPITAL
0000052848 | 1217548 | SHERWOOD MEDICAL | FIRSTTEMP GENIUS | 3000A | THERMOMETERS/ ELECTRONIC/ INFRARED/ EAR |  | 412605 | J0558597 |  | 2017-06-15 | 34350 | MEDICINE CLINIC | 2006-02-23 | USD | 289 | Active | UNIVERSITY NEW MEXICO HOSPITAL
0000052847 | 1217547 | SHERWOOD MEDICAL | FIRSTTEMP GENIUS | 3000A | THERMOMETERS/ ELECTRONIC/ INFRARED/ EAR |  | 412605 | J0557418 |  | 2017-06-15 | 34350 | MEDICINE CLINIC | 2006-02-23 | USD | 289 | Active | UNIVERSITY NEW MEXICO HOSPITAL
0000052846 | 1217546 | SHERWOOD MEDICAL | FIRSTTEMP GENIUS | 3000A | THERMOMETERS/ ELECTRONIC/ INFRARED/ EAR |  | 412605 | J0557408 |  | 2017-06-15 | 34350 | MEDICINE CLINIC | 2006-02-23 | USD | 289.6 | Active | UNIVERSITY NEW MEXICO HOSPITAL
0000041612 | 1216155 | EDLUND CO INC | E80 | E80 | SCALES |  | USED | 065559 | 2006-02-24 | 2017-06-15 | 12455 | NEWBORN ICU | 2006-02-23 | USD | 0.01 | Active | UNIVERSITY NEW MEXICO HOSPITAL
0000052825 | 1141651 | ZOLL MEDICAL CORP | AED PLUS | AED PLUS | DEFIBRILLATORS/ EXTERNAL/ AUTOMATED |  | 410462 | X05L074723 | 2017-04-27 | 2017-10-15 | 34025 | CARDIOLOGY CLINIC | 2006-02-16 | USD | 1738.58 | Active | UNIVERSITY NEW MEXICO HOSPITAL
0000033236 | 1144328 | SHERWOOD MEDICAL | FIRSTTEMP GENIUS | 3000A | THERMOMETERS/ ELECTRONIC/ INFRARED/ EAR |  | NONE | 146578 |  | 2017-06-15 | 34110 | WOMEN'S HEALTH CENTER | 2006-02-16 | USD | 0.01 | Active | UNIVERSITY NEW MEXICO HOSPITAL
0000052824 | 1217539 | ARJO HOSPITAL EQUIPMENT INC | DOPPLEX D920 | D920 | FETAL HEART DETECTORS/ ULTRASONIC |  | 400936 | 920LX0A01126-05 |  | 2017-06-15 | 34110 | WOMEN'S HEALTH CENTER | 2006-02-15 | USD | 764 | Active | UNIVERSITY NEW MEXICO HOSPITAL
0000029767 | 1214783 | GE HEALTHCARE | TRAM 250SL | TRAM 250SL | MODULES/ MULTIPARAMETERS |  | FOUND | B8HA2946G |  | 2017-06-15 | 12455 | NEWBORN ICU | 2006-02-09 | USD | 0.01 | Active | UNIVERSITY NEW MEXICO HOSPITAL
0000026211 | 1141870 | GE HEALTHCARE | TRAM 250SL | TRAM 250SL | MODULES/ MULTIPARAMETERS |  | FOUND | C7HA1693G | 2007-02-09 | 2017-06-15 | 12455 | NEWBORN ICU | 2006-02-09 | USD | 0.01 | Active | UNIVERSITY NEW MEXICO HOSPITAL
0000020973 | 1214145 | GE HEALTHCARE | TRAM 250SL | TRAM 250SL | MODULES/ MULTIPARAMETERS |  | FOUND | K2SF0512G |  | 2017-06-15 | 12455 | NEWBORN ICU | 2006-02-09 | USD | 0.01 | Active | UNIVERSITY NEW MEXICO HOSPITAL
ZZDIGDISCTR | 1220086 | NOT ASSIGNED | NO MODEL NAME | NO MODEL NUMBER | DEPARTMENT |  | NA | NA |  | 2017-06-15 | 34410 | DIGESTIVE DISEASE CENTER | 2006-02-09 | USD | 0.01 | Active | UNIVERSITY NEW MEXICO HOSPITAL
ZZ5ACC-CARDCL | 1220153 | NOT ASSIGNED | NO MODEL NAME | NO MODEL NUMBER | DEPARTMENT |  | NA | NA |  | 2017-06-15 | 34025 | CARDIOLOGY CLINIC | 2006-02-09 | USD | 0.01 | Active | UNIVERSITY NEW MEXICO HOSPITAL
0000043489 | 1216376 | ARJO HOSPITAL EQUIPMENT INC | DOPPLEX D920 | D920 | FETAL HEART DETECTORS/ ULTRASONIC |  | USED | D920X0450490-01 |  | 2017-06-15 | 34110 | WOMEN'S HEALTH CENTER | 2006-02-08 | USD | 0.01 | Active | UNIVERSITY NEW MEXICO HOSPITAL
0000029750 | 1214775 | GE HEALTHCARE | TRAM 250SL | TRAM 250SL | MODULES/ MULTIPARAMETERS |  | FOUND | B8HA29376 |  | 2017-06-15 | 12455 | NEWBORN ICU | 2006-02-07 | USD | 0.01 | Active | UNIVERSITY NEW MEXICO HOSPITAL
0000022999 | 1440145 | GE HEALTHCARE | TRAM 250SL | TRAM 250SL | MODULES/ MULTIPARAMETERS |  | FOUND | F4S01028G |  | 2017-06-15 | 12455 | NEWBORN ICU | 2006-02-07 | USD | 0.01 | Active | UNIVERSITY NEW MEXICO HOSPITAL
0000026278 | 1141874 | GE HEALTHCARE | TRAM 250SL | TRAM 250SL | MODULES/ MULTIPARAMETERS |  | FOUND | C7HA1694G |  | 2017-06-15 | 12455 | NEWBORN ICU | 2006-02-07 | USD | 0.01 | Active | UNIVERSITY NEW MEXICO HOSPITAL
0000052805 | 1141398 | HEALTHCARE SERVICE AND SUPPLY | ALP 501 | 501 | COMPRESSION UNITS/ INTERMITTENT |  | 413533 | 12631 | 2012-08-01 | 2013-08-15 | 12250 | ORTHOPEDICS (3-S) | 2006-02-02 | USD | 1 | Active | UNIVERSITY NEW MEXICO HOSPITAL
0000052804 | 1217527 | HEALTHCARE SERVICE AND SUPPLY | ALP 501 | 501 | COMPRESSION UNITS/ INTERMITTENT |  | 413533 | 12873 | 2012-08-31 | 2013-08-15 | 12340 | SURGICAL SPECIALITY UNIT (4-S) | 2006-02-02 | USD | 1 | Active | UNIVERSITY NEW MEXICO HOSPITAL
0000052803 | 1217526 | HEALTHCARE SERVICE AND SUPPLY | ALP 501 | 501 | COMPRESSION UNITS/ INTERMITTENT |  | 413533 | 12888 | 2013-06-28 | 2014-06-15 | 12330 | FAMILY PRACTICE (3-N) | 2006-02-02 | USD | 1 | Active | UNIVERSITY NEW MEXICO HOSPITAL
0000052775 | 1162024 | HEALTHCARE SERVICE AND SUPPLY | ALP 501 | 501 | COMPRESSION UNITS/ INTERMITTENT |  | 413533 | 12875 | 2013-06-03 | 2014-06-15 | 15000 | OPERATING ROOM | 2006-02-02 | USD | 1 | Active | UNIVERSITY NEW MEXICO HOSPITAL
0000052774 | 1096367 | HEALTHCARE SERVICE AND SUPPLY | ALP 501 | 501 | COMPRESSION UNITS/ INTERMITTENT |  | 413533 | 12790 | 2013-05-10 | 2014-05-15 | 12110 | NEUROSCIENCE ICU | 2006-02-02 | USD | 1 | Active | UNIVERSITY NEW MEXICO HOSPITAL
0000052737 | 1217500 | HEALTHCARE SERVICE AND SUPPLY | ALP 501 | 501 | COMPRESSION UNITS/ INTERMITTENT |  | 413533 | 12820 | 2013-07-10 | 2014-08-15 | 12340 | SURGICAL SPECIALITY UNIT (4-S) | 2006-02-02 | USD | 1 | Active | UNIVERSITY NEW MEXICO HOSPITAL
0000052736 | 1144477 | HEALTHCARE SERVICE AND SUPPLY | ALP 501 | 501 | COMPRESSION UNITS/ INTERMITTENT |  | 413533 | 12792 | 2012-08-01 | 2013-08-15 | 12240 | GENERAL SURGERY (6-S) | 2006-02-02 | USD | 1 | Active | UNIVERSITY NEW MEXICO HOSPITAL
0000052735 | 1217499 | HEALTHCARE SERVICE AND SUPPLY | ALP 501 | 501 | COMPRESSION UNITS/ INTERMITTENT |  | 413533 | 12607 | 2012-08-13 | 2013-08-15 | 12340 | SURGICAL SPECIALITY UNIT (4-S) | 2006-02-02 | USD | 1 | Active | UNIVERSITY NEW MEXICO HOSPITAL
0000052802 | 1140117 | HEALTHCARE SERVICE AND SUPPLY | ALP 501 | 501 | COMPRESSION UNITS/ INTERMITTENT |  | 413533 | 12811 | 2012-07-29 | 2013-08-15 | 12250 | ORTHOPEDICS (3-S) | 2006-02-02 | USD | 1 | Active | UNIVERSITY NEW MEXICO HOSPITAL
0000052801 | 1140114 | HEALTHCARE SERVICE AND SUPPLY | ALP 501 | 501 | COMPRESSION UNITS/ INTERMITTENT |  | 413533 | 12823 | 2012-07-29 | 2013-08-15 | 12340 | SURGICAL SPECIALITY UNIT (4-S) | 2006-02-02 | USD | 1 | Active | UNIVERSITY NEW MEXICO HOSPITAL
0000052800 | 1003959 | HEALTHCARE SERVICE AND SUPPLY | ALP 501 | 501 | COMPRESSION UNITS/ INTERMITTENT |  | 413533 | 12861 | 2013-06-14 | 2014-06-15 | 15040 | PACU (RECOVERY ROOM 1) | 2006-02-02 | USD | 1 | Active | UNIVERSITY NEW MEXICO HOSPITAL
0000052772 | 1217512 | HEALTHCARE SERVICE AND SUPPLY | ALP 501 | 501 | COMPRESSION UNITS/ INTERMITTENT |  | 413533 | 12783 | 2013-05-24 | 2014-05-15 | 15500 | OSIS OPERATING ROOM | 2006-02-02 | USD | 1 | Active | UNIVERSITY NEW MEXICO HOSPITAL
0000052770 | 1141432 | HEALTHCARE SERVICE AND SUPPLY | ALP 501 | 501 | COMPRESSION UNITS/ INTERMITTENT |  | 413533 | 12836 | 2012-01-30 | 2013-12-15 | 12340 | SURGICAL SPECIALITY UNIT (4-S) | 2006-02-02 | USD | 1 | Reactivated | UNIVERSITY NEW MEXICO HOSPITAL
0000052769 | 1217511 | HEALTHCARE SERVICE AND SUPPLY | ALP 501 | 501 | COMPRESSION UNITS/ INTERMITTENT |  | 413533 | 12891 | 2012-08-31 | 2013-08-15 | 12210 | CORONARY CARE SUBACUTE | 2006-02-02 | USD | 1 | Active | UNIVERSITY NEW MEXICO HOSPITAL
0000052732 | 1003876 | HEALTHCARE SERVICE AND SUPPLY | ALP 501 | 501 | COMPRESSION UNITS/ INTERMITTENT |  | 413533 | 12788 | 2013-06-17 | 2014-06-15 | 15040 | PACU (RECOVERY ROOM 1) | 2006-02-02 | USD | 1 | Active | UNIVERSITY NEW MEXICO HOSPITAL
0000052731 | 1422140 | HEALTHCARE SERVICE AND SUPPLY | ALP 501 | 501 | COMPRESSION UNITS/ INTERMITTENT |  | 413533 | 12807 | 2013-05-09 | 2014-05-15 | 12110 | NEUROSCIENCE ICU | 2006-02-02 | USD | 1 | Active | UNIVERSITY NEW MEXICO HOSPITAL
0000052730 | 1217497 | HEALTHCARE SERVICE AND SUPPLY | ALP 501 | 501 | COMPRESSION UNITS/ INTERMITTENT |  | 413533 | 12787 | 2012-08-01 | 2013-08-15 | 12340 | SURGICAL SPECIALITY UNIT (4-S) | 2006-02-02 | USD | 1 | Active | UNIVERSITY NEW MEXICO HOSPITAL
0000052799 | 1140120 | HEALTHCARE SERVICE AND SUPPLY | ALP 501 | 501 | COMPRESSION UNITS/ INTERMITTENT |  | 413533 | 12890 | 2012-07-29 | 2013-08-15 | 12240 | GENERAL SURGERY (6-S) | 2006-02-02 | USD | 1 | Active | UNIVERSITY NEW MEXICO HOSPITAL
0000052798 | 1217525 | HEALTHCARE SERVICE AND SUPPLY | ALP 501 | 501 | COMPRESSION UNITS/ INTERMITTENT |  | 413533 | 12817 | 2013-05-15 | 2014-05-15 | 12120 | MEDICAL/CARDIAC ICU | 2006-02-02 | USD | 1 | Active | UNIVERSITY NEW MEXICO HOSPITAL
0000052797 | 1004341 | HEALTHCARE SERVICE AND SUPPLY | ALP 501 | 501 | COMPRESSION UNITS/ INTERMITTENT |  | 413533 | 12822 | 2013-06-12 | 2014-06-15 | 15000 | OPERATING ROOM | 2006-02-02 | USD | 1 | Active | UNIVERSITY NEW MEXICO HOSPITAL
0000052768 | 1083577 | HEALTHCARE SERVICE AND SUPPLY | ALP 501 | 501 | COMPRESSION UNITS/ INTERMITTENT |  | 413533 | 12780 | 2012-08-03 | 2013-08-15 | 12360 | NEUROSCIENCE | 2006-02-02 | USD | 1 | Active | UNIVERSITY NEW MEXICO HOSPITAL
0000052766 | 1096485 | HEALTHCARE SERVICE AND SUPPLY | ALP 501 | 501 | COMPRESSION UNITS/ INTERMITTENT |  | 413533 | 12826 | 2012-07-29 | 2013-08-15 | 12240 | GENERAL SURGERY (6-S) | 2006-02-02 | USD | 1 | Active | UNIVERSITY NEW MEXICO HOSPITAL
0000052765 | 1084616 | HEALTHCARE SERVICE AND SUPPLY | ALP 501 | 501 | COMPRESSION UNITS/ INTERMITTENT |  | 413533 | 12827 | 2013-05-20 | 2014-05-15 | 12460 | PEDIATRIC ICU | 2006-02-02 | USD | 1 | Active | UNIVERSITY NEW MEXICO HOSPITAL
0000052728 | 1217496 | HEALTHCARE SERVICE AND SUPPLY | ALP 501 | 501 | COMPRESSION UNITS/ INTERMITTENT |  | 413533 | 12618 | 2012-08-15 | 2013-08-15 | 12220 | MED/SURG SUBACUTE (4-E) | 2006-02-02 | USD | 1 | Active | UNIVERSITY NEW MEXICO HOSPITAL
0000052727 | 1143280 | HEALTHCARE SERVICE AND SUPPLY | ALP 501 | 501 | COMPRESSION UNITS/ INTERMITTENT |  | 413533 | 12801 | 2013-06-12 | 2014-06-15 | 15000 | OPERATING ROOM | 2006-02-02 | USD | 1 | Active | UNIVERSITY NEW MEXICO HOSPITAL
0000052726 | 1140429 | HEALTHCARE SERVICE AND SUPPLY | ALP 501 | 501 | COMPRESSION UNITS/ INTERMITTENT |  | 413533 | 12818 | 2013-05-09 | 2014-05-15 | 12110 | NEUROSCIENCE ICU | 2006-02-02 | USD | 1 | Active | UNIVERSITY NEW MEXICO HOSPITAL
0000052796 | 1084868 | HEALTHCARE SERVICE AND SUPPLY | ALP 501 | 501 | COMPRESSION UNITS/ INTERMITTENT |  | 413533 | 12799 | 2013-05-09 | 2014-05-15 | 12110 | NEUROSCIENCE ICU | 2006-02-02 | USD | 1 | Active | UNIVERSITY NEW MEXICO HOSPITAL
0000052795 | 1096365 | HEALTHCARE SERVICE AND SUPPLY | ALP 501 | 501 | COMPRESSION UNITS/ INTERMITTENT |  | 413533 | 12863 | 2012-07-29 | 2013-08-15 | 12310 | ADULT ONCOLOGY MED/SURG | 2006-02-02 | USD | 1 | Active | UNIVERSITY NEW MEXICO HOSPITAL
0000052794 | 1217523 | HEALTHCARE SERVICE AND SUPPLY | ALP 501 | 501 | COMPRESSION UNITS/ INTERMITTENT |  | 413533 | 12880 | 2013-05-08 | 2014-05-15 | 12120 | MEDICAL/CARDIAC ICU | 2006-02-02 | USD | 1 | Active | UNIVERSITY NEW MEXICO HOSPITAL
0000052764 | 1217508 | HEALTHCARE SERVICE AND SUPPLY | ALP 501 | 501 | COMPRESSION UNITS/ INTERMITTENT |  | 413533 | 12886 | 2012-08-06 | 2013-08-15 | 12350 | CRC/CTC (5-E) | 2006-02-02 | USD | 1 | Active | UNIVERSITY NEW MEXICO HOSPITAL
0000052763 | 1083571 | HEALTHCARE SERVICE AND SUPPLY | ALP 501 | 501 | COMPRESSION UNITS/ INTERMITTENT |  | 413533 | 12612 | 2012-08-23 | 2013-08-15 | 12240 | GENERAL SURGERY (6-S) | 2006-02-02 | USD | 1 | Active | UNIVERSITY NEW MEXICO HOSPITAL
0000052762 | 1003873 | HEALTHCARE SERVICE AND SUPPLY | ALP 501 | 501 | COMPRESSION UNITS/ INTERMITTENT |  | 413533 | 12808 | 2013-05-06 | 2014-05-15 | 12130 | TRAUMA/SURGICAL ICU | 2006-02-02 | USD | 1 | Active | UNIVERSITY NEW MEXICO HOSPITAL
0000052725 | 1217495 | HEALTHCARE SERVICE AND SUPPLY | ALP 501 | 501 | COMPRESSION UNITS/ INTERMITTENT |  | 413533 | 12839 | 2012-08-30 | 2013-08-15 | 12340 | SURGICAL SPECIALITY UNIT (4-S) | 2006-02-02 | USD | 1 | Active | UNIVERSITY NEW MEXICO HOSPITAL
0000052723 | 1217494 | HEALTHCARE SERVICE AND SUPPLY | ALP 501 | 501 | COMPRESSION UNITS/ INTERMITTENT |  | 413533 | 12798 | 2012-08-31 | 2013-08-15 | 12210 | CORONARY CARE SUBACUTE | 2006-02-02 | USD | 1 | Active | UNIVERSITY NEW MEXICO HOSPITAL
0000052722 | 1077943 | HEALTHCARE SERVICE AND SUPPLY | ALP 501 | 501 | COMPRESSION UNITS/ INTERMITTENT |  | 413533 | 12837 | 2013-05-10 | 2014-05-15 | 15500 | OSIS OPERATING ROOM | 2006-02-02 | USD | 1 | Active | UNIVERSITY NEW MEXICO HOSPITAL
0000052793 | 1217522 | HEALTHCARE SERVICE AND SUPPLY | ALP 501 | 501 | COMPRESSION UNITS/ INTERMITTENT |  | 413533 | 12802 | 2012-08-01 | 2013-08-15 | 12230 | GEN MED/SAC (4-W) | 2006-02-02 | USD | 1 | Active | UNIVERSITY NEW MEXICO HOSPITAL
0000052791 | 1143380 | HEALTHCARE SERVICE AND SUPPLY | ALP 501 | 501 | COMPRESSION UNITS/ INTERMITTENT |  | 413533 | 12829 | 2013-05-06 | 2014-05-15 | 12130 | TRAUMA/SURGICAL ICU | 2006-02-02 | USD | 1 | Active | UNIVERSITY NEW MEXICO HOSPITAL
0000052760 | 1077993 | HEALTHCARE SERVICE AND SUPPLY | ALP 501 | 501 | COMPRESSION UNITS/ INTERMITTENT |  | 413533 | 12830 | 2013-06-03 | 2014-06-15 | 15000 | OPERATING ROOM | 2006-02-02 | USD | 1 | Active | UNIVERSITY NEW MEXICO HOSPITAL
0000052758 | 1096488 | HEALTHCARE SERVICE AND SUPPLY | ALP 501 | 501 | COMPRESSION UNITS/ INTERMITTENT |  | 413533 | 12871 | 2012-08-30 | 2013-08-15 | 12240 | GENERAL SURGERY (6-S) | 2006-02-02 | USD | 1 | Active | UNIVERSITY NEW MEXICO HOSPITAL
0000052756 | 1140432 | HEALTHCARE SERVICE AND SUPPLY | ALP 501 | 501 | COMPRESSION UNITS/ INTERMITTENT |  | 413533 | 12835 | 2012-08-03 | 2013-08-15 | 12340 | SURGICAL SPECIALITY UNIT (4-S) | 2006-02-02 | USD | 1 | Active | UNIVERSITY NEW MEXICO HOSPITAL
0000052721 | 1141394 | HEALTHCARE SERVICE AND SUPPLY | ALP 501 | 501 | COMPRESSION UNITS/ INTERMITTENT |  | 413533 | 12813 | 2013-05-07 | 2014-05-15 | 15000 | OPERATING ROOM | 2006-02-02 | USD | 1 | Active | UNIVERSITY NEW MEXICO HOSPITAL
0000052720 | 1096366 | HEALTHCARE SERVICE AND SUPPLY | ALP 501 | 501 | COMPRESSION UNITS/ INTERMITTENT |  | 413533 | 12789 | 2012-08-15 | 2013-08-15 | 12220 | MED/SURG SUBACUTE (4-E) | 2006-02-02 | USD | 1 | Active | UNIVERSITY NEW MEXICO HOSPITAL
0000052718 | 1077992 | HEALTHCARE SERVICE AND SUPPLY | ALP 501 | 501 | COMPRESSION UNITS/ INTERMITTENT |  | 413533 | 12806 | 2013-06-17 | 2014-06-15 | 15040 | PACU (RECOVERY ROOM 1) | 2006-02-02 | USD | 1 | Active | UNIVERSITY NEW MEXICO HOSPITAL
0000052790 | 1162759 | HEALTHCARE SERVICE AND SUPPLY | ALP 501 | 501 | COMPRESSION UNITS/ INTERMITTENT |  | 413533 | 12887 | 2013-06-12 | 2014-06-15 | 15000 | OPERATING ROOM | 2006-02-02 | USD | 1 | Active | UNIVERSITY NEW MEXICO HOSPITAL
0000052789 | 1217520 | HEALTHCARE SERVICE AND SUPPLY | ALP 501 | 501 | COMPRESSION UNITS/ INTERMITTENT |  | 413533 | 12785 | 2012-08-03 | 2013-08-15 | 12220 | MED/SURG SUBACUTE (4-E) | 2006-02-02 | USD | 1 | Active | UNIVERSITY NEW MEXICO HOSPITAL
0000052787 | 1140113 | HEALTHCARE SERVICE AND SUPPLY | ALP 501 | 501 | COMPRESSION UNITS/ INTERMITTENT |  | 413533 | 12803 | 2013-05-20 | 2014-05-15 | 12510 | WOMEN'S SPECIAL CARE | 2006-02-02 | USD | 1 | Reactivated | UNIVERSITY NEW MEXICO HOSPITAL
0000052755 | 1217507 | HEALTHCARE SERVICE AND SUPPLY | ALP 501 | 501 | COMPRESSION UNITS/ INTERMITTENT |  | 413533 | 12874 | 2013-06-09 | 2014-06-15 | 15000 | OPERATING ROOM | 2006-02-02 | USD | 1 | Active | UNIVERSITY NEW MEXICO HOSPITAL
0000052754 | 1140911 | HEALTHCARE SERVICE AND SUPPLY | ALP 501 | 501 | COMPRESSION UNITS/ INTERMITTENT |  | 413533 | 12809 | 2013-05-09 | 2014-05-15 | 12480 | CTH REHAB-ORTHO UNIT | 2006-02-02 | USD | 1 | Active | UNIVERSITY NEW MEXICO HOSPITAL
0000052752 | 1003904 | HEALTHCARE SERVICE AND SUPPLY | ALP 501 | 501 | COMPRESSION UNITS/ INTERMITTENT |  | 413533 | 12781 | 2013-06-14 | 2014-06-15 | 15040 | PACU (RECOVERY ROOM 1) | 2006-02-02 | USD | 1 | Active | UNIVERSITY NEW MEXICO HOSPITAL
0000052717 | 1004368 | HEALTHCARE SERVICE AND SUPPLY | ALP 501 | 501 | COMPRESSION UNITS/ INTERMITTENT |  | 413533 | 12623 | 2013-05-03 | 2014-05-15 | 12130 | TRAUMA/SURGICAL ICU | 2006-02-02 | USD | 1 | Active | UNIVERSITY NEW MEXICO HOSPITAL
0000052786 | 1440346 | HEALTHCARE SERVICE AND SUPPLY | ALP 501 | 501 | COMPRESSION UNITS/ INTERMITTENT |  | 413533 | 12832 | 2013-05-02 | 2014-05-15 | 12130 | TRAUMA/SURGICAL ICU | 2006-02-02 | USD | 1 | Active | UNIVERSITY NEW MEXICO HOSPITAL
0000052785 | 1003825 | HEALTHCARE SERVICE AND SUPPLY | ALP 501 | 501 | COMPRESSION UNITS/ INTERMITTENT |  | 413533 | 12834 | 2013-06-30 | 2013-06-15 | 15000 | OPERATING ROOM | 2006-02-02 | USD | 1 | Active | UNIVERSITY NEW MEXICO HOSPITAL
0000052783 | 1096491 | HEALTHCARE SERVICE AND SUPPLY | ALP 501 | 501 | COMPRESSION UNITS/ INTERMITTENT |  | 413533 | 12899 | 2012-08-02 | 2013-08-15 | 12340 | SURGICAL SPECIALITY UNIT (4-S) | 2006-02-02 | USD | 1 | Active | UNIVERSITY NEW MEXICO HOSPITAL
0000052751 | 1004359 | HEALTHCARE SERVICE AND SUPPLY | ALP 501 | 501 | COMPRESSION UNITS/ INTERMITTENT |  | 413533 | 12864 | 2013-06-05 | 2014-06-15 | 15000 | OPERATING ROOM | 2006-02-02 | USD | 1 | Active | UNIVERSITY NEW MEXICO HOSPITAL
0000052749 | 1217506 | HEALTHCARE SERVICE AND SUPPLY | ALP 501 | 501 | COMPRESSION UNITS/ INTERMITTENT |  | 413533 | 12883 | 2013-05-10 | 2014-05-15 | 12110 | NEUROSCIENCE ICU | 2006-02-02 | USD | 1 | Active | UNIVERSITY NEW MEXICO HOSPITAL
0000052748 | 1422178 | HEALTHCARE SERVICE AND SUPPLY | ALP 501 | 501 | COMPRESSION UNITS/ INTERMITTENT |  | 413533 | 12804 | 2012-08-07 | 2013-08-15 | 12340 | SURGICAL SPECIALITY UNIT (4-S) | 2006-02-02 | USD | 1 | Active | UNIVERSITY NEW MEXICO HOSPITAL
0000052782 | 1143281 | HEALTHCARE SERVICE AND SUPPLY | ALP 501 | 501 | COMPRESSION UNITS/ INTERMITTENT |  | 413533 | 12885 | 2012-08-30 | 2013-08-15 | 12320 | GENERAL MEDICINE (5-W) | 2006-02-02 | USD | 1 | Active | UNIVERSITY NEW MEXICO HOSPITAL
0000052780 | 1217517 | HEALTHCARE SERVICE AND SUPPLY | ALP 501 | 501 | COMPRESSION UNITS/ INTERMITTENT |  | 413533 | 12828 | 2012-08-30 | 2013-08-15 | 12240 | GENERAL SURGERY (6-S) | 2006-02-02 | USD | 1 | Active | UNIVERSITY NEW MEXICO HOSPITAL
0000052779 | 1004401 | HEALTHCARE SERVICE AND SUPPLY | ALP 501 | 501 | COMPRESSION UNITS/ INTERMITTENT |  | 413533 | 12629 | 2012-08-01 | 2013-08-15 | 12220 | MED/SURG SUBACUTE (4-E) | 2006-02-02 | USD | 1 | Active | UNIVERSITY NEW MEXICO HOSPITAL
0000052747 | 1140433 | HEALTHCARE SERVICE AND SUPPLY | ALP 501 | 501 | COMPRESSION UNITS/ INTERMITTENT |  | 413533 | 52747 | 2012-08-15 | 2013-08-15 | 12220 | MED/SURG SUBACUTE (4-E) | 2006-02-02 | USD | 1 | Active | UNIVERSITY NEW MEXICO HOSPITAL
0000052745 | 1085707 | HEALTHCARE SERVICE AND SUPPLY | ALP 501 | 501 | COMPRESSION UNITS/ INTERMITTENT |  | 413533 | 12782 | 2012-07-29 | 2013-08-15 | 12240 | GENERAL SURGERY (6-S) | 2006-02-02 | USD | 1 | Active | UNIVERSITY NEW MEXICO HOSPITAL
0000052744 | 1217503 | HEALTHCARE SERVICE AND SUPPLY | ALP 501 | 501 | COMPRESSION UNITS/ INTERMITTENT |  | 413533 | 12833 | 2012-07-29 | 2013-08-15 | 12350 | CRC/CTC (5-E) | 2006-02-02 | USD | 1 | Active | UNIVERSITY NEW MEXICO HOSPITAL
0000052816 | 1217534 | HEALTHCARE SERVICE AND SUPPLY | ALP 501 | 501 | COMPRESSION UNITS/ INTERMITTENT |  | 413533 | 12846 | 2012-08-01 | 2013-08-15 | 12360 | NEUROSCIENCE | 2006-02-02 | USD | 1 | Active | UNIVERSITY NEW MEXICO HOSPITAL
0000052815 | 1217533 | HEALTHCARE SERVICE AND SUPPLY | ALP 501 | 501 | COMPRESSION UNITS/ INTERMITTENT |  | 413533 | 12896 | 2013-05-09 | 2014-05-15 | 12110 | NEUROSCIENCE ICU | 2006-02-02 | USD | 1 | Active | UNIVERSITY NEW MEXICO HOSPITAL
0000052814 | 1422154 | HEALTHCARE SERVICE AND SUPPLY | ALP 501 | 501 | COMPRESSION UNITS/ INTERMITTENT |  | 413533 | 12859 | 2013-05-10 | 2014-05-15 | 12110 | NEUROSCIENCE ICU | 2006-02-02 | USD | 1 | Active | UNIVERSITY NEW MEXICO HOSPITAL
0000052813 | 1096487 | HEALTHCARE SERVICE AND SUPPLY | ALP 501 | 501 | COMPRESSION UNITS/ INTERMITTENT |  | 413533 | 12882 | 2012-08-03 | 2013-08-15 | 12240 | GENERAL SURGERY (6-S) | 2006-02-02 | USD | 1 | Active | UNIVERSITY NEW MEXICO HOSPITAL
0000052812 | 1217530 | HEALTHCARE SERVICE AND SUPPLY | ALP 501 | 501 | COMPRESSION UNITS/ INTERMITTENT |  | 413533 | 12624 | 2012-08-15 | 2013-08-15 | 12220 | MED/SURG SUBACUTE (4-E) | 2006-02-02 | USD | 1 | Active | UNIVERSITY NEW MEXICO HOSPITAL
0000052809 | 1141427 | HEALTHCARE SERVICE AND SUPPLY | ALP 501 | 501 | COMPRESSION UNITS/ INTERMITTENT |  | 413533 | 12825 | 2013-05-10 | 2014-05-15 | 12120 | MEDICAL/CARDIAC ICU | 2006-02-02 | USD | 1 | Active | UNIVERSITY NEW MEXICO HOSPITAL
0000052808 | 1217529 | HEALTHCARE SERVICE AND SUPPLY | ALP 501 | 501 | COMPRESSION UNITS/ INTERMITTENT |  | 413533 | 12879 | 2012-08-29 | 2013-08-15 | 12310 | ADULT ONCOLOGY MED/SURG | 2006-02-02 | USD | 1 | Active | UNIVERSITY NEW MEXICO HOSPITAL
0000052807 | 1003934 | HEALTHCARE SERVICE AND SUPPLY | ALP 501 | 501 | COMPRESSION UNITS/ INTERMITTENT |  | 413533 | 12786 | 2013-06-07 | 2014-06-15 | 15040 | PACU (RECOVERY ROOM 1) | 2006-02-02 | USD | 1 | Active | UNIVERSITY NEW MEXICO HOSPITAL
0000052806 | 1217528 | HEALTHCARE SERVICE AND SUPPLY | ALP 501 | 501 | COMPRESSION UNITS/ INTERMITTENT |  | 413533 | 12784 | 2013-05-09 | 2014-05-15 | 12110 | NEUROSCIENCE ICU | 2006-02-02 | USD | 1 | Active | UNIVERSITY NEW MEXICO HOSPITAL
0000052778 | 1084027 | HEALTHCARE SERVICE AND SUPPLY | ALP 501 | 501 | COMPRESSION UNITS/ INTERMITTENT |  | 413533 | 12824 | 2013-05-02 | 2014-05-15 | 12130 | TRAUMA/SURGICAL ICU | 2006-02-02 | USD | 1 | Active | UNIVERSITY NEW MEXICO HOSPITAL
0000052777 | 1217516 | HEALTHCARE SERVICE AND SUPPLY | ALP 501 | 501 | COMPRESSION UNITS/ INTERMITTENT |  | 413533 | 12816 | 2012-08-03 | 2013-08-15 | 15040 | PACU (RECOVERY ROOM 1) | 2006-02-02 | USD | 1 | Active | UNIVERSITY NEW MEXICO HOSPITAL
0000052743 | 1217502 | HEALTHCARE SERVICE AND SUPPLY | ALP 501 | 501 | COMPRESSION UNITS/ INTERMITTENT |  | 413533 | 12620 | 2013-05-09 | 2014-05-15 | 12120 | MEDICAL/CARDIAC ICU | 2006-02-02 | USD | 1 | Active | UNIVERSITY NEW MEXICO HOSPITAL
0000052741 | 1422065 | HEALTHCARE SERVICE AND SUPPLY | ALP 501 | 501 | COMPRESSION UNITS/ INTERMITTENT |  | 413533 | 12821 | 2013-05-08 | 2014-05-15 | 12130 | TRAUMA/SURGICAL ICU | 2006-02-02 | USD | 1 | Active | UNIVERSITY NEW MEXICO HOSPITAL
0000052740 | 1143295 | HEALTHCARE SERVICE AND SUPPLY | ALP 501 | 501 | COMPRESSION UNITS/ INTERMITTENT |  | 413533 | 12884 | 2013-05-07 | 2014-05-15 | 12410 | PEDIATRIC SPECIALTY CARE | 2006-02-02 | USD | 1 | Active | UNIVERSITY NEW MEXICO HOSPITAL
0000052821 | 1004411 | NEC CORP | MULTISYNC LCD1770NX | MULTISYNC LCD1770NX | MONITORS |  | REPLACEMENT | 5Y803775TA |  | 2017-06-15 | 12430 | GENERAL PEDIATRICS UNIT | 2006-02-02 | USD | 33.95 | Active | UNIVERSITY NEW MEXICO HOSPITAL
0000052819 | 1217537 | NEC CORP | MULTISYNC LCD1770NX | MULTISYNC LCD1770NX | MONITORS |  | REPLACEMENT | 5Y80376TA |  | 2017-06-15 | 12430 | GENERAL PEDIATRICS UNIT | 2006-02-02 | USD | 33.95 | Active | UNIVERSITY NEW MEXICO HOSPITAL
0000052818 | 1217536 | NEC CORP | MULTISYNC LCD1770NX | MULTISYNC LCD1770NX | MONITORS |  | REPLACEMENT | SY803763TA |  | 2017-06-15 | 12430 | GENERAL PEDIATRICS UNIT | 2006-02-02 | USD | 33.95 | Active | UNIVERSITY NEW MEXICO HOSPITAL
0000052817 | 1217535 | NEC CORP | MULTISYNC LCD1770NX | MULTISYNC LCD1770NX | MONITORS |  | REPLACEMENT | SY803759TA |  | 2017-06-15 | 12430 | GENERAL PEDIATRICS UNIT | 2006-02-02 | USD | 33.95 | Active | UNIVERSITY NEW MEXICO HOSPITAL
0000052822 | 1217538 | NEC CORP | MULTISYNC LCD1770NX | MULTISYNC LCD1770NX | MONITORS |  | REPLACEMENT | 5X802983TA |  | 2017-06-15 | 12430 | GENERAL PEDIATRICS UNIT | 2006-02-02 | USD | 33.95 | Active | UNIVERSITY NEW MEXICO HOSPITAL
0000052716 | 1004422 | NATIONAL DISPLAY SYSTEMS | V3C-SX18-A173 | V3C-SX18-A173 | MONITORS/ MEDICAL GRADE DISPLAY |  | NONE | 04-40684 |  | 2017-06-15 | 15000 | OPERATING ROOM | 2006-02-01 | USD | 100 | Active | UNIVERSITY NEW MEXICO HOSPITAL
0000052862 | 1162322 | SSCOR INC | 2314B | 2314B | ASPIRATORS |  | FOUND | M03482 | 2017-01-01 | 2018-01-15 | 12035 | UPC INPATIENT ADULT SERVICES | 2006-01-30 | USD | 0.01 | Reactivated | UNIVERSITY NEW MEXICO HOSPITAL
0000052713 | 1217491 | SHERWOOD MEDICAL | FIRSTTEMP GENIUS | 3000A | THERMOMETERS/ ELECTRONIC/ INFRARED/ EAR |  |  | J0557834 |  | 2017-06-15 | 34025 | CARDIOLOGY CLINIC | 2006-01-27 | USD | 305 | Active | UNIVERSITY NEW MEXICO HOSPITAL
0000052714 | 1141655 | GE Healthcare USA | Pro 400 V2 | Pro 400 V2 | MONITORING SYSTEMS/ PHYSIOLOGIC/ ACUTE CARE |  | 410466 | AAX054800878SA | 2016-10-19 | 2017-10-15 | 34025 | CARDIOLOGY CLINIC | 2006-01-27 | USD | 4284 | Active | UNIVERSITY NEW MEXICO HOSPITAL
0000027377 | 1144499 | DEVIBISS HEALTH CARE DIV SUNSRISE MED | 5610D | 5610D | PUMPS/ COMPRESSOR/ AIR |  | FOUND | 313201 | 2012-01-13 | 2012-01-15 | 60400 | CPC ACUTE SERVICES | 2006-01-26 | USD | 0.01 | Active | UNIVERSITY NEW MEXICO HOSPITAL
0000052711 | 1162354 | ARMSTRONG MEDICAL INDUSTRIES INC | S-SCORT NEW-DUET (2134B) | S-SCORT NEW-DUET (2134B) | ASPIRATORS |  | FOUND | M05153 | 2017-01-01 | 2018-01-15 | 60400 | CPC ACUTE SERVICES | 2006-01-25 | USD | 0.01 | Reactivated | UNIVERSITY NEW MEXICO HOSPITAL
0000052704 | 1217487 | BOSTON SCIENTIFIC CORP | CIRCUCOOL | CIRCUCOOL | PUMPS/ CIRCULATING-FLUID |  | 410614 | L03005267 | 2016-01-25 | 2017-01-15 | 71040 | CARDIAC CATH LAB | 2006-01-20 | USD | 4400 | Active | UNIVERSITY NEW MEXICO HOSPITAL
0000052691 | 1142753 | SONOMED INC | 200 P+ | 200 P+ | PACHYMETERS |  | 411874 | 0250-1105-2062 | 2016-12-01 | 2017-12-15 | 34610 | OPHTHALMOLOGY ON SITE CLINIC | 2006-01-16 | USD | 2095 | Active | UNIVERSITY NEW MEXICO HOSPITAL
0000055961 | 1142335 | GE HEALTHCARE | PRO 300 V2 | PRO 300 V2 | MONITORING SYSTEMS/ PHYSIOLOGIC |  | 433036 | AAX06480004SA | 2016-09-26 | 2017-09-15 | 34350 | MEDICINE CLINIC | 2006-01-15 | USD | 4059 | Active | UNIVERSITY NEW MEXICO HOSPITAL
0000052457 | 1142139 | GE HEALTHCARE | TRANSPORT PRO | TRANSPORT PRO | MONITORS/ PATIENT TRANSPORT |  | 398392 | AAD05240220GA | 2016-09-27 | 2017-09-15 | 12350 | CRC/CTC (5-E) | 2006-01-13 | USD | 6105 | Active | UNIVERSITY NEW MEXICO HOSPITAL
0000052456 | 1003671 | GE HEALTHCARE | TRANSPORT PRO | TRANSPORT PRO | MONITORS/ PATIENT TRANSPORT |  | 398392 | AAD05240249GA | 2017-07-14 | 2018-07-15 | 12110 | NEUROSCIENCE ICU | 2006-01-13 | USD | 6105 | Active | UNIVERSITY NEW MEXICO HOSPITAL
0000052455 | 1421944 | GE HEALTHCARE | TRANSPORT PRO | TRANSPORT PRO | MONITORS/ PATIENT TRANSPORT |  | 398392 | AAD05240218GA | 2017-07-05 | 2018-07-15 | 12110 | NEUROSCIENCE ICU | 2006-01-13 | USD | 6105 | Active | UNIVERSITY NEW MEXICO HOSPITAL
0000052687 | 1004902 | ZOLL MEDICAL CORP | M SERIES | M SERIES | DEFIBRILLATOR/ MONITOR/ PACEMAKERS |  | 399683 | T05L76223 | 2017-01-01 | 2017-07-15 | 75050 | RADIOLOGY - ULTRASOUND | 2006-01-11 | USD | 9146.26 | Active | UNIVERSITY NEW MEXICO HOSPITAL
0000052875 | 1085605 | NATIONAL BIOLOGICAL CORP | 1100A | 1100A | PHOTOTHERAPY UNITS |  | DONATED | 1100-A-151 | 2017-07-20 | 2018-01-15 | 34655 | DERMATOLOGY CLINIC 1021 MED | 2006-01-11 | USD | 0.01 | Active | UNIVERSITY NEW MEXICO HOSPITAL
0000052874 | 1085604 | NATIONAL BIOLOGICAL CORP | 1100A | 1100A | PHOTOTHERAPY UNITS |  | DONATED | 1100-A-154 | 2017-07-20 | 2018-01-15 | 34655 | DERMATOLOGY CLINIC 1021 MED | 2006-01-11 | USD | 0.01 | Active | UNIVERSITY NEW MEXICO HOSPITAL
0000052677 | 1217482 | THE KENDALL CO | FIRSTEMP GENIUS 3000A | FIRSTEMP GENIUS 3000A | THERMOMETERS/ ELECTRONIC/ INFRARED/ EAR |  | REPL41822 | J033366 |  | 2017-06-15 | 12000 | LABOR AND DELIVERY | 2006-01-09 | USD | 75 | Active | UNIVERSITY NEW MEXICO HOSPITAL
0000052678 | 1217483 | SHERWOOD MEDICAL | FIRSTTEMP GENIUS | 3000A | THERMOMETERS/ ELECTRONIC/ INFRARED/ EAR |  | REPL45341 | J0526412 |  | 2017-06-15 | 12120 | MEDICAL/CARDIAC ICU | 2006-01-09 | USD | 1 | Active | UNIVERSITY NEW MEXICO HOSPITAL
0000052680 | 1077874 | VALLEYLAB INC | FORCE FX | FORCE FX | ELECTROSURGICAL UNITS |  | H411144 | 41382A | 2017-05-01 | 2017-11-15 | 15500 | OSIS OPERATING ROOM | 2006-01-06 | USD | 7932.5 | Active | UNIVERSITY NEW MEXICO HOSPITAL
0000052679 | 1217484 | HOLOGIC INC | ATEC SAPPHIRE | 555324 | STEREOTACTIC SYSTEMS/ BIOPSY/ MAMMOGRAPHIC |  | H409463 | 200343 | 2017-05-31 | 2018-05-15 | 75105 | OSIS MAMMOGRAPHY | 2006-01-06 | USD | 39995.5 | Reactivated | UNIVERSITY NEW MEXICO HOSPITAL
0000052665 | 1217480 | PRECISION MEDICAL INC | PM3400 | PM3400 | REGULATORS/ SUCTION |  | 411105 | 03741 | 2006-01-03 | 2017-06-15 | 12415 | INTERMEDIATE CARE NURSERY | 2006-01-03 | USD | 308 | Active | UNIVERSITY NEW MEXICO HOSPITAL
0000052658 | 383846 | PHILIPS HEALTHCARE | iE33 Ultrasound System | 795052 | SCANNING SYSTEMS/ULTRASONIC/DIAGNOSTIC (DI) |  | 41167 | 02L6C3 | 2011-05-27 | 2011-05-15 | 71030 | HEART STATION | 2006-01-03 | USD | 171655 | Active | UNIVERSITY NEW MEXICO HOSPITAL
0000052664 | 1217479 | PRECISION MEDICAL INC | PM3400 | PM3400 | REGULATORS/ SUCTION |  | 411105 | 03793 | 2006-01-03 | 2017-06-15 | 12415 | INTERMEDIATE CARE NURSERY | 2006-01-03 | USD | 308 | Active | UNIVERSITY NEW MEXICO HOSPITAL
0000052657 | 383845 | PHILIPS HEALTHCARE | iE33 Ultrasound System | 795052 | SCANNING SYSTEMS/ULTRASONIC/DIAGNOSTIC (DI) |  | 411167 | 02L5RH | 2011-05-27 | 2011-05-15 | 71030 | HEART STATION | 2006-01-03 | USD | 173130 | Active | UNIVERSITY NEW MEXICO HOSPITAL
0000052663 | 1217478 | PRECISION MEDICAL INC | PM3400 | PM3400 | REGULATORS/ SUCTION |  | 411105 | 03734 | 2006-01-03 | 2017-06-15 | 12415 | INTERMEDIATE CARE NURSERY | 2006-01-03 | USD | 308 | Active | UNIVERSITY NEW MEXICO HOSPITAL
0000052656 | 383844 | PHILIPS HEALTHCARE | iE33 Ultrasound System | 795052 | SCANNING SYSTEMS/ULTRASONIC/DIAGNOSTIC (DI) |  | 411167 | 02L6BH | 2011-05-27 | 2011-05-15 | 71030 | HEART STATION | 2006-01-03 | USD | 181405 | Active | UNIVERSITY NEW MEXICO HOSPITAL
0000052662 | 1440281 | PRECISION MEDICAL INC | PM3400 | PM3400 | REGULATORS/ SUCTION |  | 411105 | 03740 | 2006-01-03 | 2017-06-15 | 12415 | INTERMEDIATE CARE NURSERY | 2006-01-03 | USD | 308 | Active | UNIVERSITY NEW MEXICO HOSPITAL
0000052672 | 1142599 | SONOSITE INC | MICROMAXX | 531843 | SCANNING SYSTEMS/ ULTRASONIC/ PORTABLE |  | 411023 | 035JC5 | 2012-01-05 | 2012-01-15 | 89025 | CLINICAL EDUCATION | 2006-01-03 | USD | 47000 | Active | UNIVERSITY NEW MEXICO HOSPITAL
0000052671 | 1144795 | PRECISION MEDICAL INC | PM3400 | PM3400 | REGULATORS/ SUCTION |  | 411106 | 03737 | 2006-01-03 | 2017-06-15 | 12455 | NEWBORN ICU | 2006-01-03 | USD | 308 | Active | UNIVERSITY NEW MEXICO HOSPITAL
0000052670 | 1217481 | PRECISION MEDICAL INC | PM3400 | PM3400 | REGULATORS/ SUCTION |  | 411106 | 03735 | 2006-01-03 | 2017-06-15 | 12455 | NEWBORN ICU | 2006-01-03 | USD | 308 | Active | UNIVERSITY NEW MEXICO HOSPITAL
0000052669 | 1144166 | PRECISION MEDICAL INC | PM3400 | PM3400 | REGULATORS/ SUCTION |  | 411106 | 03733 | 2006-01-03 | 2017-06-15 | 12455 | NEWBORN ICU | 2006-01-03 | USD | 308 | Active | UNIVERSITY NEW MEXICO HOSPITAL
0000052668 | 1141989 | PRECISION MEDICAL INC | PM3400 | PM3400 | REGULATORS/ SUCTION |  | 411106 | 03742 | 2006-01-03 | 2017-06-15 | 12455 | NEWBORN ICU | 2006-01-03 | USD | 308 | Active | UNIVERSITY NEW MEXICO HOSPITAL
0000052667 | 1141898 | PRECISION MEDICAL INC | PM3400 | PM3400 | REGULATORS/ SUCTION |  | 411106 | 03736 | 2006-01-03 | 2017-06-15 | 12455 | NEWBORN ICU | 2006-01-03 | USD | 308 | Active | UNIVERSITY NEW MEXICO HOSPITAL
0000052666 | 1144783 | PRECISION MEDICAL INC | PM3400 | PM3400 | REGULATORS/ SUCTION |  | 411105 | 03738 | 2006-01-03 | 2017-06-15 | 12415 | INTERMEDIATE CARE NURSERY | 2006-01-03 | USD | 308 | Active | UNIVERSITY NEW MEXICO HOSPITAL
0000052661 | 1140674 | NATUS MEDICAL INC | Neoblue Mini | Neoblue Mini | PHOTOTHERAPY UNIT/VISIBLE LIGHT/HYPERBILIRUBINEMIA |  | FOUND | 60760 | 2017-02-08 | 2017-08-15 | 12455 | NEWBORN ICU | 2006-01-03 | USD | 0.01 | Active | UNIVERSITY NEW MEXICO HOSPITAL
0000052660 | 1140301 | NATUS MEDICAL INC | NEOBLUE | NEOBLUE | PHOTOTHERAPY UNITS/ VISIBLE LIGHT/ HYPERBILIRUBINE |  | 409379 | 13367 | 2017-02-08 | 2017-08-15 | 12455 | NEWBORN ICU | 2006-01-03 | USD | 3395 | Reactivated | UNIVERSITY NEW MEXICO HOSPITAL
0000052659 | 1140873 | NATUS MEDICAL INC | NEOBLUE | NEOBLUE | PHOTOTHERAPY UNITS/ VISIBLE LIGHT/ HYPERBILIRUBINE |  | 409379 | 13366 | 2017-02-02 | 2017-08-15 | 12455 | NEWBORN ICU | 2006-01-03 | USD | 3395 | Active | UNIVERSITY NEW MEXICO HOSPITAL
0000052653 | 1143497 | PRECOR USA | C932I | C932I | TREADMILLS |  | 409219 | AAADH11050010 | 2017-01-30 | 2018-01-15 | 71020 | CARDIAC REHAB | 2005-12-28 | USD | 2933.33 | Active | UNIVERSITY NEW MEXICO HOSPITAL
0000054301 | 1217633 | MIDMARK CORP | 604 (604-001) | 604 (604-001) | TABLES/ EXAMINATION/TREATMENT |  | 409846 | V213792 |  | 2017-06-15 | 34350 | MEDICINE CLINIC | 2005-12-23 | USD | 1070.03 | Active | UNIVERSITY NEW MEXICO HOSPITAL
0000054300 | 1217632 | MIDMARK CORP | 604 (604-001) | 604 (604-001) | TABLES/ EXAMINATION/TREATMENT |  | 409846 | V213791 |  | 2017-06-15 | 34350 | MEDICINE CLINIC | 2005-12-23 | USD | 1070.03 | Active | UNIVERSITY NEW MEXICO HOSPITAL
0000054299 | 1217631 | MIDMARK CORP | 604 (604-001) | 604 (604-001) | TABLES/ EXAMINATION/TREATMENT |  | 409846 | V213789 |  | 2017-06-15 | 34350 | MEDICINE CLINIC | 2005-12-23 | USD | 1070.03 | Active | UNIVERSITY NEW MEXICO HOSPITAL
0000054298 | 1217630 | MIDMARK CORP | 604 (604-001) | 604 (604-001) | TABLES/ EXAMINATION/TREATMENT |  | 409846 | V213248 |  | 2017-06-15 | 34350 | MEDICINE CLINIC | 2005-12-23 | USD | 1070.03 | Active | UNIVERSITY NEW MEXICO HOSPITAL
0000054297 | 1217629 | MIDMARK CORP | 604 (604-001) | 604 (604-001) | TABLES/ EXAMINATION/TREATMENT |  | 409846 | V213244 |  | 2017-06-15 | 34350 | MEDICINE CLINIC | 2005-12-23 | USD | 1070.03 | Active | UNIVERSITY NEW MEXICO HOSPITAL
0000054302 | 1217634 | MIDMARK CORP | 604 (604-001) | 604 (604-001) | TABLES/ EXAMINATION/TREATMENT |  | 409846 | V213246 |  | 2017-06-15 | 34350 | MEDICINE CLINIC | 2005-12-23 | USD | 1070.03 | Active | UNIVERSITY NEW MEXICO HOSPITAL
0000041881 | 1004514 | PNEUPAC LIMITED | VENTIPAC 200D | VENTIPAC 200D | VENTILATORS |  | USED | 0111371 | 2017-06-30 | 2017-12-15 | 70060 | FIXED WING TRANSPORT | 2005-12-21 | USD | 1 | Reactivated | UNIVERSITY NEW MEXICO HOSPITAL
0000016463 | 1085418 | CIRCON CORP | ALV-1 | ALV-1 | LIGHT SOURCES |  | FOUND | AU0522 | 2016-12-01 | 2017-12-15 | 34230 | SURGICAL SPECIALTIES | 2005-12-20 | USD | 0.01 | Reactivated | UNIVERSITY NEW MEXICO HOSPITAL
0000052637 | 1004509 | SCALE-TRONIX INC | 5002 | 5002 | SCALES/ PATIENT/ PLATFORM/ ELECTRONIC |  | 408420 | 5002-11134 | 2017-06-30 | 2018-06-15 | 15040 | PACU (RECOVERY ROOM 1) | 2005-12-16 | USD | 2180 | Reactivated | UNIVERSITY NEW MEXICO HOSPITAL
0000052634 | 1217475 | GE HEALTHCARE | PRO 300 V2 | PRO 300 V2 | MONITORING SYSTEMS/ PHYSIOLOGIC |  | 406800 | AAX05460186SA | 2016-08-03 | 2017-08-15 | 12340 | SURGICAL SPECIALITY UNIT (4-S) | 2005-12-15 | USD | 4012 | Active | UNIVERSITY NEW MEXICO HOSPITAL
0000052618 | 1004817 | ZOLL MEDICAL CORP | M SERIES | M SERIES | DEFIBRILLATOR/ MONITOR/ PACEMAKERS |  | 399683 | T05F71915 | 2017-06-21 | 2017-12-15 | 15000 | OPERATING ROOM | 2005-12-13 | USD | 9146.26 | Active | UNIVERSITY NEW MEXICO HOSPITAL
0000052617 | 1004055 | ZOLL MEDICAL CORP | M SERIES | M SERIES | DEFIBRILLATOR/ MONITOR/ PACEMAKERS |  | 399683 | T05E70802 | 2017-06-21 | 2017-12-15 | 15000 | OPERATING ROOM | 2005-12-13 | USD | 9146.26 | Active | UNIVERSITY NEW MEXICO HOSPITAL
0000052616 | 1004814 | ZOLL MEDICAL CORP | M SERIES | M SERIES | DEFIBRILLATOR/ MONITOR/ PACEMAKERS |  | 399683 | T05E70785 | 2017-06-29 | 2017-12-15 | 15000 | OPERATING ROOM | 2005-12-13 | USD | 9146.26 | Active | UNIVERSITY NEW MEXICO HOSPITAL
0000052614 | 1003613 | ZOLL MEDICAL CORP | M SERIES | M SERIES | DEFIBRILLATOR/ MONITOR/ PACEMAKERS |  | 399683 | T05F71902 | 2017-06-21 | 2017-12-15 | 15000 | OPERATING ROOM | 2005-12-13 | USD | 9146.26 | Active | UNIVERSITY NEW MEXICO HOSPITAL
0000052613 | 1004045 | ZOLL MEDICAL CORP | M SERIES | M SERIES | DEFIBRILLATOR/ MONITOR/ PACEMAKERS |  | 399683 | T05F71904 | 2017-06-23 | 2017-12-15 | 89025 | CLINICAL EDUCATION | 2005-12-13 | USD | 9146.26 | Active | UNIVERSITY NEW MEXICO HOSPITAL
0000052612 | 1003662 | ZOLL MEDICAL CORP | M SERIES | M SERIES | DEFIBRILLATOR/ MONITOR/ PACEMAKERS |  | 399683 | T05E70827 | 2017-07-17 | 2018-01-15 | 21015 | ED-NORTH | 2005-12-13 | USD | 9513.79 | Active | UNIVERSITY NEW MEXICO HOSPITAL
0000052611 | 1140229 | ZOLL MEDICAL CORP | M SERIES | M SERIES | DEFIBRILLATOR/ MONITOR/ PACEMAKERS |  | 399683 | T05F71899 | 2017-07-17 | 2018-01-15 | 21015 | ED-NORTH | 2005-12-13 | USD | 9513.79 | Active | UNIVERSITY NEW MEXICO HOSPITAL
0000052610 | 1004700 | ZOLL MEDICAL CORP | M SERIES | M SERIES | DEFIBRILLATOR/ MONITOR/ PACEMAKERS |  | 399683 | 0/3173 | 2017-07-17 | 2018-01-15 | 21015 | ED-NORTH | 2005-12-13 | USD | 9513.79 | Active | UNIVERSITY NEW MEXICO HOSPITAL
0000052609 | 1003653 | ZOLL MEDICAL CORP | M SERIES | M SERIES | DEFIBRILLATOR/ MONITOR/ PACEMAKERS |  | 399683 | T05D70811 | 2017-07-17 | 2018-01-15 | 21015 | ED-NORTH | 2005-12-13 | USD | 9513.79 | Active | UNIVERSITY NEW MEXICO HOSPITAL
0000052608 | 1004074 | ZOLL MEDICAL CORP | M SERIES | M SERIES | DEFIBRILLATOR/ MONITOR/ PACEMAKERS |  | 399683 | T05F71912 | 2017-07-17 | 2018-01-15 | 21015 | ED-NORTH | 2005-12-13 | USD | 9513.79 | Active | UNIVERSITY NEW MEXICO HOSPITAL
0000052607 | 1217465 | ZOLL MEDICAL CORP | M SERIES | M SERIES | DEFIBRILLATOR/ MONITOR/ PACEMAKERS |  | 399683 | T05F71909 | 2017-07-17 | 2018-01-15 | 21015 | ED-NORTH | 2005-12-13 | USD | 9513.79 | Active | UNIVERSITY NEW MEXICO HOSPITAL
0000052606 | 1004813 | ZOLL MEDICAL CORP | M SERIES | M SERIES | DEFIBRILLATOR/ MONITOR/ PACEMAKERS |  | 399683 | T05E70830 | 2017-06-12 | 2017-12-15 | 15000 | OPERATING ROOM | 2005-12-12 | USD | 9146.26 | Active | UNIVERSITY NEW MEXICO HOSPITAL
0000052605 | 1004904 | ZOLL MEDICAL CORP | M SERIES | M SERIES | DEFIBRILLATOR/ MONITOR/ PACEMAKERS |  | 399683 | T05E70806 | 2017-01-01 | 2017-07-15 | 75025 | RADIOLOGY - INTERVENTIONAL RAD | 2005-12-12 | USD | 9146.26 | Active | UNIVERSITY NEW MEXICO HOSPITAL
0000052604 | 1004898 | ZOLL MEDICAL CORP | M SERIES | M SERIES | DEFIBRILLATOR/ MONITOR/ PACEMAKERS |  | 399683 | T05E70832 | 2017-01-01 | 2017-07-15 | 75000 | RADIOLOGY - GENERAL | 2005-12-12 | USD | 9146.26 | Active | UNIVERSITY NEW MEXICO HOSPITAL
0000052603 | 1085705 | ZOLL MEDICAL CORP | M SERIES | M SERIES | DEFIBRILLATOR/ MONITOR/ PACEMAKERS |  | 399683 | T05E70804 | 2017-01-01 | 2017-07-15 | 75045 | RADIOLOGY - NUCLEAR MED | 2005-12-12 | USD | 9146.26 | Active | UNIVERSITY NEW MEXICO HOSPITAL
0000052602 | 1004073 | ZOLL MEDICAL CORP | M SERIES | M SERIES | DEFIBRILLATOR/ MONITOR/ PACEMAKERS |  | 399683 | T05E70821 | 2017-07-14 | 2018-01-15 | 12480 | CTH REHAB-ORTHO UNIT | 2005-12-12 | USD | 9146.26 | Active | UNIVERSITY NEW MEXICO HOSPITAL
0000052601 | 1003593 | ZOLL MEDICAL CORP | M SERIES | M SERIES | DEFIBRILLATOR/ MONITOR/ PACEMAKERS |  | 399683 | T05E70800 | 2017-06-23 | 2017-12-15 | 89025 | CLINICAL EDUCATION | 2005-12-12 | USD | 9146.26 | Active | UNIVERSITY NEW MEXICO HOSPITAL
0000052600 | 1003590 | ZOLL MEDICAL CORP | M SERIES | M SERIES | DEFIBRILLATOR/ MONITOR/ PACEMAKERS |  | 399683 | T05F71908 | 2017-06-23 | 2017-12-15 | 89025 | CLINICAL EDUCATION | 2005-12-12 | USD | 9146.26 | Active | UNIVERSITY NEW MEXICO HOSPITAL
0000052599 | 1077892 | ZOLL MEDICAL CORP | M SERIES | M SERIES | DEFIBRILLATOR/ MONITOR/ PACEMAKERS |  | 399683 | T05E70818 | 2017-05-01 | 2017-11-15 | 15510 | OSIS PACU | 2005-12-12 | USD | 9146.26 | Active | UNIVERSITY NEW MEXICO HOSPITAL
0000052598 | 1217462 | ZOLL MEDICAL CORP | M SERIES | M SERIES | DEFIBRILLATOR/ MONITOR/ PACEMAKERS |  | 399683 | T05E70782 | 2017-05-01 | 2017-11-15 | 15510 | OSIS PACU | 2005-12-12 | USD | 9146.26 | Active | UNIVERSITY NEW MEXICO HOSPITAL
0000052597 | 1140989 | ZOLL MEDICAL CORP | M SERIES | M SERIES | DEFIBRILLATOR/ MONITOR/ PACEMAKERS |  | 399683 | T05E70807 | 2017-03-02 | 2017-09-15 | 71520 | PULMONARY DIAGNOSTICS | 2005-12-12 | USD | 9146.26 | Active | UNIVERSITY NEW MEXICO HOSPITAL
0000052596 | 1096360 | ZOLL MEDICAL CORP | M SERIES | M SERIES | DEFIBRILLATOR/ MONITOR/ PACEMAKERS |  | 399683 | T05E70826 | 2017-01-26 | 2017-07-15 | 71010 | PEDIATRIC CARDIOLOGY | 2005-12-12 | USD | 9146.26 | Active | UNIVERSITY NEW MEXICO HOSPITAL
0000052595 | 1142128 | ZOLL MEDICAL CORP | M SERIES | M SERIES | DEFIBRILLATOR/ MONITOR/ PACEMAKERS |  | 399683 | T05F71905 | 2017-03-02 | 2017-09-15 | 12320 | GENERAL MEDICINE (5-W) | 2005-12-12 | USD | 9513.79 | Active | UNIVERSITY NEW MEXICO HOSPITAL
0000052594 | 1143105 | ZOLL MEDICAL CORP | M SERIES | M SERIES | DEFIBRILLATOR/ MONITOR/ PACEMAKERS |  | 399683 | T05E70819 | 2017-04-18 | 2017-10-15 | 12430 | GENERAL PEDIATRICS UNIT | 2005-12-09 | USD | 9513.79 | Active | UNIVERSITY NEW MEXICO HOSPITAL
0000052593 | 1143064 | ZOLL MEDICAL CORP | M SERIES | M SERIES | DEFIBRILLATOR/ MONITOR/ PACEMAKERS |  | 399683 | T05F71897 | 2017-04-18 | 2017-10-15 | 12430 | GENERAL PEDIATRICS UNIT | 2005-12-09 | USD | 9513.79 | Active | UNIVERSITY NEW MEXICO HOSPITAL
0000052592 | 1077047 | ZOLL MEDICAL CORP | M SERIES | M SERIES | DEFIBRILLATOR/ MONITOR/ PACEMAKERS |  | 399683 | T05E70805 | 2017-04-27 | 2017-10-15 | 12460 | PEDIATRIC ICU | 2005-12-09 | USD | 9513.79 | Active | UNIVERSITY NEW MEXICO HOSPITAL
0000052591 | 1084141 | ZOLL MEDICAL CORP | M SERIES | M SERIES | DEFIBRILLATOR/ MONITOR/ PACEMAKERS |  | 399683 | T05E70809 | 2017-04-27 | 2017-10-15 | 12410 | PEDIATRIC SPECIALTY CARE | 2005-12-09 | USD | 9513.79 | Active | UNIVERSITY NEW MEXICO HOSPITAL
0000052574 | 1142459 | ZOLL MEDICAL CORP | M SERIES | M SERIES | DEFIBRILLATOR/ MONITOR/ PACEMAKERS |  | 399683 | T05E70803 | 2017-05-01 | 2017-11-15 | 12000 | LABOR AND DELIVERY | 2005-12-09 | USD | 9513.79 | Active | UNIVERSITY NEW MEXICO HOSPITAL
0000052573 | 1142641 | ZOLL MEDICAL CORP | M SERIES | M SERIES | DEFIBRILLATOR/ MONITOR/ PACEMAKERS |  | 399683 | T05E70813 | 2017-06-30 | 2017-12-15 | 34610 | OPHTHALMOLOGY ON SITE CLINIC | 2005-12-09 | USD | 9513.79 | Active | UNIVERSITY NEW MEXICO HOSPITAL
0000052572 | 1083044 | ZOLL MEDICAL CORP | M SERIES | M SERIES | DEFIBRILLATOR/ MONITOR/ PACEMAKERS |  | 399683 | T05F71914 | 2017-06-30 | 2017-12-15 | 15040 | PACU (RECOVERY ROOM 1) | 2005-12-09 | USD | 9513.79 | Active | UNIVERSITY NEW MEXICO HOSPITAL
0000052571 | 1422288 | ZOLL MEDICAL CORP | M SERIES | M SERIES | DEFIBRILLATOR/ MONITOR/ PACEMAKERS |  | 399683 | T05F71898 | 2017-07-17 | 2018-01-15 | 21020 | PEDIATRIC EMERGENCY DEPARTMENT | 2005-12-09 | USD | 9513.79 | Active | UNIVERSITY NEW MEXICO HOSPITAL
0000052629 | 1217473 | HILL-ROM INC | 767 | 767 | OPHTHALMOSCOPE/OTOSCOPES |  | FOUND | NONE |  | 2017-06-15 | B9935 | School Based Health Center | 2005-12-08 | USD | 1 | Active | UNIVERSITY NEW MEXICO HOSPITAL
0000052570 | 1003673 | ZOLL MEDICAL CORP | M SERIES | M SERIES | DEFIBRILLATOR/ MONITOR/ PACEMAKERS |  | 399238 | T05D69829 | 2017-01-01 | 2017-07-15 | 75045 | RADIOLOGY - NUCLEAR MED | 2005-12-08 | USD | 10569.7 | Active | UNIVERSITY NEW MEXICO HOSPITAL
0000052569 | 1096569 | ZOLL MEDICAL CORP | M SERIES | M SERIES | DEFIBRILLATOR/ MONITOR/ PACEMAKERS |  | 399238 | T05E70515 | 2017-04-01 | 2017-10-15 | 71030 | HEART STATION | 2005-12-08 | USD | 10569.7 | Active | UNIVERSITY NEW MEXICO HOSPITAL
0000052630 | 1142455 | FISHER SCIENTIFIC CO | MICROMASTER | MICROMASTER | MICROSCOPES |  | 405151 | 1505-0582-002 | 2016-11-29 | 2017-11-15 | 12000 | LABOR AND DELIVERY | 2005-12-08 | USD | 1018.68 | Active | UNIVERSITY NEW MEXICO HOSPITAL
0000052628 | 1217472 | SHERWOOD MEDICAL | FIRSTTEMP GENIUS | 3000A | THERMOMETERS/ ELECTRONIC/ INFRARED/ EAR |  | H407541 | J0542458 | 2005-12-08 | 2017-06-15 | 32055 | 1209 CLINIC | 2005-12-08 | USD | 348.81 | Active | UNIVERSITY NEW MEXICO HOSPITAL
0000052625 | 1140483 | SHERWOOD MEDICAL | FIRSTTEMP GENIUS | 3000A | THERMOMETERS/ ELECTRONIC/ INFRARED/ EAR |  | WARRANTY | J0353248 |  | 2017-06-15 | 12240 | GENERAL SURGERY (6-S) | 2005-12-07 | USD | 0.01 | Active | UNIVERSITY NEW MEXICO HOSPITAL
0000052624 | 1217470 | SHERWOOD MEDICAL | FIRSTTEMP GENIUS | 3000A | THERMOMETERS/ ELECTRONIC/ INFRARED/ EAR |  | WARRANTY | J0515887 |  | 2017-06-15 | 12130 | TRAUMA/SURGICAL ICU | 2005-12-07 | USD | 0.01 | Active | UNIVERSITY NEW MEXICO HOSPITAL
0000052621 | 1217468 | SHERWOOD MEDICAL | FIRSTTEMP GENIUS | 3000A | THERMOMETERS/ ELECTRONIC/ INFRARED/ EAR |  | 408917 | J0549027 |  | 2017-06-15 | 12220 | MED/SURG SUBACUTE (4-E) | 2005-12-07 | USD | 348.81 | Active | UNIVERSITY NEW MEXICO HOSPITAL
0000052565 | 1003573 | ZOLL MEDICAL CORP | M SERIES | M SERIES | DEFIBRILLATOR/ MONITOR/ PACEMAKERS |  | 399238 | T05D70148 | 2017-06-30 | 2017-12-15 | 15040 | PACU (RECOVERY ROOM 1) | 2005-12-07 | USD | 12037.6 | Active | UNIVERSITY NEW MEXICO HOSPITAL
0000041834 | 1216200 | NORTEL NETWORKS INC | 450 24T | 450 24T | ROUTER/ SWITCH/ HUB |  | USED | SSGLKH3VRS |  | 2017-06-15 | 95700 | CLINICAL ENGINEERING | 2005-12-05 | USD | 1 | Active | UNIVERSITY NEW MEXICO HOSPITAL
0000052623 | 1217469 | SCALE-TRONIX INC | 5002 | 5002 | SCALES/ PATIENT/ PLATFORM/ ELECTRONIC |  | H407162 | 5002-11063 | 2017-01-23 | 2018-01-15 | 32025 | FAMILY PRACTICE CLINIC | 2005-12-05 | USD | 2181.25 | Active | UNIVERSITY NEW MEXICO HOSPITAL
0000041590 | 1142531 | INTERNATIONAL EQUIPMENT CO | MEDISPIN | MEDISPIN | CENTRIFUGES/ TABLETOP |  | NIS | 46401141 | 2016-10-19 | 2017-10-15 | 34020 | DIABETES COMPREHENSV CARE CTR | 2005-12-05 | USD | 0.01 | Reactivated | UNIVERSITY NEW MEXICO HOSPITAL
0000033629 | 1142532 | PELSTAR LLC | 400KL | 400KL | SCALES/ PATIENT/ PLATFORM/ MECHANICAL |  | NIS | NONE | 2013-10-30 | 2013-10-15 | 34020 | DIABETES COMPREHENSV CARE CTR | 2005-12-05 | USD | 0.01 | Active | UNIVERSITY NEW MEXICO HOSPITAL
0000021210 | 1214171 | OXEQUIP HEALTH INDUSTRIES | 197 | 197 | REGULATORS/ SUCTION |  | NIS | NONE | 2005-12-05 | 2017-06-15 | 12350 | CRC/CTC (5-E) | 2005-12-05 | USD | 0.01 | Active | UNIVERSITY NEW MEXICO HOSPITAL
0000045391 | 1216512 | NORTEL NETWORKS INC | BS 70/24 | BS 70/24 | ROUTER/ SWITCH/ HUB |  | USED | SDLI229B0623 |  | 2017-06-15 | 95700 | CLINICAL ENGINEERING | 2005-12-02 | USD | 1 | Active | UNIVERSITY NEW MEXICO HOSPITAL
0000020271 | 1214089 | OXEQUIP HEALTH INDUSTRIES | 197 | 197 | REGULATORS/ SUCTION |  | NIS | NONE | 2005-12-02 | 2017-06-15 | 12415 | INTERMEDIATE CARE NURSERY | 2005-12-02 | USD | 0.01 | Active | UNIVERSITY NEW MEXICO HOSPITAL
0000018560 | 1214028 | OXEQUIP HEALTH INDUSTRIES | 197 | 197 | REGULATORS/ SUCTION |  | NIS | NONE | 2005-12-02 | 2017-06-15 | 12210 | CORONARY CARE SUBACUTE | 2005-12-02 | USD | 0.01 | Active | UNIVERSITY NEW MEXICO HOSPITAL
0000052557 | 1140523 | GE HEALTHCARE | PRO 300 V2 | PRO 300 V2 | MONITORING SYSTEMS/ PHYSIOLOGIC |  | 406800 | AAX05370023SA | 2016-08-03 | 2017-08-15 | 12340 | SURGICAL SPECIALITY UNIT (4-S) | 2005-12-01 | USD | 4012 | Active | UNIVERSITY NEW MEXICO HOSPITAL
0000052561 | 1217454 | EXERGEN CORP | TAT-5000 | TAT-5000 | THERMOMETERS/ ELECTRONIC/ INFRARED |  | NIS | A11958 |  | 2017-06-15 | 15040 | PACU (RECOVERY ROOM 1) | 2005-12-01 | USD | 0.01 | Active | UNIVERSITY NEW MEXICO HOSPITAL
0000049591 | 1004989 | WELCH ALLYN INC | 747 | 747 | OPHTHALMOSCOPE/OTOSCOPES |  | FOUND | NONE |  | 2017-06-15 | 21015 | ED-NORTH | 2005-12-01 | USD | 1 | Active | UNIVERSITY NEW MEXICO HOSPITAL
0000052555 | 1004815 | BELMONT INSTRUMENT CORP | FMS 2000 | FMS 2000 | WARMING UNITS/ BLOOD/SOLUTION (FLUID) |  | H408930 | P100550 | 2017-06-16 | 2017-12-15 | 15055 | ANESTHESIA | 2005-11-29 | USD | 19000 | Active | UNIVERSITY NEW MEXICO HOSPITAL
0000041836 | 1216201 | APC | PS250 | PS250 | POWER SYSTEMS/ UNINTERRUPTIBLE |  | USED | 0124241001 | 2017-01-31 | 2018-01-15 | 95700 | CLINICAL ENGINEERING | 2005-11-23 | USD | 1 | Active | UNIVERSITY NEW MEXICO HOSPITAL
0000052559 | 1439685 | MEDICAL MOLDING CORP OF AMERICA | MISTY OX | MISTY OX | NEBULIZERS |  | 406688 | 5007 | 2016-02-09 | 2017-09-15 | 12015 | PEDIATRIC INFUSION UNIT PIU | 2005-11-23 | USD | 532.45 | Reactivated | UNIVERSITY NEW MEXICO HOSPITAL
0000052552 | 1439578 | PRECISION MEDICAL INC | PM3100 | PM3100 | REGULATORS/ SUCTION |  | NIS | 064164 | 2005-11-23 | 2017-06-15 | 12410 | PEDIATRIC SPECIALTY CARE | 2005-11-22 | USD | 0.01 | Active | UNIVERSITY NEW MEXICO HOSPITAL
0000052551 | 1439678 | PRECISION MEDICAL INC | PM3100 | PM3100 | REGULATORS/ SUCTION |  | NIS | 064161 | 2005-11-23 | 2017-06-15 | 12410 | PEDIATRIC SPECIALTY CARE | 2005-11-22 | USD | 0.01 | Active | UNIVERSITY NEW MEXICO HOSPITAL
0000052550 | 1439667 | PRECISION MEDICAL INC | PM3300 | PM3300 | REGULATORS/ SUCTION |  | 407214 | 094511 | 2005-11-23 | 2017-06-15 | 12410 | PEDIATRIC SPECIALTY CARE | 2005-11-22 | USD | 375 | Active | UNIVERSITY NEW MEXICO HOSPITAL
0000052548 | 1144963 | PRECISION MEDICAL INC | PM3300 | PM3300 | REGULATORS/ SUCTION |  | 407214 | 094513 | 2005-11-23 | 2017-06-15 | 12410 | PEDIATRIC SPECIALTY CARE | 2005-11-22 | USD | 375 | Active | UNIVERSITY NEW MEXICO HOSPITAL
0000052546 | 1003671 - VERIFY | BIODEX MEDICAL SYSTEMS INC | 056-694 | ULTRA PRO TABLE | TABLES/ EXAMINATION/TREATMENT |  | 407789 | 05111145 | 2016-10-19 | 2017-10-15 | 34115 | WOMEN'S ULTRASOUND CLINIC | 2005-11-17 | USD | 4978 | Reactivated | UNIVERSITY NEW MEXICO HOSPITAL
0000052547 | 1217448 | BIODEX MEDICAL SYSTEMS INC | 056-694 | ULTRA PRO TABLE | TABLES/ EXAMINATION/TREATMENT |  | 407789 | 05111132 | 2009-08-20 | 2017-06-15 | 34115 | WOMEN'S ULTRASOUND CLINIC | 2005-11-17 | USD | 4978 | Active | UNIVERSITY NEW MEXICO HOSPITAL
0000052539 | 1141661 | MIDMARK CORP | 409 | 409 | SCALES/ INFANT |  | H406723 | V196936 | 2016-10-01 | 2017-10-15 | 32050 | WESTSIDE FAMILY & SENIOR HLTH | 2005-11-17 | USD | 1582.91 | Active | UNIVERSITY NEW MEXICO HOSPITAL
0000052529 | 1096203 | THE KENDALL CO | FIRSTEMP GENIUS 3000A | FIRSTEMP GENIUS 3000A | THERMOMETERS/ ELECTRONIC/ INFRARED/ EAR |  | 407728 | J0527634 |  | 2017-06-15 | 34310 | CLINICAL-MIND IMAGING CENTER | 2005-11-16 | USD | 348.81 | Active | UNIVERSITY NEW MEXICO HOSPITAL
0000052380 | 1217356 | SHERWOOD MEDICAL | FIRSTTEMP GENIUS | 3000A | THERMOMETERS/ ELECTRONIC/ INFRARED/ EAR |  | 401162 | J0527874 |  | 2017-06-15 | 12035 | UPC INPATIENT ADULT SERVICES | 2005-11-16 | USD | 348.81 | Active | UNIVERSITY NEW MEXICO HOSPITAL
0000052379 | 1217355 | SHERWOOD MEDICAL | FIRSTTEMP GENIUS | 3000A | THERMOMETERS/ ELECTRONIC/ INFRARED/ EAR |  | 403710 | J0549340 |  | 2017-06-15 | 32050 | WESTSIDE FAMILY & SENIOR HLTH | 2005-11-16 | USD | 348.81 | Active | UNIVERSITY NEW MEXICO HOSPITAL
0000032063 | 1214859 | GE HEALTHCARE | TRAM 250SL | TRAM 250SL | MODULES/ MULTIPARAMETERS |  | NIS | D9HA4776H |  | 2017-06-15 | 12455 | NEWBORN ICU | 2005-11-15 | USD | 0.01 | Active | UNIVERSITY NEW MEXICO HOSPITAL
0000052528 | 1141194 | GE HEALTHCARE | MAC 5500 | MAC 5500 | ELECTROCARDIOGRAPHS/ MULTICHANNEL |  | 407466 | SCD05400625PA | 2016-10-28 | 2017-10-15 | 34025 | CARDIOLOGY CLINIC | 2005-11-11 | USD | 9625 | Active | UNIVERSITY NEW MEXICO HOSPITAL
0000020579 | 1140060 | GE HEALTHCARE | TRAM-RAC 4A | TRAM-RAC 4A | RACKS/ MODULE |  |  | A4ST1054G |  | 2017-06-15 | 12110 | NEUROSCIENCE ICU | 2005-11-10 | USD | 0 | Active | UNIVERSITY NEW MEXICO HOSPITAL
0000052520 | 1141200 | GE / MARQUETTE ELECTRONICS INC | SEER LIGHT | SEER LIGHT | RECORDERS/ELECTRONIC STORAGE/ELECTROCARDIOGRAPHY |  | 406346 | P85098333 |  | 2017-06-15 | 71030 | HEART STATION | 2005-11-09 | USD | 1995 | Active | UNIVERSITY NEW MEXICO HOSPITAL
0000052526 | 1217436 | GE HEALTHCARE | SEER LIGHT EXTEND | SEER LIGHT EXTEND | HOLTER MONITORING SYSTEMS |  | 383902 | E85070172 | 2005-11-09 | 2017-06-15 | 71030 | HEART STATION | 2005-11-09 | USD | 1675 | Active | UNIVERSITY NEW MEXICO HOSPITAL
0000052519 | 1141483 | GE / MARQUETTE ELECTRONICS INC | SEER LIGHT | SEER LIGHT | RECORDERS/ELECTRONIC STORAGE/ELECTROCARDIOGRAPHY |  | 406346 | P85098330 |  | 2017-06-15 | 71030 | HEART STATION | 2005-11-09 | USD | 1995 | Active | UNIVERSITY NEW MEXICO HOSPITAL
0000052525 | 1141203 | GE HEALTHCARE | SEER LIGHT EXTEND | SEER LIGHT EXTEND | HOLTER MONITORING SYSTEMS |  | 383902 | E85070173 | 2005-11-09 | 2017-06-15 | 95700 | CLINICAL ENGINEERING | 2005-11-09 | USD | 1675 | Active | UNIVERSITY NEW MEXICO HOSPITAL
0000052518 | 1141201 | GE / MARQUETTE ELECTRONICS INC | SEER LIGHT | SEER LIGHT | RECORDERS/ELECTRONIC STORAGE/ELECTROCARDIOGRAPHY |  | 406346 | P85098331 |  | 2017-06-15 | 71030 | HEART STATION | 2005-11-09 | USD | 1995 | Active | UNIVERSITY NEW MEXICO HOSPITAL
0000052522 | 1439972 | GE HEALTHCARE | SEER LIGHT EXTEND | SEER LIGHT EXTEND | HOLTER MONITORING SYSTEMS |  | 383902 | E85070154 | 2005-11-09 | 2017-06-15 | 95700 | CLINICAL ENGINEERING | 2005-11-09 | USD | 1675 | Active | UNIVERSITY NEW MEXICO HOSPITAL
0000052521 | 1141202 | GE HEALTHCARE | SEER LIGHT EXTEND | SEER LIGHT EXTEND | HOLTER MONITORING SYSTEMS |  | 383902 | E85070171 | 2005-11-09 | 2017-06-15 | 71030 | HEART STATION | 2005-11-09 | USD | 1675 | Active | UNIVERSITY NEW MEXICO HOSPITAL
0000052530 | 1141622 | GE Healthcare USA | Pro 400 V2 | Pro 400 V2 | MONITORING SYSTEMS/ PHYSIOLOGIC/ ACUTE CARE |  | 406475 | AAX05430246SA | 2016-10-01 | 2017-10-15 | 32050 | WESTSIDE FAMILY & SENIOR HLTH | 2005-11-09 | USD | 4523.21 | Active | UNIVERSITY NEW MEXICO HOSPITAL
0000052517 | 1142452 | GETINGE USA INC | 5624 | 5624 | WARMING UNITS/ MULTIPURPOSE |  | H406414 | G053616 | 2016-11-21 | 2017-11-15 | 12000 | LABOR AND DELIVERY | 2005-11-08 | USD | 7356 | Active | UNIVERSITY NEW MEXICO HOSPITAL
0000052516 | 1142446 | GETINGE USA INC | 5624 | 5624 | WARMING UNITS/ MULTIPURPOSE |  | H406414 | G053617 | 2016-11-21 | 2017-11-15 | 12000 | LABOR AND DELIVERY | 2005-11-08 | USD | 7356 | Active | UNIVERSITY NEW MEXICO HOSPITAL
0000022990 | 1143384 | GE HEALTHCARE | TRAM 250SL | TRAM 250SL | MODULES/ MULTIPARAMETERS |  | NIS | F4S01020G |  | 2017-06-15 | 12455 | NEWBORN ICU | 2005-11-07 | USD | 0.01 | Active | UNIVERSITY NEW MEXICO HOSPITAL
0000052491 | 1096489 | HEALTHCARE SERVICE AND SUPPLY | ALP 501 | 501 | COMPRESSION UNITS/ INTERMITTENT |  | CONTRACT | 12219 | 2012-07-29 | 2013-08-15 | 12240 | GENERAL SURGERY (6-S) | 2005-11-04 | USD | 0 | Active | UNIVERSITY NEW MEXICO HOSPITAL
0000052490 | 1004447 | HEALTHCARE SERVICE AND SUPPLY | ALP 501 | 501 | COMPRESSION UNITS/ INTERMITTENT |  | CONTRACT | 12238 | 2013-06-04 | 2014-06-15 | 15000 | OPERATING ROOM | 2005-11-04 | USD | 0 | Active | UNIVERSITY NEW MEXICO HOSPITAL
0000052489 | 1217424 | HEALTHCARE SERVICE AND SUPPLY | ALP 501 | 501 | COMPRESSION UNITS/ INTERMITTENT |  | CONTRACT | 12206 | 2012-08-31 | 2013-08-15 | 12340 | SURGICAL SPECIALITY UNIT (4-S) | 2005-11-04 | USD | 0 | Active | UNIVERSITY NEW MEXICO HOSPITAL
0000052468 | 1439859 | HEALTHCARE SERVICE AND SUPPLY | ALP 501 | 501 | COMPRESSION UNITS/ INTERMITTENT |  | CONTRACT | 12194 | 2012-08-17 | 2013-08-15 | 12460 | PEDIATRIC ICU | 2005-11-04 | USD | 1 | Active | UNIVERSITY NEW MEXICO HOSPITAL
0000052467 | 1217412 | HEALTHCARE SERVICE AND SUPPLY | ALP 501 | 501 | COMPRESSION UNITS/ INTERMITTENT |  | CONTRACT | 12208 | 2013-05-13 | 2014-05-15 | 12120 | MEDICAL/CARDIAC ICU | 2005-11-04 | USD | 1 | Active | UNIVERSITY NEW MEXICO HOSPITAL
0000052466 | 1004388 | HEALTHCARE SERVICE AND SUPPLY | ALP 501 | 501 | COMPRESSION UNITS/ INTERMITTENT |  | CONTRACT | 12200 | 2013-06-14 | 2014-06-15 | 15000 | OPERATING ROOM | 2005-11-04 | USD | 1 | Active | UNIVERSITY NEW MEXICO HOSPITAL
0000052510 | 1217434 | HEALTHCARE SERVICE AND SUPPLY | ALP 501 | 501 | COMPRESSION UNITS/ INTERMITTENT |  | CONTRACT | 12232 | 2013-05-10 | 2014-05-15 | 12110 | NEUROSCIENCE ICU | 2005-11-04 | USD | 1 | Active | UNIVERSITY NEW MEXICO HOSPITAL
0000052509 | 1217433 | HEALTHCARE SERVICE AND SUPPLY | ALP 501 | 501 | COMPRESSION UNITS/ INTERMITTENT |  | CONTRACT | 12201 | 2012-08-30 | 2013-08-15 | 12350 | CRC/CTC (5-E) | 2005-11-04 | USD | 1 | Active | UNIVERSITY NEW MEXICO HOSPITAL
0000052508 | 1162760 | HEALTHCARE SERVICE AND SUPPLY | ALP 501 | 501 | COMPRESSION UNITS/ INTERMITTENT |  | CONTRACT | 12207 | 2013-06-13 | 2014-06-15 | 15040 | PACU (RECOVERY ROOM 1) | 2005-11-04 | USD | 1 | Active | UNIVERSITY NEW MEXICO HOSPITAL
0000052487 | 1143283 | HEALTHCARE SERVICE AND SUPPLY | ALP 501 | 501 | COMPRESSION UNITS/ INTERMITTENT |  | CONTRACT | 12215 | 2012-08-13 | 2013-08-15 | 12220 | MED/SURG SUBACUTE (4-E) | 2005-11-04 | USD | 0 | Active | UNIVERSITY NEW MEXICO HOSPITAL
0000052486 | 1217423 | HEALTHCARE SERVICE AND SUPPLY | ALP 501 | 501 | COMPRESSION UNITS/ INTERMITTENT |  | CONTRACT | 12186 | 2012-08-29 | 2013-08-15 | 12340 | SURGICAL SPECIALITY UNIT (4-S) | 2005-11-04 | USD | 0 | Active | UNIVERSITY NEW MEXICO HOSPITAL
0000052485 | 1003912 | HEALTHCARE SERVICE AND SUPPLY | ALP 501 | 501 | COMPRESSION UNITS/ INTERMITTENT |  | CONTRACT | 12231 | 2013-06-07 | 2014-06-15 | 15000 | OPERATING ROOM | 2005-11-04 | USD | 0 | Active | UNIVERSITY NEW MEXICO HOSPITAL
0000052465 | 1144493 | HEALTHCARE SERVICE AND SUPPLY | ALP 501 | 501 | COMPRESSION UNITS/ INTERMITTENT |  | CONTRACT | 12182 | 2012-08-30 | 2013-08-15 | 12240 | GENERAL SURGERY (6-S) | 2005-11-04 | USD | 1 | Active | UNIVERSITY NEW MEXICO HOSPITAL
0000052464 | 1439878 | HEALTHCARE SERVICE AND SUPPLY | ALP 501 | 501 | COMPRESSION UNITS/ INTERMITTENT |  | CONTRACT | 12199 | 2013-05-22 | 2014-05-15 | 12410 | PEDIATRIC SPECIALTY CARE | 2005-11-04 | USD | 1 | Active | UNIVERSITY NEW MEXICO HOSPITAL
0000052507 | 1217431 | HEALTHCARE SERVICE AND SUPPLY | ALP 501 | 501 | COMPRESSION UNITS/ INTERMITTENT |  | CONTRACT | 12189 | 2013-06-07 | 2014-06-15 | 15000 | OPERATING ROOM | 2005-11-04 | USD | 1 | Active | UNIVERSITY NEW MEXICO HOSPITAL
0000052505 | 1140119 | HEALTHCARE SERVICE AND SUPPLY | ALP 501 | 501 | COMPRESSION UNITS/ INTERMITTENT |  | CONTRACT | 12192 | 2013-05-09 | 2014-05-15 | 12110 | NEUROSCIENCE ICU | 2005-11-04 | USD | 1 | Active | UNIVERSITY NEW MEXICO HOSPITAL
0000052504 | 1141431 | HEALTHCARE SERVICE AND SUPPLY | ALP 501 | 501 | COMPRESSION UNITS/ INTERMITTENT |  | CONTRACT | 12205 | 2012-12-07 | 2013-01-15 | 12340 | SURGICAL SPECIALITY UNIT (4-S) | 2005-11-04 | USD | 1 | Active | UNIVERSITY NEW MEXICO HOSPITAL
0000052484 | 1217422 | HEALTHCARE SERVICE AND SUPPLY | ALP 501 | 501 | COMPRESSION UNITS/ INTERMITTENT |  | CONTRACT | 12227 | 2012-08-31 | 2013-08-15 | 12340 | SURGICAL SPECIALITY UNIT (4-S) | 2005-11-04 | USD | 0 | Active | UNIVERSITY NEW MEXICO HOSPITAL
0000052483 | 1217421 | HEALTHCARE SERVICE AND SUPPLY | ALP 501 | 501 | COMPRESSION UNITS/ INTERMITTENT |  | CONTRACT | 12237 | 2012-08-29 | 2013-08-15 | 12310 | ADULT ONCOLOGY MED/SURG | 2005-11-04 | USD | 0 | Active | UNIVERSITY NEW MEXICO HOSPITAL
0000052503 | 1003892 | HEALTHCARE SERVICE AND SUPPLY | ALP 501 | 501 | COMPRESSION UNITS/ INTERMITTENT |  | CONTRACT | 12190 | 2013-06-14 | 2014-06-15 | 15040 | PACU (RECOVERY ROOM 1) | 2005-11-04 | USD | 1 | Active | UNIVERSITY NEW MEXICO HOSPITAL
0000052502 | 1217430 | HEALTHCARE SERVICE AND SUPPLY | ALP 501 | 501 | COMPRESSION UNITS/ INTERMITTENT |  | CONTRACT | 12230 | 2012-08-01 | 2013-08-15 | 12340 | SURGICAL SPECIALITY UNIT (4-S) | 2005-11-04 | USD | 1 | Active | UNIVERSITY NEW MEXICO HOSPITAL
0000052500 | 1403958 | HEALTHCARE SERVICE AND SUPPLY | ALP 501 | 501 | COMPRESSION UNITS/ INTERMITTENT |  | CONTRACT | 12229 | 2013-05-22 | 2014-05-15 | 12460 | PEDIATRIC ICU | 2005-11-04 | USD | 1 | Active | UNIVERSITY NEW MEXICO HOSPITAL
0000052481 | 1003956 | HEALTHCARE SERVICE AND SUPPLY | ALP 501 | 501 | COMPRESSION UNITS/ INTERMITTENT |  | CONTRACT | 12185 | 2013-06-07 | 2014-06-15 | 15040 | PACU (RECOVERY ROOM 1) | 2005-11-04 | USD | 0 | Active | UNIVERSITY NEW MEXICO HOSPITAL
0000052480 | 1217419 | HEALTHCARE SERVICE AND SUPPLY | ALP 501 | 501 | COMPRESSION UNITS/ INTERMITTENT |  | CONTRACT | 12183 | 2013-05-07 | 2014-05-15 | 21015 | ED-NORTH | 2005-11-04 | USD | 0 | Active | UNIVERSITY NEW MEXICO HOSPITAL
0000052479 | 1003995 | HEALTHCARE SERVICE AND SUPPLY | ALP 501 | 501 | COMPRESSION UNITS/ INTERMITTENT |  | CONTRACT | 12197 | 2013-07-10 | 2014-06-15 | 15000 | OPERATING ROOM | 2005-11-04 | USD | 0 | Active | UNIVERSITY NEW MEXICO HOSPITAL
0000052499 | 1162900 | HEALTHCARE SERVICE AND SUPPLY | ALP 501 | 501 | COMPRESSION UNITS/ INTERMITTENT |  | CONTRACT | 12218 | 2012-08-14 | 2013-08-15 | 12360 | NEUROSCIENCE | 2005-11-04 | USD | 1 | Active | UNIVERSITY NEW MEXICO HOSPITAL
0000052498 | 1141428 | HEALTHCARE SERVICE AND SUPPLY | ALP 501 | 501 | COMPRESSION UNITS/ INTERMITTENT |  | CONTRACT | 12195 | 2013-05-22 | 2014-05-15 | 12220 | MED/SURG SUBACUTE (4-E) | 2005-11-04 | USD | 1 | Active | UNIVERSITY NEW MEXICO HOSPITAL
0000052476 | 1003836 | HEALTHCARE SERVICE AND SUPPLY | ALP 501 | 501 | COMPRESSION UNITS/ INTERMITTENT |  | CONTRACT | 12220 | 2013-06-11 | 2014-06-15 | 15000 | OPERATING ROOM | 2005-11-04 | USD | 1 | Active | UNIVERSITY NEW MEXICO HOSPITAL
0000052475 | 1217418 | HEALTHCARE SERVICE AND SUPPLY | ALP 501 | 501 | COMPRESSION UNITS/ INTERMITTENT |  | CONTRACT | 12198 | 2012-08-03 | 2013-08-15 | 12340 | SURGICAL SPECIALITY UNIT (4-S) | 2005-11-04 | USD | 1 | Active | UNIVERSITY NEW MEXICO HOSPITAL
0000052474 | 1449535 | HEALTHCARE SERVICE AND SUPPLY | ALP 501 | 501 | COMPRESSION UNITS/ INTERMITTENT |  | CONTRACT | 12233 | 2013-06-06 | 2014-06-15 | 15000 | OPERATING ROOM | 2005-11-04 | USD | 1 | Active | UNIVERSITY NEW MEXICO HOSPITAL
0000052495 | 1217427 | HEALTHCARE SERVICE AND SUPPLY | ALP 501 | 501 | COMPRESSION UNITS/ INTERMITTENT |  | CONTRACT | 12235 | 2012-08-02 | 2013-08-15 | 12340 | SURGICAL SPECIALITY UNIT (4-S) | 2005-11-04 | USD | 0 | Active | UNIVERSITY NEW MEXICO HOSPITAL
0000052493 | 1077944 | HEALTHCARE SERVICE AND SUPPLY | ALP 501 | 501 | COMPRESSION UNITS/ INTERMITTENT |  | CONTRACT | 12202 | 2013-05-08 | 2014-05-15 | 15500 | OSIS OPERATING ROOM | 2005-11-04 | USD | 0 | Active | UNIVERSITY NEW MEXICO HOSPITAL
0000052472 | 1449533 | HEALTHCARE SERVICE AND SUPPLY | ALP 501 | 501 | COMPRESSION UNITS/ INTERMITTENT |  | CONTRACT | 12196 | 2012-08-02 | 2017-06-15 | 12340 | SURGICAL SPECIALITY UNIT (4-S) | 2005-11-04 | USD | 1 | Reactivated | UNIVERSITY NEW MEXICO HOSPITAL
0000052470 | 1217415 | HEALTHCARE SERVICE AND SUPPLY | ALP 501 | 501 | COMPRESSION UNITS/ INTERMITTENT |  | CONTRACT | 12180 | 2012-08-01 | 2013-08-15 | 12340 | SURGICAL SPECIALITY UNIT (4-S) | 2005-11-04 | USD | 1 | Active | UNIVERSITY NEW MEXICO HOSPITAL
0000052469 | 1096486 | HEALTHCARE SERVICE AND SUPPLY | ALP 501 | 501 | COMPRESSION UNITS/ INTERMITTENT |  | CONTRACT | 12222 | 2012-08-03 | 2013-08-15 | 12240 | GENERAL SURGERY (6-S) | 2005-11-04 | USD | 1 | Active | UNIVERSITY NEW MEXICO HOSPITAL
0000052496 | 1004049 | LUXTEC CORP | 9300XSP | 9300XSP | LIGHT SOURCES/ FIBEROPTIC |  | 407722 | 085405 | 2017-06-07 | 2018-06-15 | 15000 | OPERATING ROOM | 2005-11-04 | USD | 9011 | Reactivated | UNIVERSITY NEW MEXICO HOSPITAL
0000052375 | 1096663 | MARQUETTE MEDICAL SYSTEMS INC | MAC 1200 | MAC 1200 | ELECTROCARDIOGRAPHS/ MULTICHANNEL |  | 747041 | 550010154 | 2016-10-19 | 2017-10-15 | 34020 | DIABETES COMPREHENSV CARE CTR | 2005-11-04 | USD | 4886.18 | Active | UNIVERSITY NEW MEXICO HOSPITAL
0000052458 | 1142436 | GE HEALTHCARE | PRO 300 | PRO 300 | MONITORS/ BEDSIDE/ BLOOD PRESSURE |  | 399699 | AAX05240193SA | 2017-05-01 | 2017-12-15 | 34250 | UROLOGY | 2005-11-02 | USD | 4068.25 | Reactivated | UNIVERSITY NEW MEXICO HOSPITAL
0000052459 | 1142518 | GE Healthcare USA | Pro 400 V2 | Pro 400 V2 | MONITORING SYSTEMS/ PHYSIOLOGIC/ ACUTE CARE |  | 399699 | AAX05240205SA | 2017-01-01 | 2018-01-15 | 12035 | UPC INPATIENT ADULT SERVICES | 2005-11-02 | USD | 4341.25 | Reactivated | UNIVERSITY NEW MEXICO HOSPITAL
0000052371 | 1144297 | GYRUS ENT INC | 744000 | SUPER PULSE GENERATO | ELECTROCAUTERY UNITS |  | H407745 | 0522733 | 2017-06-06 | 2017-12-15 | 15000 | OPERATING ROOM | 2005-11-02 | USD | 20500.05 | Active | UNIVERSITY NEW MEXICO HOSPITAL
0000052453 | 1199375 | GE HEALTHCARE | BIS/EEG MODULE | BIS/EEG MODULE | MODULES/ BISPECTRAL INDEX |  | 398392 | RBM05200513GA |  | 2017-06-15 | 12110 | NEUROSCIENCE ICU | 2005-11-01 | USD | 5920 | Active | UNIVERSITY NEW MEXICO HOSPITAL
0000052391 | 1217367 | GE HEALTHCARE | UNITY NETWORK ID | UNITY NETWORK ID | DATA MANAGEMENT SYSTEMS/ ECG |  | 398392 | SA905191744GA |  | 2017-06-15 | 12130 | TRAUMA/SURGICAL ICU | 2005-11-01 | USD | 2923 | Active | UNIVERSITY NEW MEXICO HOSPITAL
0000052452 | 1199374 | GE HEALTHCARE | BIS/EEG MODULE | BIS/EEG MODULE | MODULES/ BISPECTRAL INDEX |  | 398392 | RBM05200512GA |  | 2017-06-15 | 12110 | NEUROSCIENCE ICU | 2005-11-01 | USD | 5920 | Active | UNIVERSITY NEW MEXICO HOSPITAL
0000052390 | 1217366 | GE HEALTHCARE | UNITY NETWORK ID | UNITY NETWORK ID | DATA MANAGEMENT SYSTEMS/ ECG |  | 398392 | SA905191750GA |  | 2017-06-15 | 12130 | TRAUMA/SURGICAL ICU | 2005-11-01 | USD | 2923 | Active | UNIVERSITY NEW MEXICO HOSPITAL
0000052451 | 1199373 | GE HEALTHCARE | BIS/EEG MODULE | BIS/EEG MODULE | MODULES/ BISPECTRAL INDEX |  | 398392 | RBM05200515GA |  | 2017-06-15 | 12110 | NEUROSCIENCE ICU | 2005-11-01 | USD | 5920 | Active | UNIVERSITY NEW MEXICO HOSPITAL
0000052389 | 1217365 | GE HEALTHCARE | UNITY NETWORK ID | UNITY NETWORK ID | DATA MANAGEMENT SYSTEMS/ ECG |  | 398392 | SA905211797GA |  | 2017-06-15 | 12130 | TRAUMA/SURGICAL ICU | 2005-11-01 | USD | 2923 | Active | UNIVERSITY NEW MEXICO HOSPITAL
0000052450 | 1199372 | GE HEALTHCARE | BIS/EEG MODULE | BIS/EEG MODULE | MODULES/ BISPECTRAL INDEX |  | 398392 | RBM05200514GA |  | 2017-06-15 | 12110 | NEUROSCIENCE ICU | 2005-11-01 | USD | 5920 | Active | UNIVERSITY NEW MEXICO HOSPITAL
0000052388 | 1217364 | GE HEALTHCARE | UNITY NETWORK ID | UNITY NETWORK ID | DATA MANAGEMENT SYSTEMS/ ECG |  | 398392 | SA905171684GA |  | 2017-06-15 | 12130 | TRAUMA/SURGICAL ICU | 2005-11-01 | USD | 2923 | Active | UNIVERSITY NEW MEXICO HOSPITAL
0000052370 | 1217351 | SHERWOOD MEDICAL | F-1500 | F-1500 | THERMOMETERS/ ELECTRONIC |  | 405788 | LX0523776 |  | 2017-06-15 | 34130 | MILAGRO OP OB CLINIC | 2005-11-01 | USD | 162.98 | Active | UNIVERSITY NEW MEXICO HOSPITAL
0000052387 | 1217363 | GE HEALTHCARE | UNITY NETWORK ID | UNITY NETWORK ID | DATA MANAGEMENT SYSTEMS/ ECG |  | 398392 | SA905201777GA |  | 2017-06-15 | 12130 | TRAUMA/SURGICAL ICU | 2005-11-01 | USD | 2923 | Active | UNIVERSITY NEW MEXICO HOSPITAL
0000052369 | 1217350 | SHERWOOD MEDICAL | F-1500 | F-1500 | THERMOMETERS/ ELECTRONIC |  | 405788 | LX0523577 |  | 2017-06-15 | 34130 | MILAGRO OP OB CLINIC | 2005-11-01 | USD | 162.98 | Active | UNIVERSITY NEW MEXICO HOSPITAL
0000052386 | 1217362 | GE HEALTHCARE | UNITY NETWORK ID | UNITY NETWORK ID | DATA MANAGEMENT SYSTEMS/ ECG |  | 398392 | SA905191745GA |  | 2017-06-15 | 12130 | TRAUMA/SURGICAL ICU | 2005-11-01 | USD | 2923 | Active | UNIVERSITY NEW MEXICO HOSPITAL
0000052385 | 1217361 | GE HEALTHCARE | UNITY NETWORK ID | UNITY NETWORK ID | DATA MANAGEMENT SYSTEMS/ ECG |  | 398392 | SA905191756GA |  | 2017-06-15 | 12130 | TRAUMA/SURGICAL ICU | 2005-11-01 | USD | 2923 | Active | UNIVERSITY NEW MEXICO HOSPITAL
0000052384 | 1217360 | GE HEALTHCARE | UNITY NETWORK ID | UNITY NETWORK ID | DATA MANAGEMENT SYSTEMS/ ECG |  | 398392 | SA905191755GA |  | 2017-06-15 | 12130 | TRAUMA/SURGICAL ICU | 2005-11-01 | USD | 2923 | Active | UNIVERSITY NEW MEXICO HOSPITAL
0000052383 | 1217359 | GE HEALTHCARE | UNITY NETWORK ID | UNITY NETWORK ID | DATA MANAGEMENT SYSTEMS/ ECG |  | 398392 | SA905191752GA |  | 2017-06-15 | 12130 | TRAUMA/SURGICAL ICU | 2005-11-01 | USD | 2923 | Active | UNIVERSITY NEW MEXICO HOSPITAL
0000052400 | 1217376 | GE HEALTHCARE | UNITY NETWORK ID | UNITY NETWORK ID | DATA MANAGEMENT SYSTEMS/ ECG |  | 398392 | SA905191747GA |  | 2017-06-15 | 12130 | TRAUMA/SURGICAL ICU | 2005-11-01 | USD | 2923 | Active | UNIVERSITY NEW MEXICO HOSPITAL
0000052399 | 1217375 | GE HEALTHCARE | UNITY NETWORK ID | UNITY NETWORK ID | DATA MANAGEMENT SYSTEMS/ ECG |  | 398392 | SA905191753GA |  | 2017-06-15 | 12130 | TRAUMA/SURGICAL ICU | 2005-11-01 | USD | 2923 | Active | UNIVERSITY NEW MEXICO HOSPITAL
0000052398 | 1217374 | GE HEALTHCARE | UNITY NETWORK ID | UNITY NETWORK ID | DATA MANAGEMENT SYSTEMS/ ECG |  | 398392 | SA905191758GA |  | 2017-06-15 | 12130 | TRAUMA/SURGICAL ICU | 2005-11-01 | USD | 2926 | Active | UNIVERSITY NEW MEXICO HOSPITAL
0000052397 | 1217373 | GE HEALTHCARE | UNITY NETWORK ID | UNITY NETWORK ID | DATA MANAGEMENT SYSTEMS/ ECG |  | 398392 | SA905251904GA |  | 2017-06-15 | 12130 | TRAUMA/SURGICAL ICU | 2005-11-01 | USD | 2923 | Active | UNIVERSITY NEW MEXICO HOSPITAL
0000052396 | 1217372 | GE HEALTHCARE | UNITY NETWORK ID | UNITY NETWORK ID | DATA MANAGEMENT SYSTEMS/ ECG |  | 398392 | SA905191746GA |  | 2017-06-15 | 12130 | TRAUMA/SURGICAL ICU | 2005-11-01 | USD | 2923 | Active | UNIVERSITY NEW MEXICO HOSPITAL
0000052395 | 1217371 | GE HEALTHCARE | UNITY NETWORK ID | UNITY NETWORK ID | DATA MANAGEMENT SYSTEMS/ ECG |  | 398392 | SA905251908GA |  | 2017-06-15 | 12130 | TRAUMA/SURGICAL ICU | 2005-11-01 | USD | 2923 | Active | UNIVERSITY NEW MEXICO HOSPITAL
0000052394 | 1217370 | GE HEALTHCARE | UNITY NETWORK ID | UNITY NETWORK ID | DATA MANAGEMENT SYSTEMS/ ECG |  | 398392 | SA905191743GA |  | 2017-06-15 | 12130 | TRAUMA/SURGICAL ICU | 2005-11-01 | USD | 2923 | Active | UNIVERSITY NEW MEXICO HOSPITAL
0000052393 | 1217369 | GE HEALTHCARE | UNITY NETWORK ID | UNITY NETWORK ID | DATA MANAGEMENT SYSTEMS/ ECG |  | 398392 | SA905201775GA |  | 2017-06-15 | 12130 | TRAUMA/SURGICAL ICU | 2005-11-01 | USD | 2923 | Active | UNIVERSITY NEW MEXICO HOSPITAL
0000052392 | 1217368 | GE HEALTHCARE | UNITY NETWORK ID | UNITY NETWORK ID | DATA MANAGEMENT SYSTEMS/ ECG |  | 398392 | SA905191754GA |  | 2017-06-15 | 12130 | TRAUMA/SURGICAL ICU | 2005-11-01 | USD | 2923 | Active | UNIVERSITY NEW MEXICO HOSPITAL
0000055132 | 1083001 | GE HEALTHCARE | SOLAR 8000I | SOLAR 8000I | MONITORING SYSTEMS/ PHYSIOLOGIC |  | 398392 | SBM05240062GA | 2017-05-03 | 2018-05-15 | 12130 | TRAUMA/SURGICAL ICU | 2005-11-01 | USD | 9164.74 | Active | UNIVERSITY NEW MEXICO HOSPITAL
0000052442 | 1077770 | GE HEALTHCARE | SOLAR 8000I | SOLAR 8000I | MONITORING SYSTEMS/ PHYSIOLOGIC |  | 398392 | SBM05240061GA | 2017-05-02 | 2018-05-15 | 12130 | TRAUMA/SURGICAL ICU | 2005-11-01 | USD | 9164.74 | Active | UNIVERSITY NEW MEXICO HOSPITAL
0000052440 | 1083041 | GE HEALTHCARE | SOLAR 8000I | SOLAR 8000I | MONITORING SYSTEMS/ PHYSIOLOGIC |  | 398392 | SBM05240064GA | 2017-05-25 | 2018-05-15 | 12130 | TRAUMA/SURGICAL ICU | 2005-11-01 | USD | 9164.74 | Active | UNIVERSITY NEW MEXICO HOSPITAL
0000052438 | 1143387 | GE HEALTHCARE | SOLAR 8000I | SOLAR 8000I | MONITORING SYSTEMS/ PHYSIOLOGIC |  | 398392 | SBM05210001GA | 2017-05-25 | 2018-05-15 | 12130 | TRAUMA/SURGICAL ICU | 2005-11-01 | USD | 9164.74 | Active | UNIVERSITY NEW MEXICO HOSPITAL
0000052436 | 1143389 | GE HEALTHCARE | SOLAR 8000I | SOLAR 8000I | MONITORING SYSTEMS/ PHYSIOLOGIC |  | 398392 | SBM05210006GA | 2017-05-15 | 2018-05-15 | 12130 | TRAUMA/SURGICAL ICU | 2005-11-01 | USD | 9164.74 | Active | UNIVERSITY NEW MEXICO HOSPITAL
0000052434 | 1077772 | GE HEALTHCARE | SOLAR 8000I | SOLAR 8000I | MONITORING SYSTEMS/ PHYSIOLOGIC |  | 398392 | SBM05210007GA | 2017-05-25 | 2018-05-15 | 12130 | TRAUMA/SURGICAL ICU | 2005-11-01 | USD | 9164.74 | Active | UNIVERSITY NEW MEXICO HOSPITAL
0000052432 | 1143403 | GE HEALTHCARE | SOLAR 8000I | SOLAR 8000I | MONITORING SYSTEMS/ PHYSIOLOGIC |  | 398392 | SBM05210004GA | 2017-05-02 | 2018-05-15 | 12130 | TRAUMA/SURGICAL ICU | 2005-11-01 | USD | 9164.74 | Active | UNIVERSITY NEW MEXICO HOSPITAL
0000052430 | 1143397 | GE HEALTHCARE | SOLAR 8000I | SOLAR 8000I | MONITORING SYSTEMS/ PHYSIOLOGIC |  | 398392 | SBM05240067GA | 2017-05-18 | 2018-05-15 | 12130 | TRAUMA/SURGICAL ICU | 2005-11-01 | USD | 9164.74 | Active | UNIVERSITY NEW MEXICO HOSPITAL
0000052428 | 1077773 | GE HEALTHCARE | SOLAR 8000I | SOLAR 8000I | MONITORING SYSTEMS/ PHYSIOLOGIC |  | 398392 | SBM05240058GA | 2017-05-05 | 2018-05-15 | 12130 | TRAUMA/SURGICAL ICU | 2005-11-01 | USD | 9164.74 | Active | UNIVERSITY NEW MEXICO HOSPITAL
0000052426 | 1143375 | GE HEALTHCARE | SOLAR 8000I | SOLAR 8000I | MONITORING SYSTEMS/ PHYSIOLOGIC |  | 398392 | SBM05240060GA | 2017-05-26 | 2018-05-15 | 12130 | TRAUMA/SURGICAL ICU | 2005-11-01 | USD | 9164.74 | Active | UNIVERSITY NEW MEXICO HOSPITAL
0000052424 | 1143402 | GE HEALTHCARE | SOLAR 8000I | SOLAR 8000I | MONITORING SYSTEMS/ PHYSIOLOGIC |  | 398392 | SMB05240068GA | 2017-05-10 | 2018-05-15 | 12130 | TRAUMA/SURGICAL ICU | 2005-11-01 | USD | 9164.74 | Active | UNIVERSITY NEW MEXICO HOSPITAL
0000052422 | 1083002 | GE HEALTHCARE | SOLAR 8000I | SOLAR 8000I | MONITORING SYSTEMS/ PHYSIOLOGIC |  | 398392 | SMB05210002GA | 2017-05-10 | 2018-05-15 | 12130 | TRAUMA/SURGICAL ICU | 2005-11-01 | USD | 9164.74 | Active | UNIVERSITY NEW MEXICO HOSPITAL
0000052420 | 1143388 | GE HEALTHCARE | SOLAR 8000I | SOLAR 8000I | MONITORING SYSTEMS/ PHYSIOLOGIC |  | 398392 | SMB05240065GA | 2017-05-03 | 2018-05-15 | 12130 | TRAUMA/SURGICAL ICU | 2005-11-01 | USD | 9164.74 | Active | UNIVERSITY NEW MEXICO HOSPITAL
0000052418 | 1143378 | GE HEALTHCARE | SOLAR 8000I | SOLAR 8000I | MONITORING SYSTEMS/ PHYSIOLOGIC |  | 398392 | SBM05210003GA | 2017-05-26 | 2018-05-15 | 12130 | TRAUMA/SURGICAL ICU | 2005-11-01 | USD | 9164.74 | Active | UNIVERSITY NEW MEXICO HOSPITAL
0000052416 | 1077252 | GE HEALTHCARE | SOLAR 8000I | SOLAR 8000I | MONITORING SYSTEMS/ PHYSIOLOGIC |  | 398392 | SBM05210005GA | 2017-05-10 | 2018-05-15 | 12130 | TRAUMA/SURGICAL ICU | 2005-11-01 | USD | 9164.74 | Active | UNIVERSITY NEW MEXICO HOSPITAL
0000052414 | 1143395 | GE HEALTHCARE | SOLAR 8000I | SOLAR 8000I | MONITORING SYSTEMS/ PHYSIOLOGIC |  | 398392 | SBM05210008GA | 2017-05-04 | 2018-05-15 | 12130 | TRAUMA/SURGICAL ICU | 2005-11-01 | USD | 9164.74 | Active | UNIVERSITY NEW MEXICO HOSPITAL
0000052412 | 1143376 | GE HEALTHCARE | SOLAR 8000I | SOLAR 8000I | MONITORING SYSTEMS/ PHYSIOLOGIC |  | 398392 | SBM05240066GA | 2017-05-18 | 2018-05-15 | 12130 | TRAUMA/SURGICAL ICU | 2005-11-01 | USD | 9164.74 | Active | UNIVERSITY NEW MEXICO HOSPITAL
0000052410 | 1143404 | GE HEALTHCARE | SOLAR 8000I | SOLAR 8000I | MONITORING SYSTEMS/ PHYSIOLOGIC |  | 398392 | SMB05240050GA | 2017-05-26 | 2018-05-15 | 12130 | TRAUMA/SURGICAL ICU | 2005-11-01 | USD | 9164.74 | Active | UNIVERSITY NEW MEXICO HOSPITAL
0000052407 | 1217379 | GE HEALTHCARE | PRN-50 | PRN-50 | MODULES/ RECORDERS |  | 398392 | RPV05173053GA |  | 2017-06-15 | 12130 | TRAUMA/SURGICAL ICU | 2005-11-01 | USD | 1371.96 | Active | UNIVERSITY NEW MEXICO HOSPITAL
0000052405 | 1422171 | GE HEALTHCARE | PRN-50 | PRN-50 | MODULES/ RECORDERS |  | 398392 | RPV05173052GA |  | 2017-06-15 | 12130 | TRAUMA/SURGICAL ICU | 2005-11-01 | USD | 1371.96 | Active | UNIVERSITY NEW MEXICO HOSPITAL
0000052447 | 1077760 | GE HEALTHCARE | CAPNOSTAT | CAPNOSTAT | MODULES/ CARBON DIOXIDE/OXYGEN |  | 398392 | RCK05420534GA | 2017-05-24 | 2018-05-15 | 12110 | NEUROSCIENCE ICU | 2005-11-01 | USD | 4573.2 | Active | UNIVERSITY NEW MEXICO HOSPITAL
0000052446 | 1217400 | GE HEALTHCARE | CAPNOSTAT | CAPNOSTAT | MODULES/ CARBON DIOXIDE/OXYGEN |  | 398392 | RCK05150303GA | 2017-05-24 | 2018-05-15 | 12110 | NEUROSCIENCE ICU | 2005-11-01 | USD | 4573.2 | Active | UNIVERSITY NEW MEXICO HOSPITAL
0000052445 | 1217399 | GE HEALTHCARE | CAPNOSTAT | CAPNOSTAT | MODULES/ CARBON DIOXIDE/OXYGEN |  | 398392 | RCK05180321GA | 2017-05-24 | 2018-05-15 | 12110 | NEUROSCIENCE ICU | 2005-11-01 | USD | 4573.2 | Active | UNIVERSITY NEW MEXICO HOSPITAL
0000052444 | 1217398 | GE HEALTHCARE | CAPNOSTAT | CAPNOSTAT | MODULES/ CARBON DIOXIDE/OXYGEN |  | 398392 | RCK05150310GA | 2015-07-27 | 2016-05-15 | 12130 | TRAUMA/SURGICAL ICU | 2005-11-01 | USD | 4573.2 | Reactivated | UNIVERSITY NEW MEXICO HOSPITAL
0000052431 | 1217391 | NEC CORP | MULTISYNC LCD1770NX | MULTISYNC LCD1770NX | MONITORS |  | 398360 | 54401544ta |  | 2017-06-15 | 12120 | MEDICAL/CARDIAC ICU | 2005-11-01 | USD | 335.95 | Active | UNIVERSITY NEW MEXICO HOSPITAL
0000052429 | 1217390 | NEC CORP | MULTISYNC LCD1770NX | MULTISYNC LCD1770NX | MONITORS |  | 398360 | 54401568TA |  | 2017-06-15 | 12120 | MEDICAL/CARDIAC ICU | 2005-11-01 | USD | 335.95 | Active | UNIVERSITY NEW MEXICO HOSPITAL
0000052427 | 1217389 | NEC CORP | MULTISYNC LCD1770NX | MULTISYNC LCD1770NX | MONITORS |  | 398360 | 54401557TA |  | 2017-06-15 | 12120 | MEDICAL/CARDIAC ICU | 2005-11-01 | USD | 335.95 | Active | UNIVERSITY NEW MEXICO HOSPITAL
0000052425 | 1217388 | NEC CORP | MULTISYNC LCD1770NX | MULTISYNC LCD1770NX | MONITORS |  | 398360 | 54401571TA |  | 2017-06-15 | 12120 | MEDICAL/CARDIAC ICU | 2005-11-01 | USD | 335.95 | Active | UNIVERSITY NEW MEXICO HOSPITAL
0000052423 | 1217387 | NEC CORP | MULTISYNC LCD1770NX | MULTISYNC LCD1770NX | MONITORS |  | 398360 | 54401575TA |  | 2017-06-15 | 12120 | MEDICAL/CARDIAC ICU | 2005-11-01 | USD | 335.95 | Active | UNIVERSITY NEW MEXICO HOSPITAL
0000052421 | 1217386 | NEC CORP | MULTISYNC LCD1770NX | MULTISYNC LCD1770NX | MONITORS |  | 398360 | 5440170TA |  | 2017-06-15 | 12120 | MEDICAL/CARDIAC ICU | 2005-11-01 | USD | 335.95 | Active | UNIVERSITY NEW MEXICO HOSPITAL
0000052419 | 1217385 | NEC CORP | MULTISYNC LCD1770NX | MULTISYNC LCD1770NX | MONITORS |  | 398360 | 54401495TA |  | 2017-06-15 | 12120 | MEDICAL/CARDIAC ICU | 2005-11-01 | USD | 335.95 | Active | UNIVERSITY NEW MEXICO HOSPITAL
0000052417 | 1217384 | NEC CORP | MULTISYNC LCD1770NX | MULTISYNC LCD1770NX | MONITORS |  | 398360 | 54401462TA |  | 2017-06-15 | 12120 | MEDICAL/CARDIAC ICU | 2005-11-01 | USD | 335.95 | Active | UNIVERSITY NEW MEXICO HOSPITAL
0000052415 | 1217383 | NEC CORP | MULTISYNC LCD1770NX | MULTISYNC LCD1770NX | MONITORS |  | 398360 | 54401494TA |  | 2017-06-15 | 12120 | MEDICAL/CARDIAC ICU | 2005-11-01 | USD | 335.95 | Active | UNIVERSITY NEW MEXICO HOSPITAL
0000052413 | 1217382 | NEC CORP | MULTISYNC LCD1770NX | MULTISYNC LCD1770NX | MONITORS |  | 398360 | 5440155ta |  | 2017-06-15 | 12120 | MEDICAL/CARDIAC ICU | 2005-11-01 | USD | 335.95 | Active | UNIVERSITY NEW MEXICO HOSPITAL
0000052411 | 1217381 | NEC CORP | MULTISYNC LCD1770NX | MULTISYNC LCD1770NX | MONITORS |  | 398360 | 54401491TA |  | 2017-06-15 | 12120 | MEDICAL/CARDIAC ICU | 2005-11-01 | USD | 335.95 | Active | UNIVERSITY NEW MEXICO HOSPITAL
0000052409 | 1217380 | NEC CORP | MULTISYNC LCD1770NX | MULTISYNC LCD1770NX | MONITORS |  | 398360 | 54401556TA |  | 2017-06-15 | 12120 | MEDICAL/CARDIAC ICU | 2005-11-01 | USD | 335.95 | Active | UNIVERSITY NEW MEXICO HOSPITAL
0000052439 | 1217395 | NEC CORP | MULTISYNC LCD1770NX | MULTISYNC LCD1770NX | MONITORS |  | 398360 | 55401548TA |  | 2017-06-15 | 12120 | MEDICAL/CARDIAC ICU | 2005-11-01 | USD | 335.95 | Active | UNIVERSITY NEW MEXICO HOSPITAL
0000052437 | 1217394 | NEC CORP | MULTISYNC LCD1770NX | MULTISYNC LCD1770NX | MONITORS |  | 398360 | 398360 |  | 2017-06-15 | 12120 | MEDICAL/CARDIAC ICU | 2005-11-01 | USD | 335.95 | Active | UNIVERSITY NEW MEXICO HOSPITAL
0000052435 | 1217393 | NEC CORP | MULTISYNC LCD1770NX | MULTISYNC LCD1770NX | MONITORS |  | 398360 | 54401576TA |  | 2017-06-15 | 12120 | MEDICAL/CARDIAC ICU | 2005-11-01 | USD | 335.95 | Active | UNIVERSITY NEW MEXICO HOSPITAL
0000052433 | 1217392 | NEC CORP | MULTISYNC LCD1770NX | MULTISYNC LCD1770NX | MONITORS |  | 398360 | 54401549TA |  | 2017-06-15 | 12120 | MEDICAL/CARDIAC ICU | 2005-11-01 | USD | 335.95 | Active | UNIVERSITY NEW MEXICO HOSPITAL
0000052406 | 1083045 | GE HEALTHCARE | CIC PRO | CIC PRO | MONITORS/ CENTRAL STATION |  | 398392 | JA105191922GA | 2017-05-24 | 2018-05-15 | 12130 | TRAUMA/SURGICAL ICU | 2005-11-01 | USD | 23712.19 | Active | UNIVERSITY NEW MEXICO HOSPITAL
0000052403 | 1083046 | GE HEALTHCARE | CIC PRO | CIC PRO | MONITORS/ CENTRAL STATION |  | 398392 | JA105232101GA | 2017-05-26 | 2018-05-15 | 12130 | TRAUMA/SURGICAL ICU | 2005-11-01 | USD | 23712.19 | Active | UNIVERSITY NEW MEXICO HOSPITAL
0000052402 | 1422102 | GE HEALTHCARE | TRANSPORT PRO | TRANSPORT PRO | MONITORS/ PATIENT TRANSPORT |  | 398392 | AAD05240245GA | 2017-05-24 | 2018-05-15 | 12130 | TRAUMA/SURGICAL ICU | 2005-11-01 | USD | 6105 | Reactivated | UNIVERSITY NEW MEXICO HOSPITAL
0000052401 | 1143386 | GE HEALTHCARE | TRANSPORT PRO | TRANSPORT PRO | MONITORS/ PATIENT TRANSPORT |  | 398392 | AAD05240240GA | 2017-05-24 | 2018-05-15 | 12130 | TRAUMA/SURGICAL ICU | 2005-11-01 | USD | 6105 | Active | UNIVERSITY NEW MEXICO HOSPITAL
0000052454 | 1217406 | GE / MARQUETTE ELECTRONICS INC | SMARTPAC2 | SMARTPAC2 | BATTERY CHARGERS |  | 398392 | NONE |  | 2017-06-15 | 12110 | NEUROSCIENCE ICU | 2005-11-01 | USD | 555 | Active | UNIVERSITY NEW MEXICO HOSPITAL
0000052443 | 1217397 | GE / MARQUETTE ELECTRONICS INC | SMARTPAC2 | SMARTPAC2 | BATTERY CHARGERS |  | 398392 | NONE |  | 2017-06-15 | 12120 | MEDICAL/CARDIAC ICU | 2005-11-01 | USD | 555 | Active | UNIVERSITY NEW MEXICO HOSPITAL
0000052404 | 1422170 | NEC CORP | MULTISYNC LCD 2080UX+ | MULTISYNC LCD 2080UX | MONITORS/ VIDEO |  | 398392 | 48005212YA |  | 2017-06-15 | 12120 | MEDICAL/CARDIAC ICU | 2005-11-01 | USD | 2368 | Active | UNIVERSITY NEW MEXICO HOSPITAL
0000058069 | 1144756 | RADIOMETER AMERICA INC | TCM4 | TCM4 | MONITORS/ BEDSIDE/ BLOOD GAS/ TRANSCUTANEOUS | FOUND | FOUND | 391-876R0001N010 | 2017-02-01 | 2018-02-15 | 34015 | SLEEP DISORDERS CENTER 1101-2 | 2005-10-31 | USD | 12000 | Active | UNIVERSITY NEW MEXICO HOSPITAL
0000052359 | 1217347 | CISCO SYSTEMS INC | WS-C3560-24TS-SV01 | WS-C3560-24TS-SV01 | MODULES/ DATA/ TRANSFER |  | MONITOR COMM | CAT0910K253 |  | 2017-06-15 | 95700 | CLINICAL ENGINEERING | 2005-10-27 | USD | 2000 | Active | UNIVERSITY NEW MEXICO HOSPITAL
0000052361 | 1217349 | CISCO SYSTEMS INC | WS-C3560-48TS-SV02 | WS-C3560-48TS-SV02 | MODULES/ DATA/ TRANSFER |  | MONITOR COMM | CAT0931R16L |  | 2017-06-15 | 95700 | CLINICAL ENGINEERING | 2005-10-27 | USD | 2000 | Active | UNIVERSITY NEW MEXICO HOSPITAL
0000052360 | 1217348 | CISCO SYSTEMS INC | WS-C3560-48TS-SV02 | WS-C3560-48TS-SV02 | MODULES/ DATA/ TRANSFER |  | MONITOR COMM | CAT0929N37T |  | 2017-06-15 | 95700 | CLINICAL ENGINEERING | 2005-10-27 | USD | 2000 | Active | UNIVERSITY NEW MEXICO HOSPITAL
0000052067 | 1004686 | EMERSON COMPANY J H | 96-DL | 96-DL | WARMING UNITS/ PATIENT |  | H4058289 | 1194 | 2017-07-11 | 2018-07-15 | 21015 | ED-NORTH | 2005-10-21 | USD | 1575 | Active | UNIVERSITY NEW MEXICO HOSPITAL
0000052350 | 1004685 | EMERSON COMPANY J H | 96-DL | 96-DL | WARMING UNITS/ PATIENT |  | H4058289 | 1193 | 2017-07-11 | 2018-07-15 | 21015 | ED-NORTH | 2005-10-21 | USD | 1575 | Active | UNIVERSITY NEW MEXICO HOSPITAL
0000067254 | 534596 | PHILIPS HEALTHCARE | EASYDIAGNOST ELEVA | 706032 | RADIOGRAPHIC/FLUOROSCOPIC SYSTEMS |  | ADDED | 259993 | 2012-01-17 | 2012-07-15 | 75000 | RADIOLOGY - GENERAL | 2005-10-17 | USD | 0.01 | Active | UNIVERSITY NEW MEXICO HOSPITAL
0000068741 | 534600 | PHILIPS HEALTHCARE | EASYDIAGNOST ELEVA | 706032 | RADIOGRAPHIC/FLUOROSCOPIC SYSTEMS |  | ADDED | 259563 | 2012-01-12 | 2012-07-15 | 75000 | RADIOLOGY - GENERAL | 2005-10-17 | USD | 0.01 | Active | UNIVERSITY NEW MEXICO HOSPITAL
0000068740 | 534599 | PHILIPS HEALTHCARE | EASYDIAGNOST ELEVA | 706032 | RADIOGRAPHIC/FLUOROSCOPIC SYSTEMS |  | ADDED | 259564 | 2012-01-10 | 2012-07-15 | 75000 | RADIOLOGY - GENERAL | 2005-10-17 | USD | 0.01 | Active | UNIVERSITY NEW MEXICO HOSPITAL
0000052345 | 1144329 | HUNTLEIGH HEALTHCARE LTD | FD2 | FD2 | FETAL HEART DETECTORS/ ULTRASONIC |  | 404188 | FD2P30206981-05 |  | 2017-06-15 | 12510 | WOMEN'S SPECIAL CARE | 2005-10-11 | USD | 715.9 | Active | UNIVERSITY NEW MEXICO HOSPITAL
0000052344 | 1217342 | HUNTLEIGH HEALTHCARE LTD | FD2 | FD2 | FETAL HEART DETECTORS/ ULTRASONIC |  | H404188 | FD2P0206914-05 |  | 2017-06-15 | 12520 | MOTHER & BABY UNIT (3-E) BBRP | 2005-10-11 | USD | 715.9 | Active | UNIVERSITY NEW MEXICO HOSPITAL
0000052240 | 1004785 | MEDTRONIC INC | OXIMAX | NPB-40 | OXIMETERS/ PULSE |  | H403722 | G05887783 | 2016-09-03 | 2016-09-15 | 71510 | PULMONARY SERVICES | 2005-10-06 | USD | 0.01 | Active | UNIVERSITY NEW MEXICO HOSPITAL
0000052239 | 1004781 | MEDTRONIC INC | OXIMAX | NPB-40 | OXIMETERS/ PULSE |  | H403722 | G05888860 | 2016-09-07 | 2016-09-15 | 71510 | PULMONARY SERVICES | 2005-10-06 | USD | 0.01 | Active | UNIVERSITY NEW MEXICO HOSPITAL
0000052342 | 1140960 | MEDTRONIC INC | OXIMAX | NPB-40 | OXIMETERS/ PULSE |  | H403722 | G05888861 | 2016-09-01 | 2016-09-15 | 71510 | PULMONARY SERVICES | 2005-10-06 | USD | 0.01 | Active | UNIVERSITY NEW MEXICO HOSPITAL
0000052234 | 1217311 | PHILIPS HEALTHCARE | HEARTSTART FR2 | M3860A | DEFIBRILLATORS/ EXTERNAL/ AUTOMATED |  | NIS | 200035244 | 2012-09-27 | 2012-09-15 | 34540 | SPORTS MEDICINE | 2005-09-28 | USD | 0 | Active | UNIVERSITY NEW MEXICO HOSPITAL
0000052235 | 1217312 | WELCH ALLYN INC | 29350 | 29350 | IRRIGATION KITS |  | 403709 | n/a |  | 2017-06-15 | 32050 | WESTSIDE FAMILY & SENIOR HLTH | 2005-09-28 | USD | 395 | Active | UNIVERSITY NEW MEXICO HOSPITAL
0000052336 | 1217338 | HILL-ROM INC | SURETEMP PLUS | 692 | THERMOMETERS/ ELECTRONIC |  | 403791 | 05364170 |  | 2017-06-15 | 12455 | NEWBORN ICU | 2005-09-22 | USD | 224.81 | Active | UNIVERSITY NEW MEXICO HOSPITAL
0000052337 | 1217339 | HILL-ROM INC | SURETEMP PLUS | 692 | THERMOMETERS/ ELECTRONIC |  | 403757 | 05364185 |  | 2017-06-15 | 12520 | MOTHER & BABY UNIT (3-E) BBRP | 2005-09-22 | USD | 224.81 | Active | UNIVERSITY NEW MEXICO HOSPITAL
0000052233 | 1144098 | ZOLL MEDICAL CORP | AED PRO | AED PRO | DEFIBRILLATORS/ EXTERNAL/ AUTOMATED |  | 399238 | AA05F000887 | 2017-07-14 | 2018-01-15 | 30030 | CTH OUTPATIENT CLINIC | 2005-09-19 | USD | 1553.9 | Active | UNIVERSITY NEW MEXICO HOSPITAL
0000052231 | 1217310 | SHERWOOD MEDICAL | FIRSTTEMP GENIUS | 3000A | THERMOMETERS/ ELECTRONIC/ INFRARED/ EAR |  | H403710 | J0542378 |  | 2017-06-15 | 32050 | WESTSIDE FAMILY & SENIOR HLTH | 2005-09-15 | USD | 374.95 | Active | UNIVERSITY NEW MEXICO HOSPITAL
0000046480 | 1077835 | NEOPROBE CORP | NEO-2000 | NEO-2000 | PROBES/ GAMMA RADIATION DETECTION/ ABDOMINAL |  | 403510 | 052363427 | 2017-01-01 | 2018-01-15 | 15500 | OSIS OPERATING ROOM | 2005-09-14 | USD | 25000 | Active | UNIVERSITY NEW MEXICO HOSPITAL
0000052229 | 1217309 | WORTH | SINGLE | SINGLE | OPHTHALMIC FIXATION UNITS |  | H400352 | SIC4748 |  | 2017-06-15 | 60400 | CPC ACUTE SERVICES | 2005-09-14 | USD | 3500 | Active | UNIVERSITY NEW MEXICO HOSPITAL
0000052320 | 1422047 | GE HEALTHCARE | SOLAR 8000I | SOLAR 8000I | MONITORING SYSTEMS/ PHYSIOLOGIC |  | 348302 | SBM05240059GA | 2017-05-03 | 2018-05-15 | 12120 | MEDICAL/CARDIAC ICU | 2005-09-12 | USD | 13845 | Active | UNIVERSITY NEW MEXICO HOSPITAL
0000052228 | 1422024 | GE HEALTHCARE | SOLAR 8000I | SOLAR 8000I | MONITORING SYSTEMS/ PHYSIOLOGIC |  | 348302 | SBM05240063GA | 2017-05-04 | 2018-05-15 | 12120 | MEDICAL/CARDIAC ICU | 2005-09-12 | USD | 13845 | Active | UNIVERSITY NEW MEXICO HOSPITAL
0000052323 | 1004863 | NEC CORP | MULTISYNC LCD1770NX | MULTISYNC LCD1770NX | MONITORS |  | H398360 | 54401541TA |  | 2017-06-15 | 15055 | ANESTHESIA | 2005-09-12 | USD | 335.97 | Active | UNIVERSITY NEW MEXICO HOSPITAL
0000052319 | 1217334 | NEC CORP | MULTISYNC LCD1770NX | MULTISYNC LCD1770NX | MONITORS |  | H348396 | 54401547TA |  | 2017-06-15 | 12120 | MEDICAL/CARDIAC ICU | 2005-09-12 | USD | 335.95 | Active | UNIVERSITY NEW MEXICO HOSPITAL
0000052317 | 1004151 | NEC CORP | MULTISYNC LCD1770NX | MULTISYNC LCD1770NX | MONITORS |  | H398360 | NONE |  | 2017-06-15 | 15515 | OSIS ANESTHESIA | 2005-09-12 | USD | 335.97 | Active | UNIVERSITY NEW MEXICO HOSPITAL
0000052313 | 1004343 | NEC CORP | MULTISYNC LCD1770NX | MULTISYNC LCD1770NX | MONITORS |  | H398360 | 54401559TA |  | 2017-06-15 | 15055 | ANESTHESIA | 2005-09-12 | USD | 335.97 | Active | UNIVERSITY NEW MEXICO HOSPITAL
0000052311 | 1004463 | NEC CORP | MULTISYNC LCD1770NX | MULTISYNC LCD1770NX | MONITORS |  | H398360 | 544015527TA |  | 2017-06-15 | 15055 | ANESTHESIA | 2005-09-12 | USD | 335.97 | Active | UNIVERSITY NEW MEXICO HOSPITAL
0000052309 | 1003864 | NEC CORP | MULTISYNC LCD1770NX | MULTISYNC LCD1770NX | MONITORS |  | H398360 | 544401561TA |  | 2017-06-15 | 15055 | ANESTHESIA | 2005-09-12 | USD | 335.97 | Active | UNIVERSITY NEW MEXICO HOSPITAL
0000052324 | 1003603 | GE HEALTHCARE | SOLAR 8000M | SOLAR 8000M | MONITORING SYSTEMS/ PHYSIOLOGIC |  | 348392 | 43S05230484GA | 2017-06-02 | 2018-06-15 | 15055 | ANESTHESIA | 2005-09-12 | USD | 13845 | Active | UNIVERSITY NEW MEXICO HOSPITAL
0000052322 | 1003699 | GE HEALTHCARE | SOLAR 8000M | SOLAR 8000M | MONITORING SYSTEMS/ PHYSIOLOGIC |  | H348392 | R3S05240490GA | 2017-06-22 | 2018-06-15 | 15055 | ANESTHESIA | 2005-09-12 | USD | 13845 | Active | UNIVERSITY NEW MEXICO HOSPITAL
0000052318 | 1004143 | GE HEALTHCARE | SOLAR 8000M | SOLAR 8000M | MONITORING SYSTEMS/ PHYSIOLOGIC |  | H348392 | R3S05220479GA | 2017-05-10 | 2018-05-15 | 15515 | OSIS ANESTHESIA | 2005-09-12 | USD | 13845 | Active | UNIVERSITY NEW MEXICO HOSPITAL
0000052316 | 1004023 | GE HEALTHCARE | SOLAR 8000M | SOLAR 8000M | MONITORING SYSTEMS/ PHYSIOLOGIC |  | H348392 | M3S05230486GA | 2017-06-21 | 2018-06-15 | 15055 | ANESTHESIA | 2005-09-12 | USD | 13845 | Active | UNIVERSITY NEW MEXICO HOSPITAL
0000052314 | 1003700 | GE HEALTHCARE | SOLAR 8000M | SOLAR 8000M | MONITORING SYSTEMS/ PHYSIOLOGIC |  | H348392 | R3S05240517GA | 2017-06-21 | 2018-06-15 | 15055 | ANESTHESIA | 2005-09-12 | USD | 13845 | Active | UNIVERSITY NEW MEXICO HOSPITAL
0000052312 | 1004469 | GE HEALTHCARE | SOLAR 8000M | SOLAR 8000M | MONITORING SYSTEMS/ PHYSIOLOGIC |  | H348392 | R3S05220477GA | 2017-06-20 | 2018-06-15 | 15055 | ANESTHESIA | 2005-09-12 | USD | 13845 | Active | UNIVERSITY NEW MEXICO HOSPITAL
0000052310 | 1003711 | GE HEALTHCARE | SOLAR 8000M | SOLAR 8000M | MONITORING SYSTEMS/ PHYSIOLOGIC |  | H348392 | R3S05230485GA | 2017-06-20 | 2018-06-15 | 15055 | ANESTHESIA | 2005-09-12 | USD | 13845 | Active | UNIVERSITY NEW MEXICO HOSPITAL
0000052308 | 1003740 | GE HEALTHCARE | SOLAR 8000M | SOLAR 8000M | MONITORING SYSTEMS/ PHYSIOLOGIC |  | H348392 | R3S05240493GA | 2017-06-21 | 2018-06-15 | 15055 | ANESTHESIA | 2005-09-12 | USD | 13845 | Active | UNIVERSITY NEW MEXICO HOSPITAL
0000052227 | 1422060 | GE HEALTHCARE | TRAM-RAC 4A | TRAM-RAC 4A | RACKS/ MODULE |  | 348396 | RST05206398GA |  | 2017-06-15 | 12120 | MEDICAL/CARDIAC ICU | 2005-09-12 | USD | 13845 | Active | UNIVERSITY NEW MEXICO HOSPITAL
0000052226 | 1422023 | GE HEALTHCARE | TRAM-RAC 4A | TRAM-RAC 4A | RACKS/ MODULE |  | 348392 | RST05206397GA |  | 2017-06-15 | 12120 | MEDICAL/CARDIAC ICU | 2005-09-12 | USD | 13845 | Active | UNIVERSITY NEW MEXICO HOSPITAL
0000052301 | 1003569 | GE HEALTHCARE | DASH 4000 | DASH 4000 | MONITORING SYSTEMS/ PHYSIOLOGIC |  | 398597 | DSH05201003GA | 2017-06-13 | 2018-06-15 | 15040 | PACU (RECOVERY ROOM 1) | 2005-09-08 | USD | 15498.82 | Active | UNIVERSITY NEW MEXICO HOSPITAL
0000052300 | 1003577 | GE HEALTHCARE | DASH 4000 | DASH 4000 | MONITORING SYSTEMS/ PHYSIOLOGIC |  | 398597 | DSH05193083GA | 2017-06-07 | 2018-06-15 | 15040 | PACU (RECOVERY ROOM 1) | 2005-09-08 | USD | 15498.82 | Active | UNIVERSITY NEW MEXICO HOSPITAL
0000052299 | 1003560 | GE HEALTHCARE | DASH 4000 | DASH 4000 | MONITORING SYSTEMS/ PHYSIOLOGIC |  | 398597 | DSH05193097GA | 2017-06-13 | 2018-06-15 | 15040 | PACU (RECOVERY ROOM 1) | 2005-09-08 | USD | 15498.82 | Active | UNIVERSITY NEW MEXICO HOSPITAL
0000052298 | 1003554 | GE HEALTHCARE | DASH 4000 | DASH 4000 | MONITORING SYSTEMS/ PHYSIOLOGIC |  | 398597 | DSH05193086GA | 2017-06-13 | 2018-06-15 | 15040 | PACU (RECOVERY ROOM 1) | 2005-09-08 | USD | 15498.82 | Active | UNIVERSITY NEW MEXICO HOSPITAL
0000052297 | 1003562 | GE HEALTHCARE | DASH 4000 | DASH 4000 | MONITORING SYSTEMS/ PHYSIOLOGIC |  | 398597 | DSH05193067GA | 2017-06-06 | 2018-06-15 | 15040 | PACU (RECOVERY ROOM 1) | 2005-09-08 | USD | 15498.82 | Active | UNIVERSITY NEW MEXICO HOSPITAL
0000052296 | 1003556 | GE HEALTHCARE | DASH 4000 | DASH 4000 | MONITORING SYSTEMS/ PHYSIOLOGIC |  | 398597 | DSH05193064GA | 2017-06-29 | 2018-06-15 | 15040 | PACU (RECOVERY ROOM 1) | 2005-09-08 | USD | 15498.82 | Active | UNIVERSITY NEW MEXICO HOSPITAL
0000052295 | 1003555 | GE HEALTHCARE | DASH 4000 | DASH 4000 | MONITORING SYSTEMS/ PHYSIOLOGIC |  | 398597 | DSH05193094GA | 2017-06-06 | 2018-06-15 | 15040 | PACU (RECOVERY ROOM 1) | 2005-09-08 | USD | 15498.82 | Active | UNIVERSITY NEW MEXICO HOSPITAL
0000052294 | 1003561 | GE HEALTHCARE | DASH 4000 | DASH 4000 | MONITORING SYSTEMS/ PHYSIOLOGIC |  | 398597 | DSH05193085GA | 2017-06-13 | 2018-06-15 | 15040 | PACU (RECOVERY ROOM 1) | 2005-09-08 | USD | 15498.82 | Active | UNIVERSITY NEW MEXICO HOSPITAL
0000052293 | 1003570 | GE HEALTHCARE | DASH 4000 | DASH 4000 | MONITORING SYSTEMS/ PHYSIOLOGIC |  | 398597 | DSH05196246GA | 2017-06-07 | 2018-06-15 | 15040 | PACU (RECOVERY ROOM 1) | 2005-09-08 | USD | 15498.82 | Active | UNIVERSITY NEW MEXICO HOSPITAL
0000052292 | 1003553 | GE HEALTHCARE | DASH 4000 | DASH 4000 | MONITORING SYSTEMS/ PHYSIOLOGIC |  | 398597 | DSH05193066GA | 2017-06-13 | 2018-06-15 | 15040 | PACU (RECOVERY ROOM 1) | 2005-09-08 | USD | 15498.82 | Active | UNIVERSITY NEW MEXICO HOSPITAL
0000052291 | 1003568 | GE HEALTHCARE | DASH 4000 | DASH 4000 | MONITORING SYSTEMS/ PHYSIOLOGIC |  | 398597 | DSH05193063GA | 2017-06-13 | 2018-06-15 | 15040 | PACU (RECOVERY ROOM 1) | 2005-09-08 | USD | 15498.82 | Active | UNIVERSITY NEW MEXICO HOSPITAL
0000052305 | 1077036 | GE HEALTHCARE | CIC PRO | CIC PRO | MONITORS/ CENTRAL STATION |  | 398392 | JA105201993A | 2017-05-03 | 2018-04-15 | 12460 | PEDIATRIC ICU | 2005-09-08 | USD | 27226.82 | Active | UNIVERSITY NEW MEXICO HOSPITAL
0000052283 | 1144962 | GE HEALTHCARE | UNITY NETWORK ID | UNITY NETWORK ID | DATA MANAGEMENT SYSTEMS/ ECG |  | H398392 | SA905241866GA |  | 2017-06-15 | 12460 | PEDIATRIC ICU | 2005-09-07 | USD | 3500 | Active | UNIVERSITY NEW MEXICO HOSPITAL
0000052282 | 1144974 | GE HEALTHCARE | UNITY NETWORK ID | UNITY NETWORK ID | DATA MANAGEMENT SYSTEMS/ ECG |  | H398392 | SA905221834GA |  | 2017-06-15 | 12460 | PEDIATRIC ICU | 2005-09-07 | USD | 3500 | Active | UNIVERSITY NEW MEXICO HOSPITAL
0000052281 | 1144991 | GE HEALTHCARE | UNITY NETWORK ID | UNITY NETWORK ID | DATA MANAGEMENT SYSTEMS/ ECG |  | H398392 | SA905231852GA |  | 2017-06-15 | 12460 | PEDIATRIC ICU | 2005-09-07 | USD | 3500 | Active | UNIVERSITY NEW MEXICO HOSPITAL
0000052280 | 1077050 | GE HEALTHCARE | UNITY NETWORK ID | UNITY NETWORK ID | DATA MANAGEMENT SYSTEMS/ ECG |  | H398392 | SA905241867GA |  | 2017-06-15 | 12460 | PEDIATRIC ICU | 2005-09-07 | USD | 3500 | Active | UNIVERSITY NEW MEXICO HOSPITAL
0000052290 | 1144971 | GE HEALTHCARE | UNITY NETWORK ID | UNITY NETWORK ID | DATA MANAGEMENT SYSTEMS/ ECG |  | H398392 | SA905231850GA |  | 2017-06-15 | 12460 | PEDIATRIC ICU | 2005-09-07 | USD | 3500 | Active | UNIVERSITY NEW MEXICO HOSPITAL
0000052289 | 1144966 | GE HEALTHCARE | UNITY NETWORK ID | UNITY NETWORK ID | DATA MANAGEMENT SYSTEMS/ ECG |  | H398392 | SA905231846GA |  | 2017-06-15 | 12460 | PEDIATRIC ICU | 2005-09-07 | USD | 3500 | Active | UNIVERSITY NEW MEXICO HOSPITAL
0000052288 | 1217328 | GE HEALTHCARE | UNITY NETWORK ID | UNITY NETWORK ID | DATA MANAGEMENT SYSTEMS/ ECG |  | H398392 | SA90524187GA |  | 2017-06-15 | 12460 | PEDIATRIC ICU | 2005-09-07 | USD | 3500 | Active | UNIVERSITY NEW MEXICO HOSPITAL
0000052287 | 1217327 | GE HEALTHCARE | UNITY NETWORK ID | UNITY NETWORK ID | DATA MANAGEMENT SYSTEMS/ ECG |  | H398392 | SA905241868GA |  | 2017-06-15 | 12460 | PEDIATRIC ICU | 2005-09-07 | USD | 3500 | Active | UNIVERSITY NEW MEXICO HOSPITAL
0000052286 | 1217326 | GE HEALTHCARE | UNITY NETWORK ID | UNITY NETWORK ID | DATA MANAGEMENT SYSTEMS/ ECG |  | H398392 | SA905231840GA |  | 2017-06-15 | 12460 | PEDIATRIC ICU | 2005-09-07 | USD | 3500 | Active | UNIVERSITY NEW MEXICO HOSPITAL
0000052285 | 1144994 | GE HEALTHCARE | UNITY NETWORK ID | UNITY NETWORK ID | DATA MANAGEMENT SYSTEMS/ ECG |  | H398392 | SA9052331847GA |  | 2017-06-15 | 12460 | PEDIATRIC ICU | 2005-09-07 | USD | 3500 | Active | UNIVERSITY NEW MEXICO HOSPITAL
0000052284 | 1144988 | GE HEALTHCARE | UNITY NETWORK ID | UNITY NETWORK ID | DATA MANAGEMENT SYSTEMS/ ECG |  | H398392 | SA905231849GA |  | 2017-06-15 | 12460 | PEDIATRIC ICU | 2005-09-07 | USD | 3500 | Active | UNIVERSITY NEW MEXICO HOSPITAL
0000052263 | 1144970 | GE HEALTHCARE | SOLAR 8000I | SOLAR 8000I | MONITORING SYSTEMS/ PHYSIOLOGIC |  | H398392 | SBM05250079GA | 2017-04-18 | 2018-04-15 | 12460 | PEDIATRIC ICU | 2005-09-07 | USD | 13845 | Active | UNIVERSITY NEW MEXICO HOSPITAL
0000052262 | 1439781 | GE HEALTHCARE | SOLAR 8000I | SOLAR 8000I | MONITORING SYSTEMS/ PHYSIOLOGIC |  | H398392 | SBM05250073GA | 2017-05-05 | 2018-04-15 | 12460 | PEDIATRIC ICU | 2005-09-07 | USD | 13845 | Active | UNIVERSITY NEW MEXICO HOSPITAL
0000052261 | 1143298 | GE HEALTHCARE | SOLAR 8000I | SOLAR 8000I | MONITORING SYSTEMS/ PHYSIOLOGIC |  | H398392 | SM05250076GA | 2017-04-18 | 2018-04-15 | 12460 | PEDIATRIC ICU | 2005-09-07 | USD | 13845 | Active | UNIVERSITY NEW MEXICO HOSPITAL
0000052260 | 1439949 | GE HEALTHCARE | SOLAR 8000I | SOLAR 8000I | MONITORING SYSTEMS/ PHYSIOLOGIC |  | H398392 | SM05240070GA | 2017-04-14 | 2018-04-15 | 12460 | PEDIATRIC ICU | 2005-09-07 | USD | 13845 | Active | UNIVERSITY NEW MEXICO HOSPITAL
0000052259 | 1144973 | GE HEALTHCARE | SOLAR 8000I | SOLAR 8000I | MONITORING SYSTEMS/ PHYSIOLOGIC |  | H398392 | SBM05250072GA | 2017-04-17 | 2018-04-15 | 12460 | PEDIATRIC ICU | 2005-09-07 | USD | 13845 | Active | UNIVERSITY NEW MEXICO HOSPITAL
0000052258 | 1439780 | GE HEALTHCARE | SOLAR 8000I | SOLAR 8000I | MONITORING SYSTEMS/ PHYSIOLOGIC |  | H398392 | SBM05250078GA | 2017-04-17 | 2018-04-15 | 12460 | PEDIATRIC ICU | 2005-09-07 | USD | 13845 | Active | UNIVERSITY NEW MEXICO HOSPITAL
0000052257 | 1439887 | GE HEALTHCARE | SOLAR 8000I | SOLAR 8000I | MONITORING SYSTEMS/ PHYSIOLOGIC |  | H398392 | SM05250077GA | 2017-04-17 | 2018-04-15 | 12460 | PEDIATRIC ICU | 2005-09-07 | USD | 13845 | Active | UNIVERSITY NEW MEXICO HOSPITAL
0000052256 | 1144965 | GE HEALTHCARE | SOLAR 8000I | SOLAR 8000I | MONITORING SYSTEMS/ PHYSIOLOGIC |  | H398392 | SBM05250071GA | 2017-04-18 | 2018-04-15 | 12460 | PEDIATRIC ICU | 2005-09-07 | USD | 13845 | Active | UNIVERSITY NEW MEXICO HOSPITAL
0000052255 | 1144976 | GE HEALTHCARE | SOLAR 8000I | SOLAR 8000I | MONITORING SYSTEMS/ PHYSIOLOGIC |  | H398392 | SBM05240069GA | 2017-04-26 | 2018-04-15 | 12460 | PEDIATRIC ICU | 2005-09-07 | USD | 13845 | Active | UNIVERSITY NEW MEXICO HOSPITAL
0000052254 | 1077049 | GE HEALTHCARE | SOLAR 8000I | SOLAR 8000I | MONITORING SYSTEMS/ PHYSIOLOGIC |  | H398392 | SB05250074GA | 2017-04-24 | 2018-04-15 | 12460 | PEDIATRIC ICU | 2005-09-07 | USD | 13845 | Active | UNIVERSITY NEW MEXICO HOSPITAL
0000052253 | 1144987 | GE HEALTHCARE | SOLAR 8000I | SOLAR 8000I | MONITORING SYSTEMS/ PHYSIOLOGIC |  | H398392 | SBM05250075G | 2017-04-26 | 2018-04-15 | 12460 | PEDIATRIC ICU | 2005-09-07 | USD | 13845 | Active | UNIVERSITY NEW MEXICO HOSPITAL
0000052252 | 1144992 | GE HEALTHCARE | SOLAR 8000I | SOLAR 8000I | MONITORING SYSTEMS/ PHYSIOLOGIC |  | H398392 | SBM05250080GA | 2017-04-26 | 2018-04-15 | 12460 | PEDIATRIC ICU | 2005-09-07 | USD | 13845 | Active | UNIVERSITY NEW MEXICO HOSPITAL
0000052275 | 1144975 | NEC CORP | MULTISYNC LCD1770NX | MULTISYNC LCD1770NX | MONITORS |  | H398360 | 54401574TA |  | 2017-06-15 | 12460 | PEDIATRIC ICU | 2005-09-07 | USD | 335.97 | Active | UNIVERSITY NEW MEXICO HOSPITAL
0000052273 | 1077051 | NEC CORP | MULTISYNC LCD1770NX | MULTISYNC LCD1770NX | MONITORS |  | H398360 | 54401562TA |  | 2017-06-15 | 12460 | PEDIATRIC ICU | 2005-09-07 | USD | 335.97 | Active | UNIVERSITY NEW MEXICO HOSPITAL
0000052272 | 1144960 | NEC CORP | MULTISYNC LCD1770NX | MULTISYNC LCD1770NX | MONITORS |  | H398360 | 54401567TA |  | 2017-06-15 | 12460 | PEDIATRIC ICU | 2005-09-07 | USD | 335.97 | Active | UNIVERSITY NEW MEXICO HOSPITAL
0000052271 | 1144986 | NEC CORP | MULTISYNC LCD1770NX | MULTISYNC LCD1770NX | MONITORS |  | H398360 | 54401564TA |  | 2017-06-15 | 12460 | PEDIATRIC ICU | 2005-09-07 | USD | 335.97 | Active | UNIVERSITY NEW MEXICO HOSPITAL
0000052270 | 1144990 | NEC CORP | MULTISYNC LCD1770NX | MULTISYNC LCD1770NX | MONITORS |  | H398360 | 54401543TA |  | 2017-06-15 | 12460 | PEDIATRIC ICU | 2005-09-07 | USD | 335.97 | Active | UNIVERSITY NEW MEXICO HOSPITAL
0000052269 | 1144967 | NEC CORP | MULTISYNC LCD1770NX | MULTISYNC LCD1770NX | MONITORS |  | H398360 | 54401573TA |  | 2017-06-15 | 12460 | PEDIATRIC ICU | 2005-09-07 | USD | 335.97 | Active | UNIVERSITY NEW MEXICO HOSPITAL
0000052268 | 1144972 | NEC CORP | MULTISYNC LCD1770NX | MULTISYNC LCD1770NX | MONITORS |  | H398360 | 54401572TA |  | 2017-06-15 | 12460 | PEDIATRIC ICU | 2005-09-07 | USD | 335.97 | Active | UNIVERSITY NEW MEXICO HOSPITAL
0000052266 | 1439883 | NEC CORP | MULTISYNC LCD1770NX | MULTISYNC LCD1770NX | MONITORS |  | H398360 | 54401551TA |  | 2017-06-15 | 12460 | PEDIATRIC ICU | 2005-09-07 | USD | 335.97 | Active | UNIVERSITY NEW MEXICO HOSPITAL
0000052265 | 1439803 | NEC CORP | MULTISYNC LCD1770NX | MULTISYNC LCD1770NX | MONITORS |  | H398360 | 54401545TA |  | 2017-06-15 | 12460 | PEDIATRIC ICU | 2005-09-07 | USD | 335.97 | Active | UNIVERSITY NEW MEXICO HOSPITAL
0000052264 | 1144993 | NEC CORP | MULTISYNC LCD1770NX | MULTISYNC LCD1770NX | MONITORS |  | H398360 | 54401542TA |  | 2017-06-15 | 12460 | PEDIATRIC ICU | 2005-09-07 | USD | 335.97 | Active | UNIVERSITY NEW MEXICO HOSPITAL
0000052276 | 1439755 | GE HEALTHCARE | TRANSPORT PRO | TRANSPORT PRO | MONITORS/ PATIENT TRANSPORT |  | H398392 | AAD05240242GA | 2017-04-18 | 2018-04-15 | 12460 | PEDIATRIC ICU | 2005-09-07 | USD | 8806 | Active | UNIVERSITY NEW MEXICO HOSPITAL
0000052277 | 1162032 | GE HEALTHCARE | TRANSPORT PRO | TRANSPORT PRO | MONITORS/ PATIENT TRANSPORT |  | 398392 | AAD05240246GA | 2017-04-18 | 2018-04-15 | 12460 | PEDIATRIC ICU | 2005-09-07 | USD | 8806 | Active | UNIVERSITY NEW MEXICO HOSPITAL
0000052251 | 1141653 | GE HEALTHCARE | DASH 4000 | DASH 4000 | MONITORING SYSTEMS/ PHYSIOLOGIC |  | 398597 | DSH05201022GA | 2016-10-19 | 2017-10-15 | 34025 | CARDIOLOGY CLINIC | 2005-09-07 | USD | 15882 | Active | UNIVERSITY NEW MEXICO HOSPITAL
0000052250 | 1144483 | GE HEALTHCARE | DASH 4000 | DASH 4000 | MONITORING SYSTEMS/ PHYSIOLOGIC |  | 398597 | DSH05199905GA | 2017-01-01 | 2018-01-15 | 75025 | RADIOLOGY - INTERVENTIONAL RAD | 2005-09-07 | USD | 15882 | Reactivated | UNIVERSITY NEW MEXICO HOSPITAL
0000052248 | 1140557 | GE HEALTHCARE | DASH 4000 | DASH 4000 | MONITORING SYSTEMS/ PHYSIOLOGIC |  | 398392 | DSH05196230GA | 2016-08-03 | 2017-08-15 | 12360 | NEUROSCIENCE | 2005-09-07 | USD | 15624.5 | Active | UNIVERSITY NEW MEXICO HOSPITAL
0000052247 | 1140558 | GE HEALTHCARE | DASH 4000 | DASH 4000 | MONITORING SYSTEMS/ PHYSIOLOGIC |  | 398392 | DSH05196233GA | 2016-08-03 | 2017-08-15 | 12360 | NEUROSCIENCE | 2005-09-07 | USD | 1524.5 | Active | UNIVERSITY NEW MEXICO HOSPITAL
0000052246 | 1140760 | GE HEALTHCARE | DASH 4000 | DASH 4000 | MONITORING SYSTEMS/ PHYSIOLOGIC |  | 398392 | DSH05193084GA | 2016-08-03 | 2017-08-15 | 12360 | NEUROSCIENCE | 2005-09-07 | USD | 15624.5 | Active | UNIVERSITY NEW MEXICO HOSPITAL
0000052220 | 1217303 | SHERWOOD MEDICAL | FIRSTTEMP GENIUS | 3000A | THERMOMETERS/ ELECTRONIC/ INFRARED/ EAR |  | 403710 | J0529527 |  | 2017-06-15 | 32050 | WESTSIDE FAMILY & SENIOR HLTH | 2005-09-07 | USD | 374.95 | Active | UNIVERSITY NEW MEXICO HOSPITAL
0000052223 | 1217304 | SHERWOOD MEDICAL | FIRSTTEMP GENIUS | 3000A | THERMOMETERS/ ELECTRONIC/ INFRARED/ EAR |  | 403993 | J0527745 |  | 2017-06-15 | 32030 | UNM LOBOCARE CLINIC | 2005-09-07 | USD | 348.81 | Active | UNIVERSITY NEW MEXICO HOSPITAL
0000052134 | 1140437 | HEALTHCARE SERVICE AND SUPPLY | ALP 501 | 501 | COMPRESSION UNITS/ INTERMITTENT |  | CONTRACT | 11419 | 2013-05-08 | 2014-05-15 | 12120 | MEDICAL/CARDIAC ICU | 2005-08-26 | USD | 0 | Active | UNIVERSITY NEW MEXICO HOSPITAL
0000052133 | 1217262 | CRYOVASCULAR SYSTEMS INC | 0605048 | 0605048 | BATTERY CHARGERS |  | 403335 | NONE |  | 2017-06-15 | 15000 | OPERATING ROOM | 2005-08-25 | USD | 525 | Active | UNIVERSITY NEW MEXICO HOSPITAL
0000052920 | 1217575 | HEALTHCARE SERVICE AND SUPPLY | ALP 501 | 501 | COMPRESSION UNITS/ INTERMITTENT |  | CONTRACT | 12057 | 2012-08-30 | 2013-08-15 | 12310 | ADULT ONCOLOGY MED/SURG | 2005-08-23 | USD | 0 | Active | UNIVERSITY NEW MEXICO HOSPITAL
0000052919 | 1004423 | HEALTHCARE SERVICE AND SUPPLY | ALP 501 | 501 | COMPRESSION UNITS/ INTERMITTENT |  | CONTRACT | 12052 | 2013-06-14 | 2014-06-15 | 15000 | OPERATING ROOM | 2005-08-23 | USD | 0 | Active | UNIVERSITY NEW MEXICO HOSPITAL
0000052918 | 1140449 | HEALTHCARE SERVICE AND SUPPLY | ALP 501 | 501 | COMPRESSION UNITS/ INTERMITTENT |  | CONTRACT | 12054 | 2013-06-17 | 2014-06-15 | 15040 | PACU (RECOVERY ROOM 1) | 2005-08-23 | USD | 0 | Active | UNIVERSITY NEW MEXICO HOSPITAL
0000052917 | 1217574 | HEALTHCARE SERVICE AND SUPPLY | ALP 501 | 501 | COMPRESSION UNITS/ INTERMITTENT |  | CONTRACT | 12055 | 2013-05-20 | 2014-05-15 | 12120 | MEDICAL/CARDIAC ICU | 2005-08-23 | USD | 0 | Active | UNIVERSITY NEW MEXICO HOSPITAL
0000052916 | 1217573 | HEALTHCARE SERVICE AND SUPPLY | ALP 501 | 501 | COMPRESSION UNITS/ INTERMITTENT |  | CONTRACT | 12048 | 2013-06-14 | 2013-05-15 | 12460 | PEDIATRIC ICU | 2005-08-23 | USD | 0 | Active | UNIVERSITY NEW MEXICO HOSPITAL
0000052915 | 1217572 | HEALTHCARE SERVICE AND SUPPLY | ALP 501 | 501 | COMPRESSION UNITS/ INTERMITTENT |  | CONTRACT | 12005 | 2012-08-30 | 2013-08-15 | 12360 | NEUROSCIENCE | 2005-08-23 | USD | 0 | Active | UNIVERSITY NEW MEXICO HOSPITAL
0000052913 | 1140435 | HEALTHCARE SERVICE AND SUPPLY | ALP 501 | 501 | COMPRESSION UNITS/ INTERMITTENT |  | CONTRACT | 12047 | 2013-05-06 | 2014-05-15 | 21015 | ED-NORTH | 2005-08-23 | USD | 0 | Active | UNIVERSITY NEW MEXICO HOSPITAL
0000052912 | 1083570 | HEALTHCARE SERVICE AND SUPPLY | ALP 501 | 501 | COMPRESSION UNITS/ INTERMITTENT |  | CONTRACT | 12045 | 2012-08-31 | 2013-08-15 | 12230 | GEN MED/SAC (4-W) | 2005-08-23 | USD | 0 | Active | UNIVERSITY NEW MEXICO HOSPITAL
0000052909 | 1217571 | HEALTHCARE SERVICE AND SUPPLY | ALP 501 | 501 | COMPRESSION UNITS/ INTERMITTENT |  | CONTRACT | 12032 | 2013-05-30 | 2014-05-15 | 15500 | OSIS OPERATING ROOM | 2005-08-23 | USD | 0 | Active | UNIVERSITY NEW MEXICO HOSPITAL
0000049991 | 1217087 | HEALTHCARE SERVICE AND SUPPLY | ALP 501 | 501 | COMPRESSION UNITS/ INTERMITTENT |  | CONTRACT | 12044 | 2013-05-30 | 2013-05-15 | 12120 | MEDICAL/CARDIAC ICU | 2005-08-23 | USD | 0 | Active | UNIVERSITY NEW MEXICO HOSPITAL
0000049990 | 1143414 | HEALTHCARE SERVICE AND SUPPLY | ALP 501 | 501 | COMPRESSION UNITS/ INTERMITTENT |  | CONTRACT | 12021 | 2013-05-01 | 2014-05-15 | 12130 | TRAUMA/SURGICAL ICU | 2005-08-23 | USD | 0 | Active | UNIVERSITY NEW MEXICO HOSPITAL
0000050925 | 1140112 | HEALTHCARE SERVICE AND SUPPLY | ALP 501 | 501 | COMPRESSION UNITS/ INTERMITTENT |  | CONTRACT | 12042 | 2012-08-09 | 2013-08-15 | 12360 | NEUROSCIENCE | 2005-08-23 | USD | 0 | Active | UNIVERSITY NEW MEXICO HOSPITAL
0000049989 | 1217086 | HEALTHCARE SERVICE AND SUPPLY | ALP 501 | 501 | COMPRESSION UNITS/ INTERMITTENT |  | CONTRACT | 12035 | 2012-08-29 | 2013-08-15 | 12220 | MED/SURG SUBACUTE (4-E) | 2005-08-23 | USD | 0 | Active | UNIVERSITY NEW MEXICO HOSPITAL
0000052218 | 1085708 | HEALTHCARE SERVICE AND SUPPLY | ALP 501 | 501 | COMPRESSION UNITS/ INTERMITTENT |  | CONTRACT | 12006 | 2012-08-01 | 2013-08-15 | 12210 | CORONARY CARE SUBACUTE | 2005-08-23 | USD | 0 | Active | UNIVERSITY NEW MEXICO HOSPITAL
0000052216 | 1140430 | HEALTHCARE SERVICE AND SUPPLY | ALP 501 | 501 | COMPRESSION UNITS/ INTERMITTENT |  | CONTRACT | 12046 | 2013-05-06 | 2014-05-15 | 12220 | MED/SURG SUBACUTE (4-E) | 2005-08-23 | USD | 0 | Active | UNIVERSITY NEW MEXICO HOSPITAL
0000052188 | 1422114 | HEALTHCARE SERVICE AND SUPPLY | ALP 501 | 501 | COMPRESSION UNITS/ INTERMITTENT |  | CONTRACT | 12013 | 2013-05-08 | 2014-05-15 | 12120 | MEDICAL/CARDIAC ICU | 2005-08-23 | USD | 0 | Active | UNIVERSITY NEW MEXICO HOSPITAL
0000052187 | 1217285 | HEALTHCARE SERVICE AND SUPPLY | ALP 501 | 501 | COMPRESSION UNITS/ INTERMITTENT |  | CONTRACT | 12002 | 2012-08-31 | 2013-08-15 | 12340 | SURGICAL SPECIALITY UNIT (4-S) | 2005-08-23 | USD | 0 | Active | UNIVERSITY NEW MEXICO HOSPITAL
0000052186 | 1421777 | HEALTHCARE SERVICE AND SUPPLY | ALP 501 | 501 | COMPRESSION UNITS/ INTERMITTENT |  | CONTRACT | 12008 | 2012-08-03 | 2013-08-15 | 12220 | MED/SURG SUBACUTE (4-E) | 2005-08-23 | USD | 0 | Active | UNIVERSITY NEW MEXICO HOSPITAL
0000052214 | 1140116 | HEALTHCARE SERVICE AND SUPPLY | ALP 501 | 501 | COMPRESSION UNITS/ INTERMITTENT |  | CONTRACT | 12028 | 2012-08-14 | 2013-08-15 | 12360 | NEUROSCIENCE | 2005-08-23 | USD | 0 | Active | UNIVERSITY NEW MEXICO HOSPITAL
0000052213 | 1439969 | HEALTHCARE SERVICE AND SUPPLY | ALP 501 | 501 | COMPRESSION UNITS/ INTERMITTENT |  | CONTRACT | 12016 | 2012-08-06 | 2013-08-15 | 95700 | CLINICAL ENGINEERING | 2005-08-23 | USD | 0 | Active | UNIVERSITY NEW MEXICO HOSPITAL
0000052184 | 1140427 | HEALTHCARE SERVICE AND SUPPLY | ALP 501 | 501 | COMPRESSION UNITS/ INTERMITTENT |  | CONTRACT | 12015 | 2012-08-14 | 2013-08-15 | 12360 | NEUROSCIENCE | 2005-08-23 | USD | 0 | Active | UNIVERSITY NEW MEXICO HOSPITAL
0000052183 | 1422053 | HEALTHCARE SERVICE AND SUPPLY | ALP 501 | 501 | COMPRESSION UNITS/ INTERMITTENT |  | CONTRACT | 12018 | 2012-08-28 | 2013-08-15 | 12240 | GENERAL SURGERY (6-S) | 2005-08-23 | USD | 0 | Active | UNIVERSITY NEW MEXICO HOSPITAL
0000052181 | 1141430 | HEALTHCARE SERVICE AND SUPPLY | ALP 501 | 501 | COMPRESSION UNITS/ INTERMITTENT |  | CONTRACT | 12019 | 2012-05-30 | 2016-01-15 | 12130 | TRAUMA/SURGICAL ICU | 2005-08-23 | USD | 0 | Reactivated | UNIVERSITY NEW MEXICO HOSPITAL
0000052212 | 1217299 | HEALTHCARE SERVICE AND SUPPLY | ALP 501 | 501 | COMPRESSION UNITS/ INTERMITTENT |  | CONTRACT | 12050 | 2012-08-01 | 2013-08-15 | 12360 | NEUROSCIENCE | 2005-08-23 | USD | 0 | Active | UNIVERSITY NEW MEXICO HOSPITAL
0000052211 | 1004330 | HEALTHCARE SERVICE AND SUPPLY | ALP 501 | 501 | COMPRESSION UNITS/ INTERMITTENT |  | CONTRACT | 12056 | 2013-05-30 | 2014-05-15 | 12110 | NEUROSCIENCE ICU | 2005-08-23 | USD | 0 | Active | UNIVERSITY NEW MEXICO HOSPITAL
0000052210 | 1140448 | HEALTHCARE SERVICE AND SUPPLY | ALP 501 | 501 | COMPRESSION UNITS/ INTERMITTENT |  | CONTRACT | 12003 | 2013-05-21 | 2014-05-15 | 12120 | MEDICAL/CARDIAC ICU | 2005-08-23 | USD | 0 | Active | UNIVERSITY NEW MEXICO HOSPITAL
0000052180 | 1096483 | HEALTHCARE SERVICE AND SUPPLY | ALP 501 | 501 | COMPRESSION UNITS/ INTERMITTENT |  | CONTRACT | 12038 | 2012-08-30 | 2013-08-15 | 12240 | GENERAL SURGERY (6-S) | 2005-08-23 | USD | 0 | Active | UNIVERSITY NEW MEXICO HOSPITAL
0000052179 | 1217282 | HEALTHCARE SERVICE AND SUPPLY | ALP 501 | 501 | COMPRESSION UNITS/ INTERMITTENT |  | CONTRACT | 12036 | 2012-08-13 | 2013-08-15 | 12340 | SURGICAL SPECIALITY UNIT (4-S) | 2005-08-23 | USD | 0 | Active | UNIVERSITY NEW MEXICO HOSPITAL
0000052178 | 1162901 | HEALTHCARE SERVICE AND SUPPLY | ALP 501 | 501 | COMPRESSION UNITS/ INTERMITTENT |  | CONTRACT | 12000 | 2012-08-24 | 2017-06-15 | 12240 | GENERAL SURGERY (6-S) | 2005-08-23 | USD | 0 | Reactivated | UNIVERSITY NEW MEXICO HOSPITAL
0000052209 | 1140436 | HEALTHCARE SERVICE AND SUPPLY | ALP 501 | 501 | COMPRESSION UNITS/ INTERMITTENT |  | CONTRACT | 12033 | 2012-08-13 | 2013-08-15 | 12220 | MED/SURG SUBACUTE (4-E) | 2005-08-23 | USD | 0 | Active | UNIVERSITY NEW MEXICO HOSPITAL
0000052206 | 1217298 | HEALTHCARE SERVICE AND SUPPLY | ALP 501 | 501 | COMPRESSION UNITS/ INTERMITTENT |  | CONTRACT | 12001 | 2012-08-15 | 2013-08-15 | 12220 | MED/SURG SUBACUTE (4-E) | 2005-08-23 | USD | 0 | Active | UNIVERSITY NEW MEXICO HOSPITAL
0000052205 | 1140431 | HEALTHCARE SERVICE AND SUPPLY | ALP 501 | 501 | COMPRESSION UNITS/ INTERMITTENT |  | CONTRACT | 12043 | 2012-10-26 | 2012-10-15 | 15005 | OPERATING ROOM - BBRP | 2005-08-23 | USD | 0 | Active | UNIVERSITY NEW MEXICO HOSPITAL
0000052177 | 1217280 | HEALTHCARE SERVICE AND SUPPLY | ALP 501 | 501 | COMPRESSION UNITS/ INTERMITTENT |  | CONTRACT | 12029 | 2012-08-03 | 2013-08-15 | 12240 | GENERAL SURGERY (6-S) | 2005-08-23 | USD | 0 | Active | UNIVERSITY NEW MEXICO HOSPITAL
0000052175 | 1217279 | HEALTHCARE SERVICE AND SUPPLY | ALP 501 | 501 | COMPRESSION UNITS/ INTERMITTENT |  | CONTRACT | 12041 | 2012-08-23 | 2013-08-15 | 12340 | SURGICAL SPECIALITY UNIT (4-S) | 2005-08-23 | USD | 0 | Active | UNIVERSITY NEW MEXICO HOSPITAL
0000052174 | 1003087 | HEALTHCARE SERVICE AND SUPPLY | ALP 501 | 501 | COMPRESSION UNITS/ INTERMITTENT |  | CONTRACT | 12040 | 2012-08-13 | 2013-08-15 | 12310 | ADULT ONCOLOGY MED/SURG | 2005-08-23 | USD | 0 | Active | UNIVERSITY NEW MEXICO HOSPITAL
0000052204 | 1217297 | HEALTHCARE SERVICE AND SUPPLY | ALP 501 | 501 | COMPRESSION UNITS/ INTERMITTENT |  | CONTRACT | 12014 | 2013-05-24 | 2014-05-15 | 15510 | OSIS PACU | 2005-08-23 | USD | 0 | Active | UNIVERSITY NEW MEXICO HOSPITAL
0000052203 | 1217296 | HEALTHCARE SERVICE AND SUPPLY | ALP 501 | 501 | COMPRESSION UNITS/ INTERMITTENT |  | CONTRACT | 12034 | 2012-08-30 | 2013-08-15 | 12220 | MED/SURG SUBACUTE (4-E) | 2005-08-23 | USD | 0 | Active | UNIVERSITY NEW MEXICO HOSPITAL
0000052202 | 1077839 | HEALTHCARE SERVICE AND SUPPLY | ALP 501 | 501 | COMPRESSION UNITS/ INTERMITTENT |  | CONTRACT | 12007 | 2013-05-24 | 2014-05-15 | 15510 | OSIS PACU | 2005-08-23 | USD | 0 | Active | UNIVERSITY NEW MEXICO HOSPITAL
0000052201 | 1217295 | HEALTHCARE SERVICE AND SUPPLY | ALP 501 | 501 | COMPRESSION UNITS/ INTERMITTENT |  | CONTRACT | 12010 | 2012-08-28 | 2013-08-15 | 12230 | GEN MED/SAC (4-W) | 2005-08-23 | USD | 0 | Active | UNIVERSITY NEW MEXICO HOSPITAL
0000052200 | 1141429 | HEALTHCARE SERVICE AND SUPPLY | ALP 501 | 501 | COMPRESSION UNITS/ INTERMITTENT |  | CONTRACT | 12025 | 2013-05-06 | 2014-05-15 | 12430 | GENERAL PEDIATRICS UNIT | 2005-08-23 | USD | 0 | Active | UNIVERSITY NEW MEXICO HOSPITAL
0000052199 | 1217294 | HEALTHCARE SERVICE AND SUPPLY | ALP 501 | 501 | COMPRESSION UNITS/ INTERMITTENT |  | CONTRACT | 12024 | 2013-05-29 | 2014-05-15 | 15500 | OSIS OPERATING ROOM | 2005-08-23 | USD | 0 | Active | UNIVERSITY NEW MEXICO HOSPITAL
0000052198 | 1140115 | HEALTHCARE SERVICE AND SUPPLY | ALP 501 | 501 | COMPRESSION UNITS/ INTERMITTENT |  | CONTRACT | 12020 | 2012-08-31 | 2013-08-15 | 12360 | NEUROSCIENCE | 2005-08-23 | USD | 0 | Active | UNIVERSITY NEW MEXICO HOSPITAL
0000052197 | 1217293 | HEALTHCARE SERVICE AND SUPPLY | ALP 501 | 501 | COMPRESSION UNITS/ INTERMITTENT |  | CONTRACT | 12009 | 2013-05-15 | 2014-05-15 | 12330 | FAMILY PRACTICE (3-N) | 2005-08-23 | USD | 0 | Active | UNIVERSITY NEW MEXICO HOSPITAL
0000052196 | 1217292 | HEALTHCARE SERVICE AND SUPPLY | ALP 501 | 501 | COMPRESSION UNITS/ INTERMITTENT |  | CONTRACT | 12049 | 2013-05-30 | 2014-05-15 | 15500 | OSIS OPERATING ROOM | 2005-08-23 | USD | 0 | Active | UNIVERSITY NEW MEXICO HOSPITAL
0000052194 | 1217291 | HEALTHCARE SERVICE AND SUPPLY | ALP 501 | 501 | COMPRESSION UNITS/ INTERMITTENT |  | CONTRACT | 12011 | 2013-05-20 | 2014-05-15 | 15510 | OSIS PACU | 2005-08-23 | USD | 0 | Active | UNIVERSITY NEW MEXICO HOSPITAL
0000052191 | 1217289 | HEALTHCARE SERVICE AND SUPPLY | ALP 501 | 501 | COMPRESSION UNITS/ INTERMITTENT |  | CONTRACT | 12017 | 2016-11-01 | 2017-05-15 | 15510 | OSIS PACU | 2005-08-23 | USD | 0 | Active | UNIVERSITY NEW MEXICO HOSPITAL
0000052190 | 1217288 | HEALTHCARE SERVICE AND SUPPLY | ALP 501 | 501 | COMPRESSION UNITS/ INTERMITTENT |  | CONTRACT | 12039 | 2013-05-21 | 2014-05-15 | 15510 | OSIS PACU | 2005-08-23 | USD | 0 | Active | UNIVERSITY NEW MEXICO HOSPITAL
0000052189 | 1422003 | HEALTHCARE SERVICE AND SUPPLY | ALP 501 | 501 | COMPRESSION UNITS/ INTERMITTENT |  | CONTRACT | 12023 | 2013-05-10 | 2014-05-15 | 12110 | NEUROSCIENCE ICU | 2005-08-23 | USD | 0 | Active | UNIVERSITY NEW MEXICO HOSPITAL
0000050924 | 1440017 | CONTROLLED POWER CORP | LT-700M | LT-700M | POWER SYSTEMS/ UNINTERRUPTIBLE |  | 399097 | 10-13187 | 2017-03-13 | 2018-03-15 | 71510 | PULMONARY SERVICES | 2005-08-22 | USD | 1646 | Active | UNIVERSITY NEW MEXICO HOSPITAL
0000052145 | 1440016 | BUNNELL INC | LIFE PULSE | LIFE PULSE | VENTILATORS/ INTENSIVE CARE/ ADULT/ HIGH-FREQUENCY |  | 399097 | 2607 | 2016-11-11 | 2017-11-15 | 71510 | PULMONARY SERVICES | 2005-08-22 | USD | 2965 | Active | UNIVERSITY NEW MEXICO HOSPITAL
0000052142 | 1142102 | BUNNELL INC | WHISPER JET | WHISPER JET | TRANSDUCERS/ PRESSURE |  | 399097 | 4361 | 2016-11-11 | 2011-09-15 | 71510 | PULMONARY SERVICES | 2005-08-22 | USD | 2000 | Active | UNIVERSITY NEW MEXICO HOSPITAL
0000052141 | 1217263 | BUNNELL INC | WHISPER JET | WHISPER JET | TRANSDUCERS/ PRESSURE |  | 399097 | 4358 | 2009-05-29 | 2010-05-15 | 71510 | PULMONARY SERVICES | 2005-08-22 | USD | 2000 | Active | UNIVERSITY NEW MEXICO HOSPITAL
0000052908 | 1096079 | ZOLL MEDICAL CORP | M SERIES | M SERIES | DEFIBRILLATOR/ MONITOR/ PACEMAKERS |  | 399238 | 7956 | 2017-04-01 | 2017-10-15 | 71030 | HEART STATION | 2005-08-18 | USD | 10524.7 | Active | UNIVERSITY NEW MEXICO HOSPITAL
0000052902 | 1217568 | STRYKER CORP | SURGISTOOL II | SURGISTOOL II | STOOLS |  | 400795 | 0507070835 |  | 2017-06-15 | 15000 | OPERATING ROOM | 2005-08-15 | USD | 1369 | Active | UNIVERSITY NEW MEXICO HOSPITAL
0000052898 | 1217566 | RITTER-TYCOS DIV SYBRON CORP (MIDMARK) | 152-001 | 152-001 | LIGHTS/ EXAMINATION |  | 400933 | NE33764 | 2005-08-23 | 2017-06-15 | 34110 | WOMEN'S HEALTH CENTER | 2005-08-10 | USD | 114.54 | Active | UNIVERSITY NEW MEXICO HOSPITAL
0000052886 | 1162180 | HOYER & CO INC TED | HPL-600 | HPL-600 | LIFTS/ PATIENT TRANSFER |  | 400468 | 0506L0653 | 2017-01-01 | 2018-01-15 | 30030 | CTH OUTPATIENT CLINIC | 2005-08-08 | USD | 2071 | Reactivated | UNIVERSITY NEW MEXICO HOSPITAL
0000052170 | 1440104 | MEDELA INC | BABY WEIGH | BABY WEIGH | SCALES/ INFANT |  | 398532 | 3-71384 | 2017-02-17 | 2018-02-15 | 12415 | INTERMEDIATE CARE NURSERY | 2005-08-08 | USD | 834.59 | Reactivated | UNIVERSITY NEW MEXICO HOSPITAL
0000052168 | 1142344 | WELCH ALLYN INC | 4200B-E1 | SPOT VITAL SIGNS (42 | MONITORING SYSTEMS/ PHYSIOLOGIC/ ACUTE CARE |  |  | JAO15653 | 2016-07-18 | 2017-07-15 | 9025 | CLINICAL AND TRANSLATIONAL SCIENCE CENTER (07) | 2005-08-03 | USD | 2931.53 | Active | UNIVERSITY NEW MEXICO HOSPITAL
0000052132 | 1217261 | SHERWOOD MEDICAL | FIRSTTEMP GENIUS | 3000A | THERMOMETERS/ ELECTRONIC/ INFRARED/ EAR |  |  | J0341299 |  | 2017-06-15 | 15065 | PRE-ANESTHESIA CLINIC | 2005-08-01 | USD | 75 | Active | UNIVERSITY NEW MEXICO HOSPITAL
0000052885 | 1440288 | NELLCOR INC | N-20 | N-20 | OXIMETERS/ PULSE |  | UNM-PURCHASE | G05863647 | 2015-02-23 | 2014-02-15 | 70800 | NEONATAL AMBULANCE | 2005-08-01 | USD | 0 | Active | UNIVERSITY NEW MEXICO HOSPITAL
0000052159 | 1439662 | SCALE-TRONIX INC | 5702 | 5702 | SCALES/ PATIENT/ PLATFORM/ ELECTRONIC |  | 398871 | 258 | 2017-04-26 | 2018-04-15 | 12410 | PEDIATRIC SPECIALTY CARE | 2005-07-20 | USD | 2555.25 | Active | UNIVERSITY NEW MEXICO HOSPITAL
0000050879 | 1217138 | SHERWOOD MEDICAL | FIRSTTEMP GENIUS | 3000A | THERMOMETERS/ ELECTRONIC/ INFRARED/ EAR |  |  | J0027052 |  | 2017-06-15 | 15065 | PRE-ANESTHESIA CLINIC | 2005-07-20 | USD | 75 | Active | UNIVERSITY NEW MEXICO HOSPITAL
0000052158 | 1004826 | CARL ZEISS INC MICROSCOPY & IMAGING SYSTEMS | 532S | 532S | LASERS/ DIODE/ OPHTHALMIC |  | 400823 | 909646 | 2017-06-26 | 2017-12-15 | 34610 | OPHTHALMOLOGY ON SITE CLINIC | 2005-07-18 | USD | 37090 | Active | UNIVERSITY NEW MEXICO HOSPITAL
0000052157 | 1004722 | GE HEALTHCARE | MAC 5000 | MAC 5000 | ELECTROCARDIOGRAPHS/ MULTICHANNEL |  | 399698 | AAY05187155PA | 2017-07-11 | 2018-07-15 | 21015 | ED-NORTH | 2005-07-15 | USD | 10336 | Active | UNIVERSITY NEW MEXICO HOSPITAL
0000052156 | 1141556 | MARQUETTE MEDICAL SYSTEMS INC | MAC 1200 | MAC 1200 | ELECTROCARDIOGRAPHS/ MULTICHANNEL |  | 399319 | 55017632 | 2017-01-31 | 2018-01-15 | 30030 | CTH OUTPATIENT CLINIC | 2005-07-15 | USD | 4677.8 | Active | UNIVERSITY NEW MEXICO HOSPITAL
0000052130 | 1217259 | BIO-LOGIC SYSTEMS CORP | 580-AX2191 | 580-AX2191 | AUDIOMETERS |  | H399318 | 04H6652E | 2016-10-27 | 2017-11-15 | 76025 | AUDIOLOGY | 2005-07-14 | USD | 10995 | Active | UNIVERSITY NEW MEXICO HOSPITAL
0000052129 | 1142088 | VIASYS HEALTHCARE INC | 10273 | 10273 | OXYGEN-AIR PROPORTIONERS |  | 399095 | AFF03167 | 2016-09-23 | 2017-09-15 | 71510 | PULMONARY SERVICES | 2005-07-12 | USD | 883.5 | Active | UNIVERSITY NEW MEXICO HOSPITAL
0000052127 | 1162339 | SCALE-TRONIX INC | 6200 | 6200 | SCALES/ PATIENT/ PLATFORM/ ELECTRONIC |  | H399339 | 6202-610 | 2017-01-01 | 2018-01-15 | 12035 | UPC INPATIENT ADULT SERVICES | 2005-07-11 | USD | 3035 | Active | UNIVERSITY NEW MEXICO HOSPITAL
0000052151 | 1217270 | HILL-ROM INC | 767 | 767 | OPHTHALMOSCOPE/OTOSCOPES |  | H398563 | NONE |  | 2017-06-15 | 71010 | PEDIATRIC CARDIOLOGY | 2005-07-11 | USD | 888.5 | Active | UNIVERSITY NEW MEXICO HOSPITAL
0000052150 | 1217269 | HILL-ROM INC | 767 | 767 | OPHTHALMOSCOPE/OTOSCOPES |  | H398563 | NONE |  | 2017-06-15 | 71010 | PEDIATRIC CARDIOLOGY | 2005-07-11 | USD | 888.5 | Active | UNIVERSITY NEW MEXICO HOSPITAL
0000052149 | 1217268 | HILL-ROM INC | 767 | 767 | OPHTHALMOSCOPE/OTOSCOPES |  | H398563 | NONE |  | 2017-06-15 | 71010 | PEDIATRIC CARDIOLOGY | 2005-07-11 | USD | 888.5 | Active | UNIVERSITY NEW MEXICO HOSPITAL
0000052148 | 1217267 | HILL-ROM INC | 767 | 767 | OPHTHALMOSCOPE/OTOSCOPES |  | H398563 | NONE |  | 2017-06-15 | 71010 | PEDIATRIC CARDIOLOGY | 2005-07-08 | USD | 888.5 | Active | UNIVERSITY NEW MEXICO HOSPITAL
0000052146 | 1217265 | SCALE-TRONIX INC | 5002 | 5002 | SCALES/ PATIENT/ PLATFORM/ ELECTRONIC |  | 398548 | 10410 | 2016-10-01 | 2017-10-15 | 32040 | NE HEIGHTS CLINIC | 2005-07-08 | USD | 2181.25 | Active | UNIVERSITY NEW MEXICO HOSPITAL
82268 | 1217256 | AMERICAN ORTHOPAEDIC | 0295-200 | 0295-200 | CAST CUTTERS |  | H399761 | 17698 |  | 2017-06-15 | 30030 | CTH OUTPATIENT CLINIC | 2005-07-05 | USD | 948 | Active | UNIVERSITY NEW MEXICO HOSPITAL
0000052120 | 1217255 | AMERICAN ORTHOPAEDIC | 0295-200 | 0295-200 | CAST CUTTERS |  | H399761 | 17697 |  | 2017-06-15 | 30030 | CTH OUTPATIENT CLINIC | 2005-07-05 | USD | 948 | Active | UNIVERSITY NEW MEXICO HOSPITAL
46185 | 301195 | INSTRUMENTARIUM IMAGING INC | INSTRUMNTRM PERFORMA MAM | 531522 | RADIOGRAPHIC UNITS/MAMMOGRAPHIC |  |  | 11808 |  | 2016-10-15 | 75105 | OSIS MAMMOGRAPHY | 2005-07-01 | USD |  | Active | UNIVERSITY NEW MEXICO HOSPITAL
0000052080 | 1217242 | GRASS INSTRUMENT CO | UPM-2-10 | UPM-2-10 | MODULES/ DATA/ TRANSFER |  | 392147 | 05F0199G | 2005-11-29 | 2017-06-15 | 78010 | NEURODIAGNOSTICS LAB | 2005-06-20 | USD | 0.01 | Active | UNIVERSITY NEW MEXICO HOSPITAL
0000052079 | 1217241 | GRASS INSTRUMENT CO | UPM-2-10 | UPM-2-10 | MODULES/ DATA/ TRANSFER |  | 392147 | 05E0072G | 2005-11-29 | 2017-06-15 | 78010 | NEURODIAGNOSTICS LAB | 2005-06-20 | USD | 0.01 | Active | UNIVERSITY NEW MEXICO HOSPITAL
0000052882 | 1217563 | GRASS INSTRUMENT CO | TRW-EEG | TRW-EEG | MONITORS/ VIDEO |  | 392147 | 05C0391G | 2005-06-13 | 2017-06-15 | 78010 | NEURODIAGNOSTICS LAB | 2005-06-13 | USD | 0.01 | Active | UNIVERSITY NEW MEXICO HOSPITAL
0000052881 | 1217562 | GRASS INSTRUMENT CO | TRW-EEG | TRW-EEG | MONITORS/ VIDEO |  | 392147 | 05C0393G | 2005-06-13 | 2017-06-15 | 78010 | NEURODIAGNOSTICS LAB | 2005-06-13 | USD | 0.01 | Active | UNIVERSITY NEW MEXICO HOSPITAL
0000052116 | 1439652 | IVAC CORP | TEMP PLUS II | 2080 | THERMOMETERS/ ELECTRONIC |  | H396705 | 9360249 |  | 2017-06-15 | 12460 | PEDIATRIC ICU | 2005-06-01 | USD | 527.06 | Active | UNIVERSITY NEW MEXICO HOSPITAL
0000052094 | 1217248 | GRASS INSTRUMENT CO | UPM-2-10 | UPM-2-10 | MODULES/ DATA/ TRANSFER |  | 392147 | 05E0073G | 2005-05-13 | 2017-06-15 | 78010 | NEURODIAGNOSTICS LAB | 2005-05-13 | USD | 0.01 | Active | UNIVERSITY NEW MEXICO HOSPITAL
0000052091 | 1217247 | GRASS INSTRUMENT CO | UPM-2-10 | UPM-2-10 | MODULES/ DATA/ TRANSFER |  | 392147 | 05A0091G | 2005-11-29 | 2017-06-15 | 78010 | NEURODIAGNOSTICS LAB | 2005-05-13 | USD | 0.01 | Active | UNIVERSITY NEW MEXICO HOSPITAL
0000052089 | 1217246 | GRASS INSTRUMENT CO | F-EZM5 | F-EZM5 | TESTERS/ IMPEDANCE/LEAD/ELECTROENCEPHALOGRAPHY |  | 392147 | 05A0284G | 2016-09-07 | 2017-09-15 | 78010 | NEURODIAGNOSTICS LAB | 2005-05-13 | USD | 0.01 | Active | UNIVERSITY NEW MEXICO HOSPITAL
0000052111 | 1217251 | MEDASONICS INC | FP3B | FP3B | FETAL HEART DETECTORS/ ULTRASONIC |  | 395169 | BT038965 |  | 2017-06-15 | 21015 | ED-NORTH | 2005-05-06 | USD | 497.51 | Active | UNIVERSITY NEW MEXICO HOSPITAL
0000050279 | 1217091 | HUNTLEIGH HEALTHCARE LTD | PS 800 | PS 800 | BLOOD-FLOW DETECTORS/ ULTRASONIC |  | H394249 | FD2P30205618-05 |  | 2017-06-15 | 32005 | YCHC GENERAL | 2005-05-02 | USD | 556.24 | Active | UNIVERSITY NEW MEXICO HOSPITAL
0000050278 | 1217090 | HUNTLEIGH HEALTHCARE LTD | PS 800 | PS 800 | BLOOD-FLOW DETECTORS/ ULTRASONIC |  | H394249 | FD2P30205631-05 |  | 2017-06-15 | 32005 | YCHC GENERAL | 2005-05-02 | USD | 0 | Active | UNIVERSITY NEW MEXICO HOSPITAL
0000050277 | 1217089 | HUNTLEIGH HEALTHCARE LTD | PS 800 | PS 800 | BLOOD-FLOW DETECTORS/ ULTRASONIC |  | H394249 | FD2P30205602-05 |  | 2017-06-15 | 32005 | YCHC GENERAL | 2005-05-02 | USD | 0 | Active | UNIVERSITY NEW MEXICO HOSPITAL
0000052049 | 1217234 | HUNTLEIGH HEALTHCARE LTD | PS 800 | PS 800 | BLOOD-FLOW DETECTORS/ ULTRASONIC |  | 394249 | FD2P30205618-05 |  | 2017-06-15 | 32005 | YCHC GENERAL | 2005-05-02 | USD | 556.24 | Active | UNIVERSITY NEW MEXICO HOSPITAL
0000052097 | 1217250 | HUNTLEIGH HEALTHCARE LTD | PS 800 | PS 800 | BLOOD-FLOW DETECTORS/ ULTRASONIC |  | H394249 | FD2P30205602-05 | 2005-05-06 | 2017-06-15 | 32005 | YCHC GENERAL | 2005-05-02 | USD | 556.24 | Active | UNIVERSITY NEW MEXICO HOSPITAL
0000052096 | 1217249 | HUNTLEIGH HEALTHCARE LTD | PS 800 | PS 800 | BLOOD-FLOW DETECTORS/ ULTRASONIC |  | 394249 | FD2P30205662-05 | 2005-05-10 | 2017-06-15 | 32005 | YCHC GENERAL | 2005-05-02 | USD | 556.24 | Active | UNIVERSITY NEW MEXICO HOSPITAL
83706 | 1085923 | SIEMENS ULTRASOUND INC | DALE 800B | DALE 800B | TESTERS/ LEAKAGE CURRENT |  |  | 5876 | 2016-07-29 | 2017-07-15 | 70020 | ENDOSCOPY CENTER | 2005-04-25 | USD |  | Active | UNIVERSITY NEW MEXICO HOSPITAL
0000052083 | 1140676 | DATEX-OHMEDA INC | GIRAFFE | GIRAFFE | WARMING UNITS/ PATIENT/ RADIANT/ INFANT |  | 391401 | HDGH60571 | 2017-02-15 | 2017-08-15 | 12455 | NEWBORN ICU | 2005-04-15 | USD | 27362 | Active | UNIVERSITY NEW MEXICO HOSPITAL
0000052082 | 31140868 | DATEX-OHMEDA INC | GIRAFFE | GIRAFFE | WARMING UNITS/ PATIENT/ RADIANT/ INFANT |  | 391401 | HDGH60485 | 2017-02-06 | 2017-08-15 | 12455 | NEWBORN ICU | 2005-04-15 | USD | 27362 | Active | UNIVERSITY NEW MEXICO HOSPITAL
0000052069 | 1217238 | LINEAR | RCC00055 | RCC00055 | MONITORS |  | REPL 45327 | 0506 |  | 2017-06-15 | 78010 | NEURODIAGNOSTICS LAB | 2005-04-11 | USD | 1 | Active | UNIVERSITY NEW MEXICO HOSPITAL
0000052032 | 1217229 | CANDELA CORP | V-BEAM | V-BEAM | LASERS/ DYE |  | 385829 | 9914-0720-5406 | 2017-06-27 | 2017-12-15 | 34655 | DERMATOLOGY CLINIC 1021 MED | 2005-03-01 | USD | 70650 | Active | UNIVERSITY NEW MEXICO HOSPITAL
0000052972 | 1217615 | HUMPHREY | 599 | 599 | REFRACTORS/ OPHTHALMOLOGIC |  |  | 599-7167 | 2016-12-01 | 2017-12-15 | 34620 | OPHTHALMOLOGY OFF SITE CLINIC | 2005-02-21 | USD | 0 | Active | UNIVERSITY NEW MEXICO HOSPITAL
0000052971 | 1217614 | TOPCON AMERICA CORP | VT-10 | VT-10 | PHOROMETERS |  | H382094 | 367226 | 2011-12-05 | 2011-12-15 | 34610 | OPHTHALMOLOGY ON SITE CLINIC | 2005-02-21 | USD | 3775 | Active | UNIVERSITY NEW MEXICO HOSPITAL
0000052974 | 1142551 | CARL ZEISS INC MICROSCOPY & IMAGING SYSTEMS | 995 | 995 | TOPOGRAPHIC DISPLAY UNITS/ EEG/EVOKED-POTENTIAL |  |  | 995-3097 | 2016-12-01 | 2017-12-15 | 34620 | OPHTHALMOLOGY OFF SITE CLINIC | 2005-02-21 | USD | 0 | Active | UNIVERSITY NEW MEXICO HOSPITAL
0000052970 | 1217613 | TOPCON AMERICA CORP | VT-10 | VT-10 | PHOROMETERS |  | H382094 | 367225 | 2011-12-22 | 2011-12-15 | 34610 | OPHTHALMOLOGY ON SITE CLINIC | 2005-02-21 | USD | 3775 | Active | UNIVERSITY NEW MEXICO HOSPITAL
0000052973 | 1217616 | CARL ZEISS INC MICROSCOPY & IMAGING SYSTEMS | HUMPHREY FIELD ANALYZER | HUMPHREY FIELD ANALY | ANALYZERS/ PHYSIOLOGIC/ VISUAL FUNCTION |  | H381060 | 750 I - 10063 | 2016-12-01 | 2017-12-15 | 34620 | OPHTHALMOLOGY OFF SITE CLINIC | 2005-02-21 | USD | 22450 | Active | UNIVERSITY NEW MEXICO HOSPITAL
0000052031 | 1077917 | THE KENDALL CO | FIRSTEMP GENIUS 3000A | FIRSTEMP GENIUS 3000A | THERMOMETERS/ ELECTRONIC/ INFRARED/ EAR |  | REPLACEMENT | MGA105353 |  | 2017-06-15 | 15510 | OSIS PACU | 2005-02-20 | USD | 75 | Active | UNIVERSITY NEW MEXICO HOSPITAL
0000052981 | 1217621 | SHERWOOD MEDICAL | FIRSTTEMP GENIUS | 3000A | THERMOMETERS/ ELECTRONIC/ INFRARED/ EAR |  | H378836 | J0447280 | 2005-02-18 | 2017-06-15 | 34350 | MEDICINE CLINIC | 2005-02-18 | USD | 360.01 | Active | UNIVERSITY NEW MEXICO HOSPITAL
0000052964 | 1217607 | REICHERT INC | 12084 | 12084 | PROJECTORS/ CHART/ EYE |  | H381885 | 234850504 |  | 2017-06-15 | 34620 | OPHTHALMOLOGY OFF SITE CLINIC | 2005-02-15 | USD | 76.9 | Active | UNIVERSITY NEW MEXICO HOSPITAL
0000052963 | 1217606 | TOPCON CORPORATION | SL-D2 | SL-D2 | SLIT LAMPS |  | H382094 | 205736 | 2016-12-01 | 2017-12-15 | 34620 | OPHTHALMOLOGY OFF SITE CLINIC | 2005-02-15 | USD | 3695 | Active | UNIVERSITY NEW MEXICO HOSPITAL
0000052960 | 1217603 | REICHERT INC | 12084 | 12084 | PROJECTORS/ CHART/ EYE |  | H381885 | 237770904 |  | 2017-06-15 | 34620 | OPHTHALMOLOGY OFF SITE CLINIC | 2005-02-15 | USD | 769 | Active | UNIVERSITY NEW MEXICO HOSPITAL
0000052957 | 1217600 | TOPCON CORPORATION | SL-D2 | SL-D2 | SLIT LAMPS |  | 382094 | 205750 | 2016-12-01 | 2017-12-15 | 34620 | OPHTHALMOLOGY OFF SITE CLINIC | 2005-02-15 | USD | 3695 | Active | UNIVERSITY NEW MEXICO HOSPITAL
0000052954 | 1217597 | REICHERT INC | 12084 | 12084 | PROJECTORS/ CHART/ EYE |  | H381885 | 237760904 |  | 2017-06-15 | 34620 | OPHTHALMOLOGY OFF SITE CLINIC | 2005-02-15 | USD | 769 | Active | UNIVERSITY NEW MEXICO HOSPITAL
0000052952 | 1217595 | TOPCON CORPORATION | SL-D2 | SL-D2 | SLIT LAMPS |  | H382094 | 205744 | 2016-12-01 | 2017-12-15 | 34620 | OPHTHALMOLOGY OFF SITE CLINIC | 2005-02-15 | USD | 3695 | Reactivated | UNIVERSITY NEW MEXICO HOSPITAL
0000052946 | 1217590 | REICHERT INC | 12084 | 12084 | PROJECTORS/ CHART/ EYE |  | H381885 | 234900504 |  | 2017-06-15 | 34620 | OPHTHALMOLOGY OFF SITE CLINIC | 2005-02-15 | USD | 769 | Active | UNIVERSITY NEW MEXICO HOSPITAL
0000052967 | 1217610 | TOPCON CORPORATION | SL-D2 | SL-D2 | SLIT LAMPS |  | H382094 | 205746 | 2016-12-01 | 2017-12-15 | 34620 | OPHTHALMOLOGY OFF SITE CLINIC | 2005-02-15 | USD | 3695 | Active | UNIVERSITY NEW MEXICO HOSPITAL
0000052969 | 1217612 | HAAG-STREIT CO | CEO0124 | CEO0124 | TONOMETERS |  | H382094 | 87045990 |  | 2017-06-15 | 34620 | OPHTHALMOLOGY OFF SITE CLINIC | 2005-02-15 | USD | 1245 | Active | UNIVERSITY NEW MEXICO HOSPITAL
0000052968 | 1217611 | HAAG-STREIT CO | CEO0124 | CEO0124 | TONOMETERS |  | H382094 | 87045991 |  | 2017-06-15 | 34620 | OPHTHALMOLOGY OFF SITE CLINIC | 2005-02-15 | USD | 1245 | Active | UNIVERSITY NEW MEXICO HOSPITAL
0000052958 | 1217601 | HAAG-STREIT CO | CEO0124 | CEO0124 | TONOMETERS |  | H382094 | 87045988 |  | 2017-06-15 | 32040 | NE HEIGHTS CLINIC | 2005-02-15 | USD | 1245 | Active | UNIVERSITY NEW MEXICO HOSPITAL
0000052953 | 1217596 | HAAG-STREIT CO | CEO0124 | CEO0124 | TONOMETERS |  | H382094 | 87045989 |  | 2017-06-15 | 34620 | OPHTHALMOLOGY OFF SITE CLINIC | 2005-02-15 | USD | 1245 | Active | UNIVERSITY NEW MEXICO HOSPITAL
0000052959 | 1217602 | TOPCON AMERICA CORP | VT-10 | VT-10 | PHOROMETERS |  | H382094 | 3630683 | 2011-12-09 | 2011-12-15 | 34620 | OPHTHALMOLOGY OFF SITE CLINIC | 2005-02-15 | USD | 3775 | Active | UNIVERSITY NEW MEXICO HOSPITAL
0000052951 | 1217594 | TOPCON AMERICA CORP | VT-10 | VT-10 | PHOROMETERS |  | H382094 | 3630685 | 2011-12-08 | 2011-12-15 | 34620 | OPHTHALMOLOGY OFF SITE CLINIC | 2005-02-15 | USD | 3775 | Active | UNIVERSITY NEW MEXICO HOSPITAL
0000052945 | 1217589 | SHERWOOD MEDICAL | FIRSTTEMP GENIUS | 3000A | THERMOMETERS/ ELECTRONIC/ INFRARED/ EAR |  | REPLACEMENT | J0234494 | 2005-02-08 | 2017-06-15 | 21015 | ED-NORTH | 2005-02-08 | USD | 75 | Active | UNIVERSITY NEW MEXICO HOSPITAL
0000038588 | 1215524 | WELCH ALLYN INC | 48830 LITE BOX | 48830 | LIGHTS/ EXAMINATION |  | FOUND | N/A |  | 2017-06-15 | 32065 | M & FP-NW VALLEY-1231 CAN | 2005-01-31 | USD | 0 | Active | UNIVERSITY NEW MEXICO HOSPITAL
0000052942 | 1217588 | WELCH ALLYN INC | NO MODEL NAME | NO MODEL NUMBER | THERMOMETERS/ ELECTRONIC/ INFRARED/ EAR |  | 388796 | 10106471854 | 2011-09-14 | 2011-09-15 | 70060 | FIXED WING TRANSPORT | 2005-01-31 | USD | 0 | Reactivated | UNIVERSITY NEW MEXICO HOSPITAL
0000052941 | 1217587 | WELCH ALLYN INC | NO MODEL NAME | NO MODEL NUMBER | THERMOMETERS/ ELECTRONIC/ INFRARED/ EAR |  | 388796 | 10106412211 | 2011-09-14 | 2011-09-15 | 70060 | FIXED WING TRANSPORT | 2005-01-31 | USD | 0 | Active | UNIVERSITY NEW MEXICO HOSPITAL
0000052940 | 1217586 | WELCH ALLYN INC | NO MODEL NAME | NO MODEL NUMBER | THERMOMETERS/ ELECTRONIC/ INFRARED/ EAR |  | 388796 | 10106475533 | 2005-12-21 | 2017-06-15 | 70060 | FIXED WING TRANSPORT | 2005-01-30 | USD | 0 | Active | UNIVERSITY NEW MEXICO HOSPITAL
0000052923 | 1217578 | POWERWARE CORP | PW51151000USB | PW51151000USB | POWER SYSTEMS/ UNINTERRUPTIBLE |  | H383902 | UW213A0863 | 2017-04-28 | 2018-04-15 | 71030 | HEART STATION | 2005-01-28 | USD | 0 | Active | UNIVERSITY NEW MEXICO HOSPITAL
0000052930 | 1141198 | GE / MARQUETTE ELECTRONICS INC | SEER LIGHT | SEER LIGHT | RECORDERS/ELECTRONIC STORAGE/ELECTROCARDIOGRAPHY |  | H 383902 | P84085895 |  | 2017-06-15 | 71030 | HEART STATION | 2005-01-25 | USD | 1675.8 | Active | UNIVERSITY NEW MEXICO HOSPITAL
0000052929 | 1141197 | GE / MARQUETTE ELECTRONICS INC | SEER LIGHT | SEER LIGHT | RECORDERS/ELECTRONIC STORAGE/ELECTROCARDIOGRAPHY |  | H 383902 | P84085899 |  | 2017-06-15 | 71030 | HEART STATION | 2005-01-25 | USD | 1675.8 | Active | UNIVERSITY NEW MEXICO HOSPITAL
0000052928 | 1141287 | GE / MARQUETTE ELECTRONICS INC | SEER LIGHT | SEER LIGHT | RECORDERS/ELECTRONIC STORAGE/ELECTROCARDIOGRAPHY |  | H 383902 | P84085897 |  | 2017-06-15 | 71030 | HEART STATION | 2005-01-25 | USD | 1675.8 | Active | UNIVERSITY NEW MEXICO HOSPITAL
0000052927 | 1141199 | GE / MARQUETTE ELECTRONICS INC | SEER LIGHT | SEER LIGHT | RECORDERS/ELECTRONIC STORAGE/ELECTROCARDIOGRAPHY |  | H 383902 | P84085898 |  | 2017-06-15 | 71030 | HEART STATION | 2005-01-25 | USD | 1675.8 | Active | UNIVERSITY NEW MEXICO HOSPITAL
0000052926 | 1141535 | GE / MARQUETTE ELECTRONICS INC | SEER LIGHT | SEER LIGHT | RECORDERS/ELECTRONIC STORAGE/ELECTROCARDIOGRAPHY |  | H 383902 | P84085896 |  | 2017-06-15 | 71030 | HEART STATION | 2005-01-25 | USD | 1675.8 | Active | UNIVERSITY NEW MEXICO HOSPITAL
0000052934 | 1217584 | GE HEALTHCARE | SEER MC | SEER MC | RECORDERS/ELECTRONIC STORAGE/ELECTROCARDIOGRAPHY |  | H 383902 | RHX04410477GA |  | 2017-06-15 | 71030 | HEART STATION | 2005-01-25 | USD | 2709 | Active | UNIVERSITY NEW MEXICO HOSPITAL
0000052932 | 1217582 | GE HEALTHCARE | SEER MC | SEER MC | RECORDERS/ELECTRONIC STORAGE/ELECTROCARDIOGRAPHY |  | H 383902 | RHX04410478GA |  | 2017-06-15 | 71030 | HEART STATION | 2005-01-25 | USD | 2709 | Active | UNIVERSITY NEW MEXICO HOSPITAL
0000052931 | 1217581 | GE HEALTHCARE | SEER MC | SEER MC | RECORDERS/ELECTRONIC STORAGE/ELECTROCARDIOGRAPHY |  | H 383902 | RHX044304996A |  | 2017-06-15 | 71030 | HEART STATION | 2005-01-25 | USD | 2709 | Active | UNIVERSITY NEW MEXICO HOSPITAL
0000051358 | 1085666 | FUTURE HEALTH COMPANY | SWC 1824-G | SWC 1824-G | WARMING UNITS/ BLANKET |  | 383561 | 011105-07 | 2017-04-18 | 2018-04-15 | 12430 | GENERAL PEDIATRICS UNIT | 2005-01-24 | USD | 2295 | Active | UNIVERSITY NEW MEXICO HOSPITAL
0000052933 | 1217583 | GE HEALTHCARE | SEER MC | SEER MC | RECORDERS/ELECTRONIC STORAGE/ELECTROCARDIOGRAPHY |  | H 383902 | RHX04430498GA |  | 2017-06-15 | 71030 | HEART STATION | 2005-01-24 | USD | 2709 | Active | UNIVERSITY NEW MEXICO HOSPITAL
0000052935 | 1141219 | GE HEALTHCARE | SEER LIGHT CONTROLLER | SEER LIGHT CONTROLLE | HOLTER MONITORING SYSTEMS |  | 383902 | P94071837 |  | 2017-06-15 | 71030 | HEART STATION | 2005-01-24 | USD | 835.8 | Active | UNIVERSITY NEW MEXICO HOSPITAL
0000052921 | 1217576 | NEC CORP | L-340 | L-340 | MONITORS |  | H 383902 | 49120253YA |  | 2017-06-15 | 71030 | HEART STATION | 2005-01-24 | USD | 0 | Active | UNIVERSITY NEW MEXICO HOSPITAL
0000052922 | 1217577 | GE HEALTHCARE | MARS TAPE ACQ | MARS TAPE ACQ | RECORDERS/TAPE/DATA/ELECTROCARDIOGRAPHY/CONTINUOUS |  | H 383902 | L4HR1529F |  | 2017-06-15 | 71030 | HEART STATION | 2005-01-24 | USD | 0 | Active | UNIVERSITY NEW MEXICO HOSPITAL
0000051357 | 1217201 | SHERWOOD MEDICAL | GENIUS | GENIUS | THERMOMETERS/ ELECTRONIC/ INFRARED/ EAR |  | 388617 | J0447065 |  | 2017-06-15 | 12240 | GENERAL SURGERY (6-S) | 2005-01-21 | USD | 348.81 | Active | UNIVERSITY NEW MEXICO HOSPITAL
0000033181 | 1215164 | SPECTROLINE INC | E-14 | E-14 | LIGHTS/ ULTRAVIOLET |  | USED | NONE | 2017-01-19 | 2018-01-15 | 32025 | FAMILY PRACTICE CLINIC | 2005-01-20 | USD | 0 | Active | UNIVERSITY NEW MEXICO HOSPITAL
0000051389 | 1141652 | GE HEALTHCARE | PRO 300 V2 | PRO 300 V2 | MONITORING SYSTEMS/ PHYSIOLOGIC |  | 385494 | AAX04480067SA | 2016-10-19 | 2017-10-15 | 34025 | CARDIOLOGY CLINIC | 2005-01-20 | USD | 4347 | Active | UNIVERSITY NEW MEXICO HOSPITAL
0000051388 | 1141468 | GE HEALTHCARE | PRO 300 V2 | PRO 300 V2 | MONITORING SYSTEMS/ PHYSIOLOGIC |  | 385494 | AAX04480065 | 2016-10-21 | 2017-10-15 | 70010 | DIGESTIVE DISEASE PROCEDURES | 2005-01-20 | USD | 4347 | Active | UNIVERSITY NEW MEXICO HOSPITAL
0000051387 | 1141469 | GE HEALTHCARE | PRO 300 V2 | PRO 300 V2 | MONITORING SYSTEMS/ PHYSIOLOGIC |  | 385494 | AAXO4470084SA | 2016-10-01 | 2017-10-15 | 70020 | ENDOSCOPY CENTER | 2005-01-20 | USD | 4347 | Active | UNIVERSITY NEW MEXICO HOSPITAL
0000052042 | 1083458 | EASTMAN KODAK COMPANY | DRYVIEW 8900 | DRYVIEW 8900 | LASER IMAGERS |  | H384692 | 890002943 |  | 2017-06-15 | 75010 | RADIOLOGY - CT SCAN | 2005-01-20 | USD | 55961 | Active | UNIVERSITY NEW MEXICO HOSPITAL
0000051369 | 1085645 | BD | 03803T | 03803T | OXYGEN-AIR PROPORTIONERS |  | 379395 | AEF04307 | 2017-02-10 | 2018-02-15 | 12415 | INTERMEDIATE CARE NURSERY | 2005-01-20 | USD | 830 | Reactivated | UNIVERSITY NEW MEXICO HOSPITAL
0000051368 | 1440464 | BD | 03803T | 03803T | OXYGEN-AIR PROPORTIONERS |  | 379395 | AEF04308 | 2017-02-10 | 2018-02-15 | 12415 | INTERMEDIATE CARE NURSERY | 2005-01-20 | USD | 830 | Active | UNIVERSITY NEW MEXICO HOSPITAL
0000051366 | 1440115 | BD | 03803T | 03803T | OXYGEN-AIR PROPORTIONERS |  | 379395 | ADF03073 | 2017-02-28 | 2018-02-15 | 12455 | NEWBORN ICU | 2005-01-20 | USD | 830 | Active | UNIVERSITY NEW MEXICO HOSPITAL
0000051364 | 1217204 | BD | 03803T | 03803T | OXYGEN-AIR PROPORTIONERS |  | 379395 | ADF03075 | 2016-09-07 | 2017-09-15 | 71510 | PULMONARY SERVICES | 2005-01-20 | USD | 830 | Active | UNIVERSITY NEW MEXICO HOSPITAL
0000051363 | 1141976 | BD | 03803T | 03803T | OXYGEN-AIR PROPORTIONERS |  | 379395 | ADF03076 | 2017-02-10 | 2018-02-15 | 12415 | INTERMEDIATE CARE NURSERY | 2005-01-20 | USD | 830 | Active | UNIVERSITY NEW MEXICO HOSPITAL
0000051362 | 1141968 | BD | 03803T | 03803T | OXYGEN-AIR PROPORTIONERS |  | 379395 | ADF03074 | 2016-09-26 | 2017-09-15 | 71510 | PULMONARY SERVICES | 2005-01-20 | USD | 830 | Active | UNIVERSITY NEW MEXICO HOSPITAL
0000051361 | 1144223 | BD | 03803T | 03803T | OXYGEN-AIR PROPORTIONERS |  | 379395 | AEF04311 | 2016-09-07 | 2017-09-15 | 71510 | PULMONARY SERVICES | 2005-01-20 | USD | 830 | Active | UNIVERSITY NEW MEXICO HOSPITAL
0000052041 | 1217231 | HILL-ROM INC | SURETEMP PLUS | 692 | THERMOMETERS/ ELECTRONIC |  | H387124 | 04537794 |  | 2017-06-15 | 12520 | MOTHER & BABY UNIT (3-E) BBRP | 2005-01-19 | USD | 231.55 | Active | UNIVERSITY NEW MEXICO HOSPITAL
0000051373 | 1217209 | HILL-ROM INC | SURETEMP PLUS | 692 | THERMOMETERS/ ELECTRONIC |  | FOUND | 04096187 |  | 2017-06-15 | 32025 | FAMILY PRACTICE CLINIC | 2005-01-19 | USD | 0 | Active | UNIVERSITY NEW MEXICO HOSPITAL
0000051372 | 1217208 | HILL-ROM INC | SURETEMP PLUS | 692 | THERMOMETERS/ ELECTRONIC |  | FOUND | 04096197 |  | 2017-06-15 | 32025 | FAMILY PRACTICE CLINIC | 2005-01-19 | USD | 0 | Active | UNIVERSITY NEW MEXICO HOSPITAL
0000051355 | 1217200 | VERATHON INC | BLADDERSCAN (BVI-3000) | BLADDERSCAN (BVI-3000) | SCANNING SYSTEMS/ULTRASONIC/DIAGNOSTIC (BIOMED) |  | 386987 | 04529073 | 2016-09-08 | 2017-09-15 | 12360 | NEUROSCIENCE | 2005-01-10 | USD | 0 | Active | UNIVERSITY NEW MEXICO HOSPITAL
0000051352 | 1083978 | THE KENDALL CO | FIRSTEMP GENIUS 3000A | FIRSTEMP GENIUS 3000A | THERMOMETERS/ ELECTRONIC/ INFRARED/ EAR |  |  | J0442956 |  | 2017-06-15 | 12460 | PEDIATRIC ICU | 2005-01-05 | USD | 75 | Active | UNIVERSITY NEW MEXICO HOSPITAL
ZZPAINCLINIC | ZZPAINCLINIC | NOT ASSIGNED | NO MODEL NAME | NO MODEL NUMBER | DEPARTMENT |  |  | NA | 2017-02-14 | 2018-02-15 | 34340 | PAIN CLINIC | 2005-01-01 | USD | 0 | Active | UNIVERSITY NEW MEXICO HOSPITAL
ZZICN4 | ZZICN4 | NOT ASSIGNED | NO MODEL NAME | NO MODEL NUMBER | DEPARTMENT |  |  | NA | 2016-11-21 | 2017-11-15 | 12415 | INTERMEDIATE CARE NURSERY | 2005-01-01 | USD | 0 | Active | UNIVERSITY NEW MEXICO HOSPITAL
ZZEYECL-OFF | ZZEYECL-OFF | NOT ASSIGNED | NO MODEL NAME | NO MODEL NUMBER | DEPARTMENT |  |  | NA | 2016-12-22 | 2017-12-15 | 34620 | OPHTHALMOLOGY OFF SITE CLINIC | 2005-01-01 | USD | 0 | Active | UNIVERSITY NEW MEXICO HOSPITAL
ZZPEDSOUTH | 1220173 | NOT ASSIGNED | NO MODEL NAME | NO MODEL NUMBER | DEPARTMENT |  | NA | NA |  | 2017-06-15 | 12430 | GENERAL PEDIATRICS UNIT | 2005-01-01 | USD | 0 | Active | UNIVERSITY NEW MEXICO HOSPITAL
ZZPEDSCARD | 1220172 | NOT ASSIGNED | NO MODEL NAME | NO MODEL NUMBER | DEPARTMENT |  | NA | NA |  | 2017-06-15 | 71010 | PEDIATRIC CARDIOLOGY | 2005-01-01 | USD | 0 | Active | UNIVERSITY NEW MEXICO HOSPITAL
ZZOSISRADG | 1220171 | NOT ASSIGNED | NO MODEL NAME | NO MODEL NUMBER | DEPARTMENT |  | NA | NA |  | 2017-06-15 | 75085 | OSIS RADIOLOGY | 2005-01-01 | USD | 0 | Active | UNIVERSITY NEW MEXICO HOSPITAL
ZZNBICU3S | 1220129 | NOT ASSIGNED | NO MODEL NAME | NO MODEL NUMBER | DEPARTMENT |  | NA | NA |  | 2017-06-15 | 12455 | NEWBORN ICU | 2005-01-01 | USD | 0 | Active | UNIVERSITY NEW MEXICO HOSPITAL
ZZMILAGRO | 1220128 | NOT ASSIGNED | NO MODEL NAME | NO MODEL NUMBER | DEPARTMENT |  | NA | NA |  | 2017-06-15 | 34130 | MILAGRO OP OB CLINIC | 2005-01-01 | USD | 0 | Active | UNIVERSITY NEW MEXICO HOSPITAL
ZZINFECCL | 1220127 | NOT ASSIGNED | NO MODEL NAME | NO MODEL NUMBER | DEPARTMENT |  | NA | NA |  | 2017-06-15 | 54080 | UNMMG - TRUMAN ST. CLINIC | 2005-01-01 | USD | 0 | Active | UNIVERSITY NEW MEXICO HOSPITAL
ZZEDEAST | 1220087 | NOT ASSIGNED | NO MODEL NAME | NO MODEL NUMBER | DEPARTMENT |  | NA | NA |  | 2017-06-15 | 21015 | ED-NORTH | 2005-01-01 | USD | 0 | Active | UNIVERSITY NEW MEXICO HOSPITAL
ZZDERMCL | 1220085 | NOT ASSIGNED | NO MODEL NAME | NO MODEL NUMBER | DEPARTMENT |  | NA | NA |  | 2017-06-15 | 34655 | DERMATOLOGY CLINIC 1021 MED | 2005-01-01 | USD | 0 | Active | UNIVERSITY NEW MEXICO HOSPITAL
ZZECMO | 1220008 | NOT ASSIGNED | NO MODEL NAME | NO MODEL NUMBER | DEPARTMENT |  | NA | NA |  | 2017-06-15 | 70050 | ECMO | 2005-01-01 | USD | 0 | Active | UNIVERSITY NEW MEXICO HOSPITAL
ZZDMAT | 1220007 | NOT ASSIGNED | NO MODEL NAME | NO MODEL NUMBER | DEPARTMENT |  | NA | NA |  | 2017-06-15 | NONE | D-MAT (249-3438) (05) | 2005-01-01 | USD | 0 | Active | UNIVERSITY NEW MEXICO HOSPITAL
ZZASAP | 1220006 | NOT ASSIGNED | NO MODEL NAME | NO MODEL NUMBER | DEPARTMENT |  | NA | NA |  | 2017-06-15 | 60640 | ASAP PRIMARY CARE CLINIC | 2005-01-01 | USD | 0 | Active | UNIVERSITY NEW MEXICO HOSPITAL
ZZOSISPAIN | 1220170 | NOT ASSIGNED | NO MODEL NAME | NO MODEL NUMBER | DEPARTMENT |  | NA | NA |  | 2017-06-15 | 34510 | OSIS SPORTS MEDICINE | 2005-01-01 | USD | 0 | Active | UNIVERSITY NEW MEXICO HOSPITAL
ZZOSISPACU | 1220169 | NOT ASSIGNED | NO MODEL NAME | NO MODEL NUMBER | DEPARTMENT |  | NA | NA |  | 2017-06-15 | 15510 | OSIS PACU | 2005-01-01 | USD | 0 | Active | UNIVERSITY NEW MEXICO HOSPITAL
ZZOCUPHLTH | 1220168 | NOT ASSIGNED | NO MODEL NAME | NO MODEL NUMBER | DEPARTMENT |  | NA | NA |  | 2017-06-15 | 30095 | OCCUPATIONAL HEALTH SVCS | 2005-01-01 | USD | 0 | Active | UNIVERSITY NEW MEXICO HOSPITAL
ZZHOSPICE | 1220126 | NOT ASSIGNED | NO MODEL NAME | NO MODEL NUMBER | DEPARTMENT |  | NA | NA |  | 2017-06-15 | 35010 | UNM CARE - HOME SERVICES | 2005-01-01 | USD | 0 | Active | UNIVERSITY NEW MEXICO HOSPITAL
ZZHEARTST | 1220125 | NOT ASSIGNED | NO MODEL NAME | NO MODEL NUMBER | DEPARTMENT |  | NA | NA |  | 2017-06-15 | 71030 | HEART STATION | 2005-01-01 | USD | 0 | Active | UNIVERSITY NEW MEXICO HOSPITAL
ZZFIXWING | 1220124 | NOT ASSIGNED | NO MODEL NAME | NO MODEL NUMBER | DEPARTMENT |  | NA | NA |  | 2017-06-15 | 70060 | FIXED WING TRANSPORT | 2005-01-01 | USD | 0 | Active | UNIVERSITY NEW MEXICO HOSPITAL
ZZANESTH | 1220084 | NOT ASSIGNED | NO MODEL NAME | NO MODEL NUMBER | DEPARTMENT |  | NA | NA |  | 2017-06-15 | 15055 | ANESTHESIA | 2005-01-01 | USD | 0 | Active | UNIVERSITY NEW MEXICO HOSPITAL
ZZANESPO | 1220083 | NOT ASSIGNED | NO MODEL NAME | NO MODEL NUMBER | DEPARTMENT |  | NA | NA |  | 2017-06-15 | 15065 | PRE-ANESTHESIA CLINIC | 2005-01-01 | USD | 0 | Active | UNIVERSITY NEW MEXICO HOSPITAL
ZZ7SOUTH | 1220082 | NOT ASSIGNED | NO MODEL NAME | NO MODEL NUMBER | DEPARTMENT |  | NA | NA |  | 2017-06-15 | 12210 | CORONARY CARE SUBACUTE | 2005-01-01 | USD | 0 | Active | UNIVERSITY NEW MEXICO HOSPITAL
ZZAMCI | 1220005 | NOT ASSIGNED | NO MODEL NAME | NO MODEL NUMBER | DEPARTMENT |  | NA | NA |  | 2017-06-15 | 1701 | ABQ METRO CENTRAL INTAKE (11) | 2005-01-01 | USD | 0 | Active | UNIVERSITY NEW MEXICO HOSPITAL
ZZ1209 | 1220004 | NOT ASSIGNED | NO MODEL NAME | NO MODEL NUMBER | DEPARTMENT |  | NA | NA |  | 2017-06-15 | 32055 | 1209 CLINIC | 2005-01-01 | USD | 0 | Active | UNIVERSITY NEW MEXICO HOSPITAL
ZZOBSPCCAR | 1220167 | NOT ASSIGNED | NO MODEL NAME | NO MODEL NUMBER | DEPARTMENT |  | NA | NA |  | 2017-06-15 | 12510 | WOMEN'S SPECIAL CARE | 2005-01-01 | USD | 0 | Active | UNIVERSITY NEW MEXICO HOSPITAL
ZZNEWTRANS | 1220166 | NOT ASSIGNED | NO MODEL NAME | NO MODEL NUMBER | DEPARTMENT |  | NA | NA |  | 2017-06-15 | 70800 | NEONATAL AMBULANCE | 2005-01-01 | USD | 0 | Active | UNIVERSITY NEW MEXICO HOSPITAL
ZZNEHTSCL | 1220165 | NOT ASSIGNED | NO MODEL NAME | NO MODEL NUMBER | DEPARTMENT |  | NA | NA |  | 2017-06-15 | 32040 | NE HEIGHTS CLINIC | 2005-01-01 | USD | 0 | Active | UNIVERSITY NEW MEXICO HOSPITAL
ZZFAMPRAC | 1220123 | NOT ASSIGNED | NO MODEL NAME | NO MODEL NUMBER | DEPARTMENT |  | NA | NA |  | 2017-06-15 | 32025 | FAMILY PRACTICE CLINIC | 2005-01-01 | USD | 0 | Active | UNIVERSITY NEW MEXICO HOSPITAL
ZZCTHOUTP | 1220122 | NOT ASSIGNED | NO MODEL NAME | NO MODEL NUMBER | DEPARTMENT |  | NA | NA |  | 2017-06-15 | 30030 | CTH OUTPATIENT CLINIC | 2005-01-01 | USD | 0 | Active | UNIVERSITY NEW MEXICO HOSPITAL
ZZCLINENG | 1220121 | NOT ASSIGNED | NO MODEL NAME | NO MODEL NUMBER | DEPARTMENT |  | NA | NA |  | 2017-03-15 | 95700 | CLINICAL ENGINEERING | 2005-01-01 | USD | 0 | Reactivated | UNIVERSITY NEW MEXICO HOSPITAL
ZZ6SOUTH | 1220081 | NOT ASSIGNED | NO MODEL NAME | NO MODEL NUMBER | DEPARTMENT |  | NA | NA |  | 2017-06-15 | 12240 | GENERAL SURGERY (6-S) | 2005-01-01 | USD | 0 | Active | UNIVERSITY NEW MEXICO HOSPITAL
ZZ5S-NEURSCI | 1220080 | NOT ASSIGNED | NO MODEL NAME | NO MODEL NUMBER | DEPARTMENT |  | NA | NA |  | 2017-06-15 | 12360 | NEUROSCIENCE | 2005-01-01 | USD | 0 | Active | UNIVERSITY NEW MEXICO HOSPITAL
ZZ4S-SURGSPEC | 1220079 | NOT ASSIGNED | NO MODEL NAME | NO MODEL NUMBER | DEPARTMENT |  | NA | NA |  | 2017-06-15 | 12340 | SURGICAL SPECIALITY UNIT (4-S) | 2005-01-01 | USD | 0 | Active | UNIVERSITY NEW MEXICO HOSPITAL
ZZ4ACC-WHC | 1219997 | NOT ASSIGNED | NO MODEL NAME | NO MODEL NUMBER | DEPARTMENT |  | NA | NA |  | 2017-06-15 | 34110 | WOMEN'S HEALTH CENTER | 2005-01-01 | USD | 0 | Active | UNIVERSITY NEW MEXICO HOSPITAL
ZZ5N-NEURO | 1220164 | NOT ASSIGNED | NO MODEL NAME | NO MODEL NUMBER | DEPARTMENT |  | NA | NA |  | 2017-06-15 | 78010 | NEURODIAGNOSTICS LAB | 2005-01-01 | USD | 0 | Active | UNIVERSITY NEW MEXICO HOSPITAL
ZZ5ACCMEDCL | 1220163 | NOT ASSIGNED | NO MODEL NAME | NO MODEL NUMBER | DEPARTMENT |  | NA | NA |  | 2017-06-15 | 34350 | MEDICINE CLINIC | 2005-01-01 | USD | 0 | Active | UNIVERSITY NEW MEXICO HOSPITAL
ZZLABORDEL | 1220162 | NOT ASSIGNED | NO MODEL NAME | NO MODEL NUMBER | DEPARTMENT |  | NA | NA |  | 2017-06-15 | 12000 | LABOR AND DELIVERY | 2005-01-01 | USD | 0 | Active | UNIVERSITY NEW MEXICO HOSPITAL
ZZBATCAVE | 1220120 | NOT ASSIGNED | NO MODEL NAME | NO MODEL NUMBER | DEPARTMENT |  | NA | NA |  | 2017-06-15 | 89025 | CLINICAL EDUCATION | 2005-01-01 | USD | 0 | Active | UNIVERSITY NEW MEXICO HOSPITAL
ZZANESPRE | 1220119 | NOT ASSIGNED | NO MODEL NAME | NO MODEL NUMBER | DEPARTMENT |  | NA | NA |  | 2017-06-15 | 15065 | PRE-ANESTHESIA CLINIC | 2005-01-01 | USD | 0 | Active | UNIVERSITY NEW MEXICO HOSPITAL
ZZ5WESTGM | 1220118 | NOT ASSIGNED | NO MODEL NAME | NO MODEL NUMBER | DEPARTMENT |  | NA | NA |  | 2017-06-15 | 12320 | GENERAL MEDICINE (5-W) | 2005-01-01 | USD | 0 | Active | UNIVERSITY NEW MEXICO HOSPITAL
ZZUPC | 1219996 | NOT ASSIGNED | NO MODEL NAME | NO MODEL NUMBER | DEPARTMENT |  | NA | NA |  | 2017-06-15 | 12035 | UPC INPATIENT ADULT SERVICES | 2005-01-01 | USD | 0 | Active | UNIVERSITY NEW MEXICO HOSPITAL
ZZREI | 1219995 | NOT ASSIGNED | NO MODEL NAME | NO MODEL NUMBER | DEPARTMENT |  | NA | NA |  | 2017-06-15 | 34120 | REPRO/ENDO CLINIC | 2005-01-01 | USD | 0 | Active | UNIVERSITY NEW MEXICO HOSPITAL
ZZCPCACUTE | 1219994 | NOT ASSIGNED | NO MODEL NAME | NO MODEL NUMBER | DEPARTMENT |  | NA | NA |  | 2017-06-15 | 60400 | CPC ACUTE SERVICES | 2005-01-01 | USD | 0 | Active | UNIVERSITY NEW MEXICO HOSPITAL
ZZGENSURGC | 1220161 | NOT ASSIGNED | NO MODEL NAME | NO MODEL NUMBER | DEPARTMENT |  | NA | NA |  | 2017-06-15 | 34520 | ORTHOPEDICS CLINIC | 2005-01-01 | USD | 0 | Active | UNIVERSITY NEW MEXICO HOSPITAL
ZZENDOSCPY | 1220160 | NOT ASSIGNED | NO MODEL NAME | NO MODEL NUMBER | DEPARTMENT |  | NA | NA |  | 2017-06-15 | 70020 | ENDOSCOPY CENTER | 2005-01-01 | USD | 0 | Active | UNIVERSITY NEW MEXICO HOSPITAL
ZZDIALYSIS | 1220159 | NOT ASSIGNED | NO MODEL NAME | NO MODEL NUMBER | DEPARTMENT |  | NA | NA |  | 2017-06-15 | 72040 | I/P HEMODIALYSIS | 2005-01-01 | USD | 0 | Active | UNIVERSITY NEW MEXICO HOSPITAL
ZZ4EASTMS | 1220117 | NOT ASSIGNED | NO MODEL NAME | NO MODEL NUMBER | DEPARTMENT |  | NA | NA |  | 2017-06-15 | 12220 | MED/SURG SUBACUTE (4-E) | 2005-01-01 | USD | 0 | Active | UNIVERSITY NEW MEXICO HOSPITAL
ZZCDD | 1219993 | NOT ASSIGNED | NO MODEL NAME | NO MODEL NUMBER | DEPARTMENT |  | NA | NA |  | 2017-06-15 | 3180-CDD | UNMMG - CENTER FOR DEVELOPMENT AND DISABILITIES | 2005-01-01 | USD | 0 | Active | UNIVERSITY NEW MEXICO HOSPITAL
ZZDIABETES | 1220158 | NOT ASSIGNED | NO MODEL NAME | NO MODEL NUMBER | DEPARTMENT |  | NA | NA |  | 2017-06-15 | 34020 | DIABETES COMPREHENSV CARE CTR | 2005-01-01 | USD | 0 | Active | UNIVERSITY NEW MEXICO HOSPITAL
ZZCTHREHAB | 1220157 | NOT ASSIGNED | NO MODEL NAME | NO MODEL NUMBER | DEPARTMENT |  | NA | NA |  | 2017-06-15 | 12480 | CTH REHAB-ORTHO UNIT | 2005-01-01 | USD | 0 | Active | UNIVERSITY NEW MEXICO HOSPITAL
ZZCTHINPAT | 1220156 | NOT ASSIGNED | NO MODEL NAME | NO MODEL NUMBER | DEPARTMENT |  | NA | NA |  | 2017-06-15 | 12480 | CTH REHAB-ORTHO UNIT | 2005-01-01 | USD | 0 | Active | UNIVERSITY NEW MEXICO HOSPITAL
ZZCLINTRIA | 1220155 | NOT ASSIGNED | NO MODEL NAME | NO MODEL NUMBER | DEPARTMENT |  | NA | NA |  | 2017-06-15 | 7210 | CLINICAL TRIALS (07) | 2005-01-01 | USD | 0 | Active | UNIVERSITY NEW MEXICO HOSPITAL
ZZVASCLAB | 1220112 | NOT ASSIGNED | NO MODEL NAME | NO MODEL NUMBER | DEPARTMENT |  | NA | NA |  | 2017-06-15 | 71060 | VASCULAR LAB | 2005-01-01 | USD | 0 | Active | UNIVERSITY NEW MEXICO HOSPITAL
ZZTRUMAN | 1220111 | NOT ASSIGNED | NO MODEL NAME | NO MODEL NUMBER | DEPARTMENT |  | NA | NA |  | 2017-06-15 | 54080 | UNMMG - TRUMAN ST. CLINIC | 2005-01-01 | USD | 0 | Active | UNIVERSITY NEW MEXICO HOSPITAL
ZZ4ACC-WMSUS | 1220070 | NOT ASSIGNED | NO MODEL NAME | NO MODEL NUMBER | DEPARTMENT |  | NA | NA |  | 2017-06-15 | 34115 | WOMEN'S ULTRASOUND CLINIC | 2005-01-01 | USD | 0 | Active | UNIVERSITY NEW MEXICO HOSPITAL
ZZCARDREHA | 1220154 | NOT ASSIGNED | NO MODEL NAME | NO MODEL NUMBER | DEPARTMENT |  | NA | NA |  | 2017-06-15 | 71020 | CARDIAC REHAB | 2005-01-01 | USD | 0 | Active | UNIVERSITY NEW MEXICO HOSPITAL
ZZCARDCATH | 1220152 | NOT ASSIGNED | NO MODEL NAME | NO MODEL NUMBER | DEPARTMENT |  | NA | NA |  | 2017-06-15 | 71040 | CARDIAC CATH LAB | 2005-01-01 | USD | 0 | Active | UNIVERSITY NEW MEXICO HOSPITAL
ZZ5N-AUDIO | 1220151 | NOT ASSIGNED | NO MODEL NAME | NO MODEL NUMBER | DEPARTMENT |  | NA | NA |  | 2017-06-15 | 76025 | AUDIOLOGY | 2005-01-01 | USD | 0 | Active | UNIVERSITY NEW MEXICO HOSPITAL
ZZSCHOOL | 1220110 | NOT ASSIGNED | NO MODEL NAME | NO MODEL NUMBER | DEPARTMENT |  | NA | NA |  | 2017-06-15 | B9935 | School Based Health Center | 2005-01-01 | USD | 0 | Active | UNIVERSITY NEW MEXICO HOSPITAL
ZZRADNUC | 1220109 | NOT ASSIGNED | NO MODEL NAME | NO MODEL NUMBER | DEPARTMENT |  | NA | NA |  | 2017-06-15 | 75045 | RADIOLOGY - NUCLEAR MED | 2005-01-01 | USD | 0 | Active | UNIVERSITY NEW MEXICO HOSPITAL
ZZRADNEH | 1220108 | NOT ASSIGNED | NO MODEL NAME | NO MODEL NUMBER | DEPARTMENT |  | NA | NA |  | 2017-06-15 | 32040 | NE HEIGHTS CLINIC | 2005-01-01 | USD | 0 | Active | UNIVERSITY NEW MEXICO HOSPITAL
ZZRADMRI | 1220107 | NOT ASSIGNED | NO MODEL NAME | NO MODEL NUMBER | DEPARTMENT |  | NA | NA |  | 2017-06-15 | 75040 | RADIOLOGY - MRI | 2005-01-01 | USD | 0 | Active | UNIVERSITY NEW MEXICO HOSPITAL
ZZTSICU | 1220069 | NOT ASSIGNED | NO MODEL NAME | NO MODEL NUMBER | DEPARTMENT |  | NA | NA |  | 2017-06-15 | 12130 | TRAUMA/SURGICAL ICU | 2005-01-01 | USD | 0 | Active | UNIVERSITY NEW MEXICO HOSPITAL
ZZSEHCL | 1220068 | NOT ASSIGNED | NO MODEL NAME | NO MODEL NUMBER | DEPARTMENT |  | NA | NA |  | 2017-06-15 | 30115 | SE HEIGHTS CLINIC-SAN PABLO | 2005-01-01 | USD | 0 | Active | UNIVERSITY NEW MEXICO HOSPITAL
ZZREHAB | 1220067 | NOT ASSIGNED | NO MODEL NAME | NO MODEL NUMBER | DEPARTMENT |  | NA | NA |  | 2017-06-15 | 76010 | REHABILITATION SERVICES | 2005-01-01 | USD | 0 | Active | UNIVERSITY NEW MEXICO HOSPITAL
ZZANTICOAG | 1220150 | NOT ASSIGNED | NO MODEL NAME | NO MODEL NUMBER | DEPARTMENT |  | NA | NA |  | 2017-06-15 | 34030 | ANTICOAGULATION SERVICES | 2005-01-01 | USD | 0 | Active | UNIVERSITY NEW MEXICO HOSPITAL
ZZ5EASTCTC | 1220149 | NOT ASSIGNED | NO MODEL NAME | NO MODEL NUMBER | DEPARTMENT |  | NA | NA |  | 2017-06-15 | 12350 | CRC/CTC (5-E) | 2005-01-01 | USD | 0 | Active | UNIVERSITY NEW MEXICO HOSPITAL
ZZ5EASTCRC | 1220148 | NOT ASSIGNED | NO MODEL NAME | NO MODEL NUMBER | DEPARTMENT |  | NA | NA |  | 2017-06-15 | 12350 | CRC/CTC (5-E) | 2005-01-01 | USD | 0 | Active | UNIVERSITY NEW MEXICO HOSPITAL
ZZRADGEN | 1220106 | NOT ASSIGNED | NO MODEL NAME | NO MODEL NUMBER | DEPARTMENT |  | NA | NA |  | 2017-06-15 | 75000 | RADIOLOGY - GENERAL | 2005-01-01 | USD | 0 | Active | UNIVERSITY NEW MEXICO HOSPITAL
ZZRADCTH | 1220105 | NOT ASSIGNED | NO MODEL NAME | NO MODEL NUMBER | DEPARTMENT |  | NA | NA |  | 2017-06-15 | 75200 | CTH RADIOLOGY-GENERAL | 2005-01-01 | USD | 0 | Active | UNIVERSITY NEW MEXICO HOSPITAL
ZZPULMSVCS | 1220104 | NOT ASSIGNED | NO MODEL NAME | NO MODEL NUMBER | DEPARTMENT |  | NA | NA |  | 2017-06-15 | 71510 | PULMONARY SERVICES | 2005-01-01 | USD | 0 | Active | UNIVERSITY NEW MEXICO HOSPITAL
ZZPULMDIAG | 1220103 | NOT ASSIGNED | NO MODEL NAME | NO MODEL NUMBER | DEPARTMENT |  | NA | NA |  | 2017-06-15 | 71520 | PULMONARY DIAGNOSTICS | 2005-01-01 | USD | 0 | Active | UNIVERSITY NEW MEXICO HOSPITAL
ZZRADUSND | 1220066 | NOT ASSIGNED | NO MODEL NAME | NO MODEL NUMBER | DEPARTMENT |  | NA | NA |  | 2017-06-15 | 75050 | RADIOLOGY - ULTRASOUND | 2005-01-01 | USD | 0 | Active | UNIVERSITY NEW MEXICO HOSPITAL
ZZRADCT | 1220065 | NOT ASSIGNED | NO MODEL NAME | NO MODEL NUMBER | DEPARTMENT |  | NA | NA |  | 2017-06-15 | 75010 | RADIOLOGY - CT SCAN | 2005-01-01 | USD | 0 | Active | UNIVERSITY NEW MEXICO HOSPITAL
ZZNSICU | 1220064 | NOT ASSIGNED | NO MODEL NAME | NO MODEL NUMBER | DEPARTMENT |  | NA | NA |  | 2017-06-15 | 12110 | NEUROSCIENCE ICU | 2005-01-01 | USD | 0 | Active | UNIVERSITY NEW MEXICO HOSPITAL
ZZWESTSDCL | 1220144 | NOT ASSIGNED | NO MODEL NAME | NO MODEL NUMBER | DEPARTMENT |  | NA | NA |  | 2017-06-15 | 32050 | WESTSIDE FAMILY & SENIOR HLTH | 2005-01-01 | USD | 0 | Active | UNIVERSITY NEW MEXICO HOSPITAL
ZZPSCU | 1220102 | NOT ASSIGNED | NO MODEL NAME | NO MODEL NUMBER | DEPARTMENT |  | NA | NA |  | 2017-06-15 | 12410 | PEDIATRIC SPECIALTY CARE | 2005-01-01 | USD | 0 | Active | UNIVERSITY NEW MEXICO HOSPITAL
ZZPICU | 1220101 | NOT ASSIGNED | NO MODEL NAME | NO MODEL NUMBER | DEPARTMENT |  | NA | NA |  | 2017-06-15 | 12460 | PEDIATRIC ICU | 2005-01-01 | USD | 0 | Active | UNIVERSITY NEW MEXICO HOSPITAL
ZZPEDSED | 1220100 | NOT ASSIGNED | NO MODEL NAME | NO MODEL NUMBER | DEPARTMENT |  | NA | NA |  | 2017-06-15 | 21020 | PEDIATRIC EMERGENCY DEPARTMENT | 2005-01-01 | USD | 0 | Active | UNIVERSITY NEW MEXICO HOSPITAL
ZZNBICU | 1220063 | NOT ASSIGNED | NO MODEL NAME | NO MODEL NUMBER | DEPARTMENT |  | NA | NA |  | 2017-06-15 | 12455 | NEWBORN ICU | 2005-01-01 | USD | 0 | Active | UNIVERSITY NEW MEXICO HOSPITAL
ZZICN3 | 1220062 | NOT ASSIGNED | NO MODEL NAME | NO MODEL NUMBER | DEPARTMENT |  | NA | NA |  | 2017-06-15 | 12415 | INTERMEDIATE CARE NURSERY | 2005-01-01 | USD | 0 | Active | UNIVERSITY NEW MEXICO HOSPITAL
ZZGPU | 1220061 | NOT ASSIGNED | NO MODEL NAME | NO MODEL NUMBER | DEPARTMENT |  | NA | NA |  | 2017-06-15 | 12430 | GENERAL PEDIATRICS UNIT | 2005-01-01 | USD | 0 | Active | UNIVERSITY NEW MEXICO HOSPITAL
ZZ4WGENMED | 1220143 | NOT ASSIGNED | NO MODEL NAME | NO MODEL NUMBER | DEPARTMENT |  | NA | NA |  | 2017-06-15 | 12230 | GEN MED/SAC (4-W) | 2005-01-01 | USD | 0 | Active | UNIVERSITY NEW MEXICO HOSPITAL
ZZSPORTCL | 1220142 | NOT ASSIGNED | NO MODEL NAME | NO MODEL NUMBER | DEPARTMENT |  | NA | NA |  | 2017-06-15 | 34540 | SPORTS MEDICINE | 2005-01-01 | USD | 0 | Active | UNIVERSITY NEW MEXICO HOSPITAL
ZZSLPDISOR | 1220141 | NOT ASSIGNED | NO MODEL NAME | NO MODEL NUMBER | DEPARTMENT |  | NA | NA |  | 2017-06-15 | 34015 | SLEEP DISORDERS CENTER 1101-2 | 2005-01-01 | USD | 0 | Active | UNIVERSITY NEW MEXICO HOSPITAL
ZZREHABCL | 1220140 | NOT ASSIGNED | NO MODEL NAME | NO MODEL NUMBER | DEPARTMENT |  | NA | NA |  | 2017-06-15 | 76015 | REHABILITATION OUTPATIENT 1025 | 2005-01-01 | USD | 0 | Active | UNIVERSITY NEW MEXICO HOSPITAL
ZZ3ACCPEDSCL | 1220099 | NOT ASSIGNED | NO MODEL NAME | NO MODEL NUMBER | DEPARTMENT |  | NA | NA |  | 2017-06-15 | 34150 | PEDIATRICS CLINIC | 2005-01-01 | USD | 0 | Active | UNIVERSITY NEW MEXICO HOSPITAL
ZZOSISOR | 1220098 | NOT ASSIGNED | NO MODEL NAME | NO MODEL NUMBER | DEPARTMENT |  | NA | NA |  | 2017-06-15 | 15500 | OSIS OPERATING ROOM | 2005-01-01 | USD | 0 | Active | UNIVERSITY NEW MEXICO HOSPITAL
ZZOSISDI | 1220097 | NOT ASSIGNED | NO MODEL NAME | NO MODEL NUMBER | DEPARTMENT |  | NA | NA |  | 2017-06-15 | 75100 | OSIS ULTRASOUND | 2005-01-01 | USD | 0 | Active | UNIVERSITY NEW MEXICO HOSPITAL
ZZECN3S | 1220060 | NOT ASSIGNED | NO MODEL NAME | NO MODEL NUMBER | DEPARTMENT |  | NA | NA |  | 2017-06-15 | 12455 | NEWBORN ICU | 2005-01-01 | USD | 0 | Active | UNIVERSITY NEW MEXICO HOSPITAL
ZZRAD1209 | 1220139 | NOT ASSIGNED | NO MODEL NAME | NO MODEL NUMBER | DEPARTMENT |  | NA | NA |  | 2017-06-15 | 32055 | 1209 CLINIC | 2005-01-01 | USD | 0 | Active | UNIVERSITY NEW MEXICO HOSPITAL
ZZPOSTTRA | 1220138 | NOT ASSIGNED | NO MODEL NAME | NO MODEL NUMBER | DEPARTMENT |  | NA | NA |  | 2017-06-15 | 34255 | POST TRANSPLANT CLINIC | 2005-01-01 | USD | 0 | Active | UNIVERSITY NEW MEXICO HOSPITAL
ZZPHARMIN | 1220137 | NOT ASSIGNED | NO MODEL NAME | NO MODEL NUMBER | DEPARTMENT |  | NA | NA |  | 2017-06-15 | 77010 | PHARMACY - INPATIENT | 2005-01-01 | USD | 0 | Active | UNIVERSITY NEW MEXICO HOSPITAL
ZZOSISMRI | 1220136 | NOT ASSIGNED | NO MODEL NAME | NO MODEL NUMBER | DEPARTMENT |  | NA | NA |  | 2017-06-15 | 75095 | OSIS MRI | 2005-01-01 | USD | 0 | Active | UNIVERSITY NEW MEXICO HOSPITAL
ZZOSISCT | 1220096 | NOT ASSIGNED | NO MODEL NAME | NO MODEL NUMBER | DEPARTMENT |  | NA | NA |  | 2017-06-15 | 75090 | OSIS CT SCAN | 2005-01-01 | USD | 0 | Active | UNIVERSITY NEW MEXICO HOSPITAL
ZZORTHCL | 1220095 | NOT ASSIGNED | NO MODEL NAME | NO MODEL NUMBER | DEPARTMENT |  | NA | NA |  | 2017-06-15 | 34520 | ORTHOPEDICS CLINIC | 2005-01-01 | USD | 0 | Active | UNIVERSITY NEW MEXICO HOSPITAL
ZZORMAIN | 1220094 | NOT ASSIGNED | NO MODEL NAME | NO MODEL NUMBER | DEPARTMENT |  | NA | NA |  | 2017-06-15 | 15000 | OPERATING ROOM | 2005-01-01 | USD | 0 | Active | UNIVERSITY NEW MEXICO HOSPITAL
ZZOSISMAM | 1220135 | NOT ASSIGNED | NO MODEL NAME | NO MODEL NUMBER | DEPARTMENT |  | NA | NA |  | 2017-06-15 | 75105 | OSIS MAMMOGRAPHY | 2005-01-01 | USD | 0 | Active | UNIVERSITY NEW MEXICO HOSPITAL
ZZOSISANE | 1220134 | NOT ASSIGNED | NO MODEL NAME | NO MODEL NUMBER | DEPARTMENT |  | NA | NA |  | 2017-06-15 | 15515 | OSIS ANESTHESIA | 2005-01-01 | USD | 0 | Active | UNIVERSITY NEW MEXICO HOSPITAL
ZZORTHFAC | 1220133 | NOT ASSIGNED | NO MODEL NAME | NO MODEL NUMBER | DEPARTMENT |  | NA | NA |  | 2017-06-15 | 34530 | ORTHOPAEDICS FACULTY CLINIC | 2005-01-01 | USD | 0 | Active | UNIVERSITY NEW MEXICO HOSPITAL
ZZMFPCLW | 1220093 | NOT ASSIGNED | NO MODEL NAME | NO MODEL NUMBER | DEPARTMENT |  | NA | NA |  | 2017-06-15 | 32060 | M & FP-WEST MESA | 2005-01-01 | USD | 0 | Active | UNIVERSITY NEW MEXICO HOSPITAL
ZZSEHTSCL | 1220092 | NOT ASSIGNED | NO MODEL NAME | NO MODEL NUMBER | DEPARTMENT |  | NA | NA |  | 2017-06-15 | 30115 | SE HEIGHTS CLINIC-SAN PABLO | 2005-01-01 | USD | 0 | Active | UNIVERSITY NEW MEXICO HOSPITAL
ZZMFPCLSBWY | 1220091 | NOT ASSIGNED | NO MODEL NAME | NO MODEL NUMBER | DEPARTMENT |  | NA | NA |  | 2017-06-15 | 32070 | M & FP-S BROADWAY-1500WAL | 2005-01-01 | USD | 0 | Active | UNIVERSITY NEW MEXICO HOSPITAL
ZZ-YCHC | 1220012 | NOT ASSIGNED | NO MODEL NAME | NO MODEL NUMBER | DEPARTMENT |  | NA | NA |  | 2017-06-15 | 32005 | YCHC GENERAL | 2005-01-01 | USD | 0 | Active | UNIVERSITY NEW MEXICO HOSPITAL
ZZ2ACC-SSPECCL | 1220176 | NOT ASSIGNED | NO MODEL NAME | NO MODEL NUMBER | DEPARTMENT |  | NA | NA |  | 2017-06-15 | 34230 | SURGICAL SPECIALTIES | 2005-01-01 | USD | 0 | Active | UNIVERSITY NEW MEXICO HOSPITAL
ZZSTERILEP | 1220175 | NOT ASSIGNED | NO MODEL NAME | NO MODEL NUMBER | DEPARTMENT |  | NA | NA |  | 2017-06-15 | 15010 | STERILE PROCESSING | 2005-01-01 | USD | 0 | Active | UNIVERSITY NEW MEXICO HOSPITAL
ZZRADINTER | 1220174 | NOT ASSIGNED | NO MODEL NAME | NO MODEL NUMBER | DEPARTMENT |  | NA | NA |  | 2017-06-15 | 75025 | RADIOLOGY - INTERVENTIONAL RAD | 2005-01-01 | USD | 0 | Active | UNIVERSITY NEW MEXICO HOSPITAL
ZZEYECL-ON | 1220132 | NOT ASSIGNED | NO MODEL NAME | NO MODEL NUMBER | DEPARTMENT |  | NA | NA | 2015-12-21 | 2015-12-15 | 34610 | OPHTHALMOLOGY ON SITE CLINIC | 2005-01-01 | USD | 0 | Active | UNIVERSITY NEW MEXICO HOSPITAL
ZZNEWBORN | 1220131 | NOT ASSIGNED | NO MODEL NAME | NO MODEL NUMBER | DEPARTMENT |  | NA | NA |  | 2017-06-15 | 12455 | NEWBORN ICU | 2005-01-01 | USD | 0 | Active | UNIVERSITY NEW MEXICO HOSPITAL
ZZ-CNC | 1220130 | NOT ASSIGNED | NO MODEL NAME | NO MODEL NUMBER | DEPARTMENT |  | NA | NA |  | 2017-06-15 | 34315 | CLINICAL NEUROSCIENCE CENTER | 2005-01-01 | USD | 0 | Active | UNIVERSITY NEW MEXICO HOSPITAL
ZZMFPCLNW | 1220090 | NOT ASSIGNED | NO MODEL NAME | NO MODEL NUMBER | DEPARTMENT |  | NA | NA |  | 2017-06-15 | 32065 | M & FP-NW VALLEY-1231 CAN | 2005-01-01 | USD | 0 | Active | UNIVERSITY NEW MEXICO HOSPITAL
ZZNTLAMBUL | 1220089 | NOT ASSIGNED | NO MODEL NAME | NO MODEL NUMBER | DEPARTMENT |  | NA | NA |  | 2017-06-15 | 70800 | NEONATAL AMBULANCE | 2005-01-01 | USD | 0 | Active | UNIVERSITY NEW MEXICO HOSPITAL
ZZ-SENHLTH | 1220088 | NOT ASSIGNED | NO MODEL NAME | NO MODEL NUMBER | DEPARTMENT |  | NA | NA |  | 2017-06-15 | 30075 | SENIOR HEALTH CENTER | 2005-01-01 | USD | 0 | Active | UNIVERSITY NEW MEXICO HOSPITAL
ZZPACU | 1220011 | NOT ASSIGNED | NO MODEL NAME | NO MODEL NUMBER | DEPARTMENT |  | NA | NA |  | 2017-06-15 | 15040 | PACU (RECOVERY ROOM 1) | 2005-01-01 | USD | 0 | Active | UNIVERSITY NEW MEXICO HOSPITAL
ZZMICU | 1220010 | NOT ASSIGNED | NO MODEL NAME | NO MODEL NUMBER | DEPARTMENT |  | NA | NA |  | 2017-06-15 | 12120 | MEDICAL/CARDIAC ICU | 2005-01-01 | USD | 0 | Active | UNIVERSITY NEW MEXICO HOSPITAL
ZZBLOODBK | 1220009 | NOT ASSIGNED | NO MODEL NAME | NO MODEL NUMBER | DEPARTMENT |  | NA | NA |  | 2017-06-15 | 74070 | LAB - BLOOD BANK | 2005-01-01 | USD | 0 | Active | UNIVERSITY NEW MEXICO HOSPITAL
ZZED | 1085003 | NOT ASSIGNED | NO MODEL NAME | NO MODEL NUMBER | DEPARTMENT |  | NA | NA |  | 2017-06-15 | 21015 | ED-NORTH | 2005-01-01 | USD | 0 | Active | UNIVERSITY NEW MEXICO HOSPITAL
0000051390 | 1217216 | SHERWOOD MEDICAL | FIRSTTEMP GENIUS | 3000A | THERMOMETERS/ ELECTRONIC/ INFRARED/ EAR |  | REPLACEMENT | J0235915 |  | 2017-06-15 | 12410 | PEDIATRIC SPECIALTY CARE | 2004-12-22 | USD | 75 | Active | UNIVERSITY NEW MEXICO HOSPITAL
0000052034 | 1142454 | STERIS CORP | 3085 SP | 3085 SP | TABLES/ OPERATING |  | 385834 | B432804086 | 2016-11-17 | 2017-11-15 | 12000 | LABOR AND DELIVERY | 2004-12-20 | USD | 29631 | Active | UNIVERSITY NEW MEXICO HOSPITAL
0000052033 | 1142445 | STERIS CORP | 3085 SP | 3085 SP | TABLES/ OPERATING |  | 385834 | B431004017 | 2016-11-21 | 2017-11-15 | 12000 | LABOR AND DELIVERY | 2004-12-20 | USD | 29631 | Active | UNIVERSITY NEW MEXICO HOSPITAL
0000052024 | 1217223 | ELO TOUCH SOLUTIONS | ET1725L-8UF-1-NL | ET1725L-8UF-1-NL | MONITORS/ MEDICAL GRADE DISPLAY |  | HB100990 | 724331736C |  | 2017-06-15 | 12480 | CTH REHAB-ORTHO UNIT | 2004-12-07 | USD | 0 | Active | UNIVERSITY NEW MEXICO HOSPITAL
0000051407 | 1142437 | GE Healthcare USA | Pro 400 V2 | Pro 400 V2 | MONITORING SYSTEMS/ PHYSIOLOGIC/ ACUTE CARE |  |  | AAX044500475A | 2016-10-06 | 2017-10-15 | 30115 | SE HEIGHTS CLINIC-SAN PABLO | 2004-12-07 | USD | 0 | Active | UNIVERSITY NEW MEXICO HOSPITAL
0000051406 | 1142517 | GE Healthcare USA | Pro 400 V2 | Pro 400 V2 | MONITORING SYSTEMS/ PHYSIOLOGIC/ ACUTE CARE |  |  | AAX044502075A | 2016-10-06 | 2017-10-15 | 30115 | SE HEIGHTS CLINIC-SAN PABLO | 2004-12-07 | USD | 0 | Active | UNIVERSITY NEW MEXICO HOSPITAL
0000051392 | 1144345 | GE Healthcare USA | Pro 400 V2 | Pro 400 V2 | MONITORING SYSTEMS/ PHYSIOLOGIC/ ACUTE CARE |  | 385765 | AAX04470106SA | 2016-12-01 | 2017-12-15 | 34520 | ORTHOPEDICS CLINIC | 2004-12-01 | USD | 4454 | Active | UNIVERSITY NEW MEXICO HOSPITAL
0000050973 | 1439655 | ARIZANT HEALTHCARE INC | BAIR HUGGER | 505 | WARMING UNITS/ PATIENT/ FORCED-AIR (BAIR HUGGER) |  | 382180 | 34367 | 2017-05-04 | 2018-04-15 | 12460 | PEDIATRIC ICU | 2004-12-01 | USD | 0 | Active | UNIVERSITY NEW MEXICO HOSPITAL
0000050972 | 1004714 | ARIZANT HEALTHCARE INC | BAIR HUGGER | 505 | WARMING UNITS/ PATIENT/ FORCED-AIR (BAIR HUGGER) |  | 381551 | 61252 | 2017-07-11 | 2018-07-15 | 21015 | ED-NORTH | 2004-12-01 | USD | 0 | Active | UNIVERSITY NEW MEXICO HOSPITAL
0000050971 | 1004684 | ARIZANT HEALTHCARE INC | BAIR HUGGER | 505 | WARMING UNITS/ PATIENT/ FORCED-AIR (BAIR HUGGER) |  | 381551 | 61251 | 2017-07-11 | 2018-07-15 | 21015 | ED-NORTH | 2004-12-01 | USD | 0 | Active | UNIVERSITY NEW MEXICO HOSPITAL
0000051345 | 1141299 | GE HEALTHCARE | DASH 4000 | DASH 4000 | MONITORING SYSTEMS/ PHYSIOLOGIC |  | 385494 | AAAB04469748GA | 2016-10-01 | 2017-10-15 | 70020 | ENDOSCOPY CENTER | 2004-11-30 | USD | 9503 | Active | UNIVERSITY NEW MEXICO HOSPITAL
0000051344 | 1141266 | GE HEALTHCARE | DASH 4000 | DASH 4000 | MONITORING SYSTEMS/ PHYSIOLOGIC |  | 385494 | AAB04469746GA | 2016-10-01 | 2017-10-15 | 70020 | ENDOSCOPY CENTER | 2004-11-30 | USD | 9503 | Active | UNIVERSITY NEW MEXICO HOSPITAL
0000051343 | 1096568 | GE HEALTHCARE | DASH 4000 | DASH 4000 | MONITORING SYSTEMS/ PHYSIOLOGIC |  | 385494 | AAB04336402GA | 2016-10-26 | 2017-10-15 | 70020 | ENDOSCOPY CENTER | 2004-11-30 | USD | 9503 | Active | UNIVERSITY NEW MEXICO HOSPITAL
0000051342 | 1141479 | GE HEALTHCARE | DASH 4000 | DASH 4000 | MONITORING SYSTEMS/ PHYSIOLOGIC |  | 385494 | AAB04469750GA | 2016-10-01 | 2017-10-15 | 70020 | ENDOSCOPY CENTER | 2004-11-30 | USD | 9503 | Active | UNIVERSITY NEW MEXICO HOSPITAL
0000051380 | 1141532 | IBM CORP | 6734-ACO | 6734-ACO | COMPUTERS |  | FOUND | 0074547 |  | 2017-06-15 | 70020 | ENDOSCOPY CENTER | 2004-11-29 | USD | 0 | Active | UNIVERSITY NEW MEXICO HOSPITAL
0000051418 | 1217220 | ENDOWORKS | 6734-ACO | 6734-ACO | COMPUTERS |  | FOUND | 0074584 |  | 2017-06-15 | 70020 | ENDOSCOPY CENTER | 2004-11-29 | USD | 0 | Active | UNIVERSITY NEW MEXICO HOSPITAL
0000051413 | 1141477 | NEWPORT MEDICAL INSTRUMENTS INC | IBM | IBM | COMPUTERS |  | 384334 | 0072465 |  | 2017-06-15 | 70020 | ENDOSCOPY CENTER | 2004-11-29 | USD | 2150 | Active | UNIVERSITY NEW MEXICO HOSPITAL
0000051416 | 1217219 | ENDOWORKS | 6734-ACO | 6734-ACO | COMPUTERS |  | FOUND | 0071389 |  | 2017-06-15 | 70020 | ENDOSCOPY CENTER | 2004-11-29 | USD | 0 | Active | UNIVERSITY NEW MEXICO HOSPITAL
0000051378 | 1217214 | ENDOWORKS | 6734-ACO | 6734-ACO | SERVERS |  | FOUND | 0071851 |  | 2017-06-15 | 70020 | ENDOSCOPY CENTER | 2004-11-29 | USD | 0 | Active | UNIVERSITY NEW MEXICO HOSPITAL
0000051408 | 1141255 | ENDOWORKS | 6734-ACO | 6734-ACO | COMPUTERS |  | FOUND | 0074546 |  | 2017-06-15 | 70020 | ENDOSCOPY CENTER | 2004-11-29 | USD | 0 | Active | UNIVERSITY NEW MEXICO HOSPITAL
0000051411 | 1141526 | IBM CORP | ENDOWORKS | ENDOWORKS | COMPUTERS |  | 384334 | 0072466 |  | 2017-06-15 | 70020 | ENDOSCOPY CENTER | 2004-11-29 | USD | 2150 | Active | UNIVERSITY NEW MEXICO HOSPITAL
0000051417 | 1141529 | IBM CORP | 6734-ACO | 6734-ACO | MONITORS |  | FOUND | 66-D2358 |  | 2017-06-15 | 70020 | ENDOSCOPY CENTER | 2004-11-29 | USD | 0 | Active | UNIVERSITY NEW MEXICO HOSPITAL
0000051415 | 1141247 | IBM CORP | 6734-ACO | 6734-ACO | MONITORS |  | 384334 | Z0161209 |  | 2017-06-15 | 70020 | ENDOSCOPY CENTER | 2004-11-29 | USD | 2150 | Active | UNIVERSITY NEW MEXICO HOSPITAL
0000051412 | 1141523 | IBM CORP | 6734-ACO | 6734-ACO | MONITORS |  | FOUND | 66-F7765 |  | 2017-06-15 | 70020 | ENDOSCOPY CENTER | 2004-11-29 | USD | 0 | Active | UNIVERSITY NEW MEXICO HOSPITAL
0000051379 | 1217215 | IBM CORP | 6734-ACO | 6734-ACO | MONITORS |  | 384334 | Z0161290 |  | 2017-06-15 | 70020 | ENDOSCOPY CENTER | 2004-11-29 | USD | 2150 | Active | UNIVERSITY NEW MEXICO HOSPITAL
0000051376 | 1217212 | IBM CORP | 6734-ACO | 6734-ACO | MONITORS |  | 384334 | Z0161247 |  | 2017-06-15 | 70020 | ENDOSCOPY CENTER | 2004-11-29 | USD | 2150 | Active | UNIVERSITY NEW MEXICO HOSPITAL
0000051414 | 1141249 | NEWPORT MEDICAL INSTRUMENTS INC | HP0230 | HP0230 | COMPUTERS |  | 384334 | 0074545 |  | 2017-06-15 | 70020 | ENDOSCOPY CENTER | 2004-11-29 | USD | 0 | Active | UNIVERSITY NEW MEXICO HOSPITAL
0000051377 | 1217213 |  | SUA1000 | SUA1000 | POWER SYSTEMS/ UNINTERRUPTIBLE |  | FOUND | AS0245220423 | 2017-04-28 | 2018-04-15 | 70020 | ENDOSCOPY CENTER | 2004-11-29 | USD | 0 | Active | UNIVERSITY NEW MEXICO HOSPITAL
0000051335 | 1217196 | MYRON COMPANY | 532T1 | 532T1 | CONDUCTIVITY METERS |  | 384249 | 345975 | 2016-11-30 | 2017-11-15 | 72040 | I/P HEMODIALYSIS | 2004-11-11 | USD | 288 | Active | UNIVERSITY NEW MEXICO HOSPITAL
0000051333 | 1217195 | ARJO HOSPITAL EQUIPMENT INC | DOPPLEX D920 | D920 | FETAL HEART DETECTORS/ ULTRASONIC |  | 383349 | 920PX0202257-04 |  | 2017-06-15 | 34110 | WOMEN'S HEALTH CENTER | 2004-11-05 | USD | 571 | Active | UNIVERSITY NEW MEXICO HOSPITAL
0000051420 | 1217222 | AMERICAN POWER CONVERSION (APC) | BACK-UPS ES 750 (BE750G) | BACK-UPS ES 750 (BE7 | POWER SYSTEMS/ UNINTERRUPTIBLE |  |  | CMO424160123 | 2017-04-28 | 2018-04-15 | 71030 | HEART STATION | 2004-11-04 | USD | 435 | Active | UNIVERSITY NEW MEXICO HOSPITAL
0000051419 | 1217221 | AMERICAN POWER CONVERSION (APC) | BACK-UPS ES 750 (BE750G) | BACK-UPS ES 750 (BE7 | POWER SYSTEMS/ UNINTERRUPTIBLE |  |  | WM0421150957 | 2017-04-28 | 2018-04-15 | 71030 | HEART STATION | 2004-11-04 | USD | 435 | Active | UNIVERSITY NEW MEXICO HOSPITAL
0000049983 | 1217084 | MEDTRONIC INC | OXIMAX | N-595 | OXIMETERS/ PULSE |  | HB 100990 | G04837981 | 2017-02-03 | 2019-02-15 | 12455 | NEWBORN ICU | 2004-10-29 | USD | 2995 | Reactivated | UNIVERSITY NEW MEXICO HOSPITAL
0000049941 | 1142567 | ZOLL MEDICAL CORP | AED PLUS | AED PLUS | DEFIBRILLATORS/ EXTERNAL/ AUTOMATED |  | 380768 | X04I042857 | 2017-06-15 | 2017-12-15 | 34620 | OPHTHALMOLOGY OFF SITE CLINIC | 2004-10-29 | USD | 1635 | Active | UNIVERSITY NEW MEXICO HOSPITAL
0000049985 | 1144217 | MEDTRONIC INC | OXIMAX | N-595 | OXIMETERS/ PULSE |  | HB 100990 | GO4837944 | 2016-09-08 | 2017-09-15 | 71520 | PULMONARY DIAGNOSTICS | 2004-10-29 | USD | 2995 | Reactivated | UNIVERSITY NEW MEXICO HOSPITAL
0000049408 | 1141124 | GAST MANUFACTURING | 1531-107B-G288X | 1531-107B-G288X | PUMPS |  |  | 916 | 2015-09-10 | 2016-09-15 | 78010 | NEURODIAGNOSTICS LAB | 2004-10-29 | USD | 631 | Active | UNIVERSITY NEW MEXICO HOSPITAL
0000051318 | 1217192 | MEDASONICS INC | CardioBeat | CardioBeat | BLOOD-FLOW DETECTORS/ ULTRASONIC |  | 383193 | CB06539 |  | 2017-06-15 | 70060 | FIXED WING TRANSPORT | 2004-10-29 | USD | 650 | Active | UNIVERSITY NEW MEXICO HOSPITAL
0000051331 | 1217193 | TYCO HEALTHCARE GROUP | 3000-PC | 3000-PC | CALIBRATORS |  | NONE | H9813299 |  | 2017-06-15 | 95700 | CLINICAL ENGINEERING | 2004-10-20 | USD | 0 | Active | UNIVERSITY NEW MEXICO HOSPITAL
0000043825 | 1163314 | PARKS MEDICAL ELECTRONICS INC | 842 | 842 | DOPPLERS/ SURGICAL |  | NIS | 122024 |  | 2017-06-15 | 34530 | ORTHOPAEDICS FACULTY CLINIC | 2004-10-04 | USD | 650 | Active | UNIVERSITY NEW MEXICO HOSPITAL
0000049966 | 1217076 | SHERWOOD MEDICAL | F-1500 | F-1500 | THERMOMETERS/ ELECTRONIC |  |  | LX0424238 |  | 2017-06-15 | 12480 | CTH REHAB-ORTHO UNIT | 2004-10-01 | USD | 172 | Active | UNIVERSITY NEW MEXICO HOSPITAL
0000049942 | 1163143 | PELSTAR LLC | 400KL | 400KL | SCALES/ PATIENT/ PLATFORM/ MECHANICAL |  | 091604325 | NONE | 2013-10-29 | 2013-10-15 | 34020 | DIABETES COMPREHENSV CARE CTR | 2004-09-29 | USD | 264.99 | Active | UNIVERSITY NEW MEXICO HOSPITAL
0000049926 | 1217047 | RITTER-TYCOS DIV SYBRON CORP (MIDMARK) | 152-001 | 152-001 | LIGHTS/ EXAMINATION |  | 377435 | NONE |  | 2017-06-15 | 34110 | WOMEN'S HEALTH CENTER | 2004-09-27 | USD | 106 | Active | UNIVERSITY NEW MEXICO HOSPITAL
0000049924 | 1217046 | RITTER-TYCOS DIV SYBRON CORP (MIDMARK) | 152-001 | 152-001 | LIGHTS/ EXAMINATION |  | 377435 | NONE |  | 2017-06-15 | 34110 | WOMEN'S HEALTH CENTER | 2004-09-27 | USD | 106 | Active | UNIVERSITY NEW MEXICO HOSPITAL
0000049912 | 1217039 | PARKS MEDICAL ELECTRONICS INC | 811-BTS | 811-BTS | BLOOD-FLOW DETECTORS/ ULTRASONIC |  | FOUND | NONE |  | 2017-06-15 | 12430 | GENERAL PEDIATRICS UNIT | 2004-09-17 | USD | 850 | Active | UNIVERSITY NEW MEXICO HOSPITAL
0000050864 | 1217128 | WELLS JOHNSON CO | HERCULES | 20-5007-00 | ASPIRATORS/ SURGICAL |  |  | 05290804 | 2017-05-23 | 2018-05-15 | 15500 | OSIS OPERATING ROOM | 2004-09-09 | USD | 0 | Active | UNIVERSITY NEW MEXICO HOSPITAL
0000046956 | 1142258 | FISHER & PAYKEL HEALTHCARE INC | MR850JHU | MR850JHU | HUMIDIFIERS/ HEATED |  | NIS | 030910014950 | 2016-09-08 | 2017-09-15 | 71510 | PULMONARY SERVICES | 2004-09-06 | USD | 895 | Active | UNIVERSITY NEW MEXICO HOSPITAL
0000049320 | 1142453 | COROMETRICS MEDICAL SYSTEMS INC | 120 | 120 | MONITORS/ BEDSIDE/ FETAL |  | 378353 | RUX04293939PA | 2016-11-21 | 2017-11-15 | 12000 | LABOR AND DELIVERY | 2004-08-24 | USD | 15671 | Active | UNIVERSITY NEW MEXICO HOSPITAL
0000049317 | 1141885 | COROMETRICS MEDICAL SYSTEMS INC | 120 | 120 | MONITORS/ BEDSIDE/ FETAL |  | 378353 | RUX04283862PA | 2016-11-23 | 2017-11-15 | 12000 | LABOR AND DELIVERY | 2004-08-24 | USD | 15671 | Active | UNIVERSITY NEW MEXICO HOSPITAL
0000050792 | 1140102 | DATEX-OHMEDA INC | GIRAFFE | GIRAFFE | WARMING UNITS/ PATIENT/ RADIANT/ INFANT |  | 36901 | HDGG54196 | 2017-02-01 | 2017-08-15 | 12455 | NEWBORN ICU | 2004-04-14 | USD | 29495 | Active | UNIVERSITY NEW MEXICO HOSPITAL
0000050749 | 1142066 | FISHER & PAYKEL HEALTHCARE INC | MR850JHU | MR850JHU | HUMIDIFIERS/ HEATED |  | FOUND | 030910015015 | 2016-09-01 | 2017-09-15 | 71510 | PULMONARY SERVICES | 2004-03-31 | USD | 895 | Active | UNIVERSITY NEW MEXICO HOSPITAL
0000041351 | 1216082 | UNIVERSAL MEDICAL INC | H-XL-01 | H-XL-01 | RECORDERS/ELECTRONIC STORAGE/ELECTROCARDIOGRAPHY |  | FOUND | 0718798 |  | 2017-06-15 | 71030 | HEART STATION | 2004-03-01 | USD | 0 | Active | UNIVERSITY NEW MEXICO HOSPITAL
0000041350 | 1216081 | UNIVERSAL MEDICAL INC | H-XL-01 | H-XL-01 | RECORDERS/ELECTRONIC STORAGE/ELECTROCARDIOGRAPHY |  | NIS | 0718800 |  | 2017-06-15 | 71030 | HEART STATION | 2004-03-01 | USD | 545 | Active | UNIVERSITY NEW MEXICO HOSPITAL
0000046922 | 1216814 | HUNTLEIGH HEALTHCARE LTD | FD2 | FD2 | FETAL HEART DETECTORS/ ULTRASONIC |  | FOUND | FDP30102136-03 |  | 2017-06-15 | 34110 | WOMEN'S HEALTH CENTER | 2004-01-28 | USD | 0 | Active | UNIVERSITY NEW MEXICO HOSPITAL
0000050757 | 1140963 | FISHER & PAYKEL HEALTHCARE INC | MR850JHU | MR850JHU | HUMIDIFIERS/ HEATED |  | HB100015 | 030916015272 | 2016-09-19 | 2017-09-15 | 71510 | PULMONARY SERVICES | 2004-01-19 | USD | 895 | Active | UNIVERSITY NEW MEXICO HOSPITAL
0000050754 | 1142074 | FISHER & PAYKEL HEALTHCARE INC | MR850JHU | MR850JHU | HUMIDIFIERS/ HEATED |  | NIS | 030916015307 | 2016-09-02 | 2017-09-15 | 71510 | PULMONARY SERVICES | 2004-01-19 | USD | 985 | Active | UNIVERSITY NEW MEXICO HOSPITAL
0000046969 | 1141109 | FISHER & PAYKEL HEALTHCARE INC | MR850JHU | MR850JHU | HUMIDIFIERS/ HEATED |  | HB100015 | 030910014960 | 2016-09-29 | 2017-09-15 | 71510 | PULMONARY SERVICES | 2004-01-19 | USD | 895 | Active | UNIVERSITY NEW MEXICO HOSPITAL
0000046966 | 1141087 | FISHER & PAYKEL HEALTHCARE INC | MR850JHU | MR850JHU | HUMIDIFIERS/ HEATED |  | HB100015 | 030910014929 | 2016-09-09 | 2017-09-15 | 71510 | PULMONARY SERVICES | 2004-01-19 | USD | 895 | Active | UNIVERSITY NEW MEXICO HOSPITAL
0000034446 | 209601 | PICKER | RADVIEW | 70431 | RADIOGRAPHIC SYSTEMS |  |  | 27852 | 2012-01-25 | 2012-07-15 | 75000 | RADIOLOGY - GENERAL | 2003-12-19 | USD | 0 | Active | UNIVERSITY NEW MEXICO HOSPITAL
0000046635 | 1216726 | MEDASONICS INC | FIRST BEAT | FIRST BEAT | FETAL HEART DETECTORS/ ULTRASONIC |  | USED | FB05512 |  | 2017-06-15 | 12000 | LABOR AND DELIVERY | 2003-11-24 | USD | 0 | Active | UNIVERSITY NEW MEXICO HOSPITAL
0000046697 | 105956 | PHILIPS HEALTHCARE | BUCKYDIAGNOST TS | 70414 | RADIOGRAPHIC SYSTEMS |  |  | 105956 | 2011-12-28 | 2012-12-15 | 34530 | ORTHOPAEDICS FACULTY CLINIC | 2003-10-31 | USD | 0 | Active | UNIVERSITY NEW MEXICO HOSPITAL
0000046628 | 1216721 | NORTEL NETWORKS INC | BS420 | BS420 | ROUTER/ SWITCH/ HUB |  | USED | SACC071MHF |  | 2017-06-15 | 95700 | CLINICAL ENGINEERING | 2003-09-09 | USD | 1 | Active | UNIVERSITY NEW MEXICO HOSPITAL
0000046591 | 1003646 | GE HEALTHCARE | SOLAR 8000 | SOLAR 8000 | MONITORING SYSTEMS/ PHYSIOLOGIC |  | 354523 | F3G46205G | 2017-06-16 | 2018-06-15 | 15055 | ANESTHESIA | 2003-09-05 | USD | 8670.99 | Active | UNIVERSITY NEW MEXICO HOSPITAL
0000046507 | 1216709 | PNEUPAC LIMITED | VENTIPAC 200D | VENTIPAC 200D | VENTILATORS |  |  | 03/06/252 | 2017-03-14 | 2017-09-15 | 71510 | PULMONARY SERVICES | 2003-08-25 | USD | 0 | Active | UNIVERSITY NEW MEXICO HOSPITAL
0000049661 | 301429 | MEDRAD INC | SPECTRIS | 531395 | INJECTORS/ CONTRAST MEDIA/ MAGNETIC RESONANCE IMAG |  |  | 32691 | 2011-10-21 | 2012-10-15 | 75095 | OSIS MRI | 2003-08-01 | USD | 0 | Active | UNIVERSITY NEW MEXICO HOSPITAL
0000046387 | 1140273 | OLYMPIC MEDICAL CORP | 32 | 32 | WARMING UNITS/ PATIENT/ RADIANT/ INFANT |  | 354229 | 10177 | 2017-02-02 | 2017-08-15 | 12455 | NEWBORN ICU | 2003-07-25 | USD | 0 | Reactivated | UNIVERSITY NEW MEXICO HOSPITAL
0000046283 | 1216653 | MEDTRONIC INC | PC100 | PC100 | REGULATORS/ HIGH-PRESSURE GAS |  | NIS | T5897-04 |  | 2017-06-15 | 15500 | OSIS OPERATING ROOM | 2003-06-01 | USD | 1600 | Active | UNIVERSITY NEW MEXICO HOSPITAL
0000046154 | 301194 | GE HEALTHCARE | AMX 4+ | 531668 | RADIOGRAPHIC UNITS/ MOBILE |  |  | 979023WK9 | 2011-10-28 | 2012-04-15 | 75085 | OSIS RADIOLOGY | 2003-05-01 | USD | 0 | Active | UNIVERSITY NEW MEXICO HOSPITAL
0000043878 | 1141657 | ZOLL MEDICAL CORP | AED PLUS | AED PLUS | DEFIBRILLATORS/ EXTERNAL/ AUTOMATED |  | NIS | X02F001477 | 2017-04-05 | 2017-10-15 | 34130 | MILAGRO OP OB CLINIC | 2002-11-06 | USD | 0 | Active | UNIVERSITY NEW MEXICO HOSPITAL
0000038309 | 119031 | BAYER CORP | MARK V PROVIS | 531381 | INJECTORS/ CONTRAST MEDIA |  |  | 91946 | 2012-01-27 | 2013-01-15 | 15000 | OPERATING ROOM | 2002-11-01 | USD | 0 | Active | UNIVERSITY NEW MEXICO HOSPITAL
0000038771 | 1215576 | OHMEDA INC | CONTINUOUS | CONTINUOUS | REGULATORS/ SUCTION |  |  | AHBM06044 |  | 2017-06-15 | 70060 | FIXED WING TRANSPORT | 2002-07-11 | USD | 0 | Active | UNIVERSITY NEW MEXICO HOSPITAL
0000043369 | 1216315 | UNIVERSAL MEDICAL INC | H-XL-01 | H-XL-01 | RECORDERS/ELECTRONIC STORAGE/ELECTROCARDIOGRAPHY |  | NIS | 0717128 |  | 2017-06-15 | 71030 | HEART STATION | 2002-07-09 | USD | 637 | Active | UNIVERSITY NEW MEXICO HOSPITAL
0000043357 | 1144482 | GE HEALTHCARE | DASH 2000 | DASH 2000 | MONITORING SYSTEMS/ PHYSIOLOGIC/ ACUTE CARE |  | 326785 | C2DR4713N | 2016-09-15 | 2017-09-15 | 72040 | I/P HEMODIALYSIS | 2002-04-09 | USD | 4597 | Active | UNIVERSITY NEW MEXICO HOSPITAL
0000041903 | 1216218 | UNIVERSAL MEDICAL INC | H-XL-01 | H-XL-01 | RECORDERS/ELECTRONIC STORAGE/ELECTROCARDIOGRAPHY |  | NIS | 0716543 |  | 2017-06-15 | 71030 | HEART STATION | 2002-01-11 | USD | 595 | Active | UNIVERSITY NEW MEXICO HOSPITAL
0000041899 | 1216217 | UNIVERSAL MEDICAL INC | H-XL-01 | H-XL-01 | RECORDERS/ELECTRONIC STORAGE/ELECTROCARDIOGRAPHY |  | USED | 0716536 |  | 2017-06-15 | 71030 | HEART STATION | 2002-01-11 | USD | 595 | Active | UNIVERSITY NEW MEXICO HOSPITAL
0000041898 | 1216216 | UNIVERSAL MEDICAL INC | H-XL-01 | H-XL-01 | RECORDERS/ELECTRONIC STORAGE/ELECTROCARDIOGRAPHY |  | NIS | 0716535 |  | 2017-06-15 | 71030 | HEART STATION | 2002-01-11 | USD | 595 | Active | UNIVERSITY NEW MEXICO HOSPITAL
0000041896 | 1216215 | UNIVERSAL MEDICAL INC | H-XL-01 | H-XL-01 | RECORDERS/ELECTRONIC STORAGE/ELECTROCARDIOGRAPHY |  | NIS | 371751 |  | 2017-06-15 | 71030 | HEART STATION | 2002-01-11 | USD | 595 | Active | UNIVERSITY NEW MEXICO HOSPITAL
0000033021 | 119030 | MEDRAD INC | SPECTRIS | 531395 | INJECTORS/ CONTRAST MEDIA/ MAGNETIC RESONANCE IMAG |  |  | 20519 | 2012-01-27 | 2013-01-15 | 75040 | RADIOLOGY - MRI | 2001-11-01 | USD | 0 | Active | UNIVERSITY NEW MEXICO HOSPITAL
0000038200 | 1215446 | IVAC CORP | TEMP PLUS II | 2080 | THERMOMETERS/ ELECTRONIC |  | FOUND | 3608251 |  | 2017-06-15 | 12430 | GENERAL PEDIATRICS UNIT | 2001-09-27 | USD | 529.93 | Active | UNIVERSITY NEW MEXICO HOSPITAL
0000041707 | 1140528 | LEISEGANG MEDICAL INC | BUL | BUL | COLPOSCOPES |  |  | 35803 | 2017-04-10 | 2018-04-15 | 34035 | UNMMG - REPRODUCTIVE HEALTH | 2001-09-14 | USD | 2594.37 | Reactivated | UNIVERSITY NEW MEXICO HOSPITAL
0000049904 | 1217036 | SIEMENS MEDICAL SYSTEMS INC | SYMPHONY | 531568 | SCANNING SYSTEMS/ MAGNETIC RESONANCE IMAGING121 |  |  | 23097 | 2016-06-30 | 2016-09-15 | 75040 | RADIOLOGY - MRI | 2001-07-01 | USD | 0 | Active | UNIVERSITY NEW MEXICO HOSPITAL
0000038137 | 1215435 | PARKS MEDICAL ELECTRONICS INC | 917 | 917 | BLOOD-FLOW DETECTORS/ ULTRASONIC |  | FOUND | xx |  | 2017-06-15 | 12340 | SURGICAL SPECIALITY UNIT (4-S) | 2001-03-16 | USD | 0.01 | Active | UNIVERSITY NEW MEXICO HOSPITAL
0000038840 | 1143168 | MEDTRONIC INC | 5388 | 5388 | PACEMAKERS/ CARDIAC/ EXTERNAL |  | NIC | PFG015563P | 2017-04-27 | 2018-04-15 | 71030 | HEART STATION | 2001-01-24 | USD | 4925 | Reactivated | UNIVERSITY NEW MEXICO HOSPITAL
0000038836 | 1215581 | MEDTRONIC INC | 5388 | 5388 | PACEMAKERS/ CARDIAC/ EXTERNAL |  | 303802-FOUND | PFG015555P | 2017-04-11 | 2018-04-15 | 71030 | HEART STATION | 2001-01-24 | USD | 4925 | Active | UNIVERSITY NEW MEXICO HOSPITAL
0000038677 | 87002 | PHILIPS HEALTHCARE | BV300 9"PLUS | 71818 | RADIOGRAPHIC/FLUOROSCOPIC UNITS/ MOBILE |  |  | 43628901000366 | 2011-11-30 | 2012-05-15 | 15000 | OPERATING ROOM | 2001-01-01 | USD | 0 | Active | UNIVERSITY NEW MEXICO HOSPITAL
0000027620 | 1421949 | OXEQUIP HEALTH INDUSTRIES | 197 | 197 | REGULATORS/ SUCTION |  | FOUND | NONE | 2005-02-01 | 2017-06-15 | 12110 | NEUROSCIENCE ICU | 2000-08-31 | USD | 0 | Active | UNIVERSITY NEW MEXICO HOSPITAL
0000038081 | 1140713 | NATUS MEDICAL INC | VIKING QUEST | VIKING QUEST | ELECTROMYOGRAPHS |  | FOUND | JH990263 | 2016-10-07 | 2017-10-15 | 34315 | CLINICAL NEUROSCIENCE CENTER | 2000-08-30 | USD | 0.01 | Active | UNIVERSITY NEW MEXICO HOSPITAL
0000035099 | 1215341 | MEDASONICS INC | TRIA | TRIA | BLOOD-FLOW DETECTORS/ ULTRASONIC |  | 285014 | 1999V00438 |  | 2017-06-15 | 12120 | MEDICAL/CARDIAC ICU | 2000-03-29 | USD | 0 | Active | UNIVERSITY NEW MEXICO HOSPITAL
0000034785 | 1085534 | OLYMPIC MEDICAL CORP | SMART SCALE | 56320 | SCALES/ INFANT |  | NIS | 4648 | 2017-01-01 | 2018-01-15 | 34655 | DERMATOLOGY CLINIC 1021 MED | 2000-01-20 | USD | 3394.5 | Active | UNIVERSITY NEW MEXICO HOSPITAL
0000038529 | 215060 | PICKER INTERNATIONAL INC | AXIS | 882130 | SCANNING SYSTEMS/ GAMMA CAMERA |  |  | 338 | 2011-10-18 | 2012-10-15 | 75045 | RADIOLOGY - NUCLEAR MED | 1999-08-02 | USD | 0 | Active | UNIVERSITY NEW MEXICO HOSPITAL
0000027660 | 92003 | MEDRAD INC | MARK V | MARK V | INJECTORS/ CONTRAST MEDIA |  |  | 21669 | 2017-06-30 | 2018-06-15 | 75025 | RADIOLOGY - INTERVENTIONAL RAD | 1999-07-01 | USD | 0 | Active | UNIVERSITY NEW MEXICO HOSPITAL
101037 | 1140921 | GENERAL PHYSIOTHERAPY INC | GK-3 | GK-3 | PERCUSSORS |  | NIS | NONE | 2016-09-06 | 2017-09-15 | 71510 | PULMONARY SERVICES | 1999-06-09 | USD | 0 | Active | UNIVERSITY NEW MEXICO HOSPITAL
0000032630 | 1141883 | COROMETRICS MEDICAL SYSTEMS INC | 120 | 120 | MONITORS/ BEDSIDE/ FETAL |  | 274654 | 13002217 | 2016-11-23 | 2017-11-15 | 12000 | LABOR AND DELIVERY | 1999-05-21 | USD | 13260 | Active | UNIVERSITY NEW MEXICO HOSPITAL
0000032265 | 1214973 | ALLIED HEALTHCARE PRODUCTS INC | VACUTRON 22-05-05-12 | VACUTRON 22-05-05-12 | REGULATORS/ SUCTION |  | FOUND | NONE |  | 2017-06-15 | 12120 | MEDICAL/CARDIAC ICU | 1999-05-21 | USD | 0 | Active | UNIVERSITY NEW MEXICO HOSPITAL
0000032062 | 1214858 | GE HEALTHCARE | 450SL | 450SL | MODULES/ MULTIPARAMETERS |  | FOUND | C9HB93326G |  | 2017-06-15 | 71030 | HEART STATION | 1999-05-14 | USD | 1 | Active | UNIVERSITY NEW MEXICO HOSPITAL
0000033924 | 1215267 | HILL-ROM INC | SURETEMP | 678 | THERMOMETERS/ ELECTRONIC |  | FOUND | 3886995 |  | 2017-06-15 | 12240 | GENERAL SURGERY (6-S) | 1999-05-12 | USD | 247.22 | Active | UNIVERSITY NEW MEXICO HOSPITAL
0000033223 | 1215189 | HILL-ROM INC | SURETEMP | 678 | THERMOMETERS/ ELECTRONIC |  | FOUND | 5782687 |  | 2017-06-15 | 12210 | CORONARY CARE SUBACUTE | 1998-11-24 | USD | 281 | Active | UNIVERSITY NEW MEXICO HOSPITAL
0000025394 | 1143367 | GE HEALTHCARE | CAPNOSTAT | CAPNOSTAT | MODULES/ CARBON DIOXIDE/OXYGEN |  | NIS | DC7J0629G | 2017-05-24 | 2018-05-15 | 12120 | MEDICAL/CARDIAC ICU | 1997-06-06 | USD | 0 | Active | UNIVERSITY NEW MEXICO HOSPITAL
0000025624 | 1214479 | MIDMARK CORP | 4053 | 4053 | TABLES/ EXAMINATION/TREATMENT |  |  | BG005690 | 2009-10-29 | 2017-06-15 | 32050 | WESTSIDE FAMILY & SENIOR HLTH | 1997-03-17 | USD | 0 | Active | UNIVERSITY NEW MEXICO HOSPITAL
0000026000 | 1142111 | MAXTEC INC | OM25-ME | OM25-ME | OXYGEN METERS |  | USED | FK00317096 | 2016-10-13 | 2017-09-15 | 71510 | PULMONARY SERVICES | 1996-12-06 | USD | 0 | Active | UNIVERSITY NEW MEXICO HOSPITAL
0000038538 | 92092 | GENDEX CORP | GX525 | 532070 | RADIOGRAPHIC SYSTEMS |  |  | HX01710196 | 2011-03-30 | 2012-03-15 | 32055 | 1209 CLINIC | 1996-05-15 | USD | 0 | Active | UNIVERSITY NEW MEXICO HOSPITAL
0000021821 | 1214246 | PRECISION MEDICAL INC | PM3000 | PM3000 | REGULATORS/ SUCTION |  | FOUND | 3163 |  | 2017-06-15 | 12130 | TRAUMA/SURGICAL ICU | 1995-04-21 | USD | 100 | Active | UNIVERSITY NEW MEXICO HOSPITAL
0000016565 | 1085426 | HEALTH-O-METER INC | NO MODEL NAME | NO MODEL NUMBER | SCALES/ PATIENT/ PLATFORM/ MECHANICAL |  | NIS | NONE |  | 2017-06-15 | 7210 | CLINICAL TRIALS (07) | 1992-03-31 | USD | 0 | Active | UNIVERSITY NEW MEXICO HOSPITAL
0000010148 | 1085065 | WELCH ALLYN INC | 74710 | 74710 | OPHTHALMOSCOPE/OTOSCOPES |  | NIS | NONE |  | 2017-06-15 | 34110 | WOMEN'S HEALTH CENTER | 1991-09-02 | USD | 0 | Active | UNIVERSITY NEW MEXICO HOSPITAL
0000010138 | 1085059 | WELCH ALLYN INC | 74710 | 74710 | OPHTHALMOSCOPE/OTOSCOPES |  | NIS | NONE |  | 2017-06-15 | 34150 | PEDIATRICS CLINIC | 1991-09-02 | USD | 0 | Active | UNIVERSITY NEW MEXICO HOSPITAL
0000010136 | 1085057 | WELCH ALLYN INC | 74710 | 74710 | OPHTHALMOSCOPE/OTOSCOPES |  | NIS | NONE |  | 2017-06-15 | 34150 | PEDIATRICS CLINIC | 1991-09-02 | USD | 0 | Active | UNIVERSITY NEW MEXICO HOSPITAL
0000010150 | 1085067 | WELCH ALLYN INC | 74710 | 74710 | OPHTHALMOSCOPE/OTOSCOPES |  | NIS | NONE | 2005-08-24 | 2017-06-15 | 34110 | WOMEN'S HEALTH CENTER | 1991-02-20 | USD | 0 | Active | UNIVERSITY NEW MEXICO HOSPITAL
82473 | 1096860 | INTERNATIONAL EQUIPMENT CO | SPINETTE | SPINETTE | CENTRIFUGES/ TABLETOP | FOUND |  | 238000919 | 2017-01-31 | 2017-07-15 | 9025 | CLINICAL AND TRANSLATIONAL SCIENCE CENTER (07) | 1980-12-01 | USD |  | Active | UNIVERSITY NEW MEXICO HOSPITAL
0000038635 | 1096888 | SMR INDUSTRIES | Clear View | 18000 | WARMING UNITS/ MULTIPURPOSE |  |  | 80-M-3806 | 2015-12-01 | 2016-12-15 | 34230 | SURGICAL SPECIALTIES | 1899-12-31 | USD | 0 | Active | UNIVERSITY NEW MEXICO HOSPITAL
0000046864 | 1085505 | DYNATRONICS CORP | D150 PLUS | D150 PLUS | ULTRASOUND THERAPY/NEUROMUSCULAR STIMULATION SYSTEM |  |  | 159385 | 2017-01-31 | 2018-01-15 | 76010 | REHABILITATION SERVICES | 1899-12-31 | USD | 0 | Reactivated | UNIVERSITY NEW MEXICO HOSPITAL
0000049493 | 1216881 | PARKER LABORATORIES INC | 8204 | 8204 | WARMING UNITS/ GEL |  |  | 02580 |  | 2017-06-15 | 34110 | WOMEN'S HEALTH CENTER | 1899-12-31 | USD | 0 | Active | UNIVERSITY NEW MEXICO HOSPITAL
0000050773 | 1141107 | FISHER & PAYKEL HEALTHCARE INC | MR850JHU | MR850JHU | HUMIDIFIERS/ HEATED |  |  | 030916015273 | 2016-09-27 | 2017-09-15 | 71510 | PULMONARY SERVICES | 1899-12-31 | USD | 0 | Active | UNIVERSITY NEW MEXICO HOSPITAL
0000049492 | 1216880 | PARKER LABORATORIES INC | 8204 | 8204 | WARMING UNITS/ GEL |  |  | 02536 |  | 2017-06-15 | 34110 | WOMEN'S HEALTH CENTER | 1899-12-31 | USD | 0 | Active | UNIVERSITY NEW MEXICO HOSPITAL
0000050772 | 1140949 | FISHER & PAYKEL HEALTHCARE INC | MR850JHU | MR850JHU | HUMIDIFIERS/ HEATED |  |  | 030910015020 | 2016-09-13 | 2017-09-15 | 71510 | PULMONARY SERVICES | 1899-12-31 | USD | 0 | Active | UNIVERSITY NEW MEXICO HOSPITAL
0000049491 | 1216879 | PARKER LABORATORIES INC | 8204 | 8204 | WARMING UNITS/ GEL |  |  | 02147 |  | 2017-06-15 | 34110 | WOMEN'S HEALTH CENTER | 1899-12-31 | USD | 0 | Active | UNIVERSITY NEW MEXICO HOSPITAL
0000050771 | 1004790 | FISHER & PAYKEL HEALTHCARE INC | MR850JHU | MR850JHU | HUMIDIFIERS/ HEATED |  |  | 030910015022 | 2016-09-07 | 2017-09-15 | 71510 | PULMONARY SERVICES | 1899-12-31 | USD | 0 | Active | UNIVERSITY NEW MEXICO HOSPITAL
0000049490 | 1216878 | PARKER LABORATORIES INC | 8204 | 8204 | WARMING UNITS/ GEL |  |  | 02752 |  | 2017-06-15 | 34110 | WOMEN'S HEALTH CENTER | 1899-12-31 | USD | 0 | Active | UNIVERSITY NEW MEXICO HOSPITAL
0000050746 | 1142221 | FISHER & PAYKEL HEALTHCARE INC | MR850JHU | MR850JHU | HUMIDIFIERS/ HEATED |  |  | 030910014917 | 2016-09-19 | 2017-09-15 | 71510 | PULMONARY SERVICES | 1899-12-31 | USD | 0 | Active | UNIVERSITY NEW MEXICO HOSPITAL
0000049352 | 1216843 | PARKER LABORATORIES INC | 8204 | 8204 | WARMING UNITS/ GEL |  |  | 02586 |  | 2017-06-15 | 75085 | OSIS RADIOLOGY | 1899-12-31 | USD | 0 | Active | UNIVERSITY NEW MEXICO HOSPITAL
0000050745 | 1141117 | FISHER & PAYKEL HEALTHCARE INC | MR850JHU | MR850JHU | HUMIDIFIERS/ HEATED |  |  | 030916015310 | 2016-09-01 | 2016-09-15 | 71510 | PULMONARY SERVICES | 1899-12-31 | USD | 0 | Active | UNIVERSITY NEW MEXICO HOSPITAL
0000049351 | 1216842 | PARKER LABORATORIES INC | 8204 | 8204 | WARMING UNITS/ GEL |  |  | 02585 |  | 2017-06-15 | 75085 | OSIS RADIOLOGY | 1899-12-31 | USD | 0 | Active | UNIVERSITY NEW MEXICO HOSPITAL
0000050744 | 1140920 | FISHER & PAYKEL HEALTHCARE INC | MR850JHU | MR850JHU | HUMIDIFIERS/ HEATED |  |  | 030916015284 | 2016-09-01 | 2017-09-15 | 71510 | PULMONARY SERVICES | 1899-12-31 | USD | 0 | Active | UNIVERSITY NEW MEXICO HOSPITAL
0000049808 | 1216999 | PARKER LABORATORIES INC | 8204 | 8204 | WARMING UNITS/ GEL |  |  | 18202 |  | 2017-06-15 | 30030 | CTH OUTPATIENT CLINIC | 1899-12-31 | USD | 0 | Active | UNIVERSITY NEW MEXICO HOSPITAL
0000050770 | 1004803 | FISHER & PAYKEL HEALTHCARE INC | MR850JHU | MR850JHU | HUMIDIFIERS/ HEATED |  |  | 030916015324 | 2016-09-12 | 2017-09-15 | 71510 | PULMONARY SERVICES | 1899-12-31 | USD | 0 | Active | UNIVERSITY NEW MEXICO HOSPITAL
0000016268 | 1439699 | CINCINNATI SUB-ZERO PRODUCTS INC | 333 | 333 | WARMING UNITS/ PATIENT/ CIRCULATING-FLUID |  |  | 914-E2205 | 2017-05-05 | 2018-04-15 | 70050 | ECMO | 1899-12-31 | USD | 0 | Active | UNIVERSITY NEW MEXICO HOSPITAL
0000050769 | 1140945 | FISHER & PAYKEL HEALTHCARE INC | MR850JHU | MR850JHU | HUMIDIFIERS/ HEATED |  |  | 030916015279 | 2016-09-01 | 2017-09-15 | 71510 | PULMONARY SERVICES | 1899-12-31 | USD | 0 | Active | UNIVERSITY NEW MEXICO HOSPITAL
0000016875 | 1143305 | CINCINNATI SUB-ZERO PRODUCTS INC | 333 | 333 | WARMING UNITS/ PATIENT/ CIRCULATING-FLUID |  |  | 903-E1922 | 2017-05-05 | 2018-04-15 | 70050 | ECMO | 1899-12-31 | USD | 0 | Active | UNIVERSITY NEW MEXICO HOSPITAL
0000050768 | 1142085 | FISHER & PAYKEL HEALTHCARE INC | MR850JHU | MR850JHU | HUMIDIFIERS/ HEATED |  |  | 030916015286 | 2016-09-14 | 2017-09-15 | 71510 | PULMONARY SERVICES | 1899-12-31 | USD | 0 | Active | UNIVERSITY NEW MEXICO HOSPITAL
0000027820 | 1085613 | TECTRIX FITNESS | CLIMBMAX | CLIMBMAX | EXERCISERS/ CLIMBING |  |  | 156558 | 2017-01-01 | 2018-01-15 | 76015 | REHABILITATION OUTPATIENT 1025 | 1899-12-31 | USD | 0 | Active | UNIVERSITY NEW MEXICO HOSPITAL
0000050743 | 1140965 | FISHER & PAYKEL HEALTHCARE INC | MR850JHU | MR850JHU | HUMIDIFIERS/ HEATED |  |  | 030916015325 | 2016-09-27 | 2017-09-15 | 71510 | PULMONARY SERVICES | 1899-12-31 | USD | 0 | Active | UNIVERSITY NEW MEXICO HOSPITAL
0000040083 | 1215606 | HAMILTON BELL CORP | NO MODEL NAME | NO MODEL NUMBER | TABLES/ EXAMINATION/TREATMENT |  |  | NONE |  | 2017-06-15 | 34110 | WOMEN'S HEALTH CENTER | 1899-12-31 | USD | 0 | Active | UNIVERSITY NEW MEXICO HOSPITAL
0000050741 | 1142215 | FISHER & PAYKEL HEALTHCARE INC | MR850JHU | MR850JHU | HUMIDIFIERS/ HEATED |  |  | 030916015309 | 2016-09-29 | 2017-09-15 | 71510 | PULMONARY SERVICES | 1899-12-31 | USD | 0 | Active | UNIVERSITY NEW MEXICO HOSPITAL
0000040082 | 1215605 | HAMILTON BELL CORP | NO MODEL NAME | NO MODEL NUMBER | TABLES/ EXAMINATION/TREATMENT |  |  | NONE |  | 2017-06-15 | 34110 | WOMEN'S HEALTH CENTER | 1899-12-31 | USD | 0 | Active | UNIVERSITY NEW MEXICO HOSPITAL
0000050767 | 1004788 | FISHER & PAYKEL HEALTHCARE INC | MR850JHU | MR850JHU | HUMIDIFIERS/ HEATED |  |  | 030910015030 | 2016-09-14 | 2017-09-15 | 71510 | PULMONARY SERVICES | 1899-12-31 | USD | 0 | Active | UNIVERSITY NEW MEXICO HOSPITAL
0000048331 | 301198 | S&S X-RAY PRODUCTS INC | MV112B | MV112B | VIEWERS/ FILM |  |  | 03-52167 | 2004-05-15 | 2017-06-15 | 75000 | RADIOLOGY - GENERAL | 1899-12-31 | USD | 0 | Active | UNIVERSITY NEW MEXICO HOSPITAL
0000050766 | 1142223 | FISHER & PAYKEL HEALTHCARE INC | MR850JHU | MR850JHU | HUMIDIFIERS/ HEATED |  |  | 030916015290 | 2016-09-07 | 2017-09-15 | 71510 | PULMONARY SERVICES | 1899-12-31 | USD | 0 | Active | UNIVERSITY NEW MEXICO HOSPITAL
0000018229 | 106756 | S&S X-RAY PRODUCTS INC | MV112B | MV112B | VIEWERS/ FILM |  |  | C023350 | 2004-08-05 | 2017-06-15 | 75000 | RADIOLOGY - GENERAL | 1899-12-31 | USD | 0 | Active | UNIVERSITY NEW MEXICO HOSPITAL
0000050765 | 1142103 | FISHER & PAYKEL HEALTHCARE INC | MR850JHU | MR850JHU | HUMIDIFIERS/ HEATED |  |  | 030916015274 | 2016-09-14 | 2017-09-15 | 71510 | PULMONARY SERVICES | 1899-12-31 | USD | 0 | Active | UNIVERSITY NEW MEXICO HOSPITAL
0000049802 | 1216996 | SCIFIT | PRO II | PRO II | EXERCISERS |  |  | 650-005838 |  | 2017-06-15 | 12480 | CTH REHAB-ORTHO UNIT | 1899-12-31 | USD | 0 | Active | UNIVERSITY NEW MEXICO HOSPITAL
0000050740 | 1140939 | FISHER & PAYKEL HEALTHCARE INC | MR850JHU | MR850JHU | HUMIDIFIERS/ HEATED |  |  | 030916015298 | 2016-09-29 | 2017-09-15 | 71510 | PULMONARY SERVICES | 1899-12-31 | USD | 0 | Active | UNIVERSITY NEW MEXICO HOSPITAL
0000041777 | 1141967 | CERAMATEC ANALITICAL DIV CERAMATEC INC | OM-25AE | OM-25AE | OXYGEN METERS |  |  | LH86399003 | 2017-03-10 | 2018-02-15 | 12455 | NEWBORN ICU | 1899-12-31 | USD | 0 | Reactivated | UNIVERSITY NEW MEXICO HOSPITAL
0000050739 | 1141102 | FISHER & PAYKEL HEALTHCARE INC | MR850JHU | MR850JHU | HUMIDIFIERS/ HEATED |  |  | 030916015263 | 2016-09-28 | 2017-09-15 | 71510 | PULMONARY SERVICES | 1899-12-31 | USD | 0 | Active | UNIVERSITY NEW MEXICO HOSPITAL
0000046159 | 1216621 | IVAC MEDICAL SYSTEMS | 2080 | 2080 | THERMOMETERS/ ELECTRONIC |  |  | 4033924 |  | 2017-06-15 | 15510 | OSIS PACU | 1899-12-31 | USD | 0 | Active | UNIVERSITY NEW MEXICO HOSPITAL
0000050738 | 1142095 | FISHER & PAYKEL HEALTHCARE INC | MR850JHU | MR850JHU | HUMIDIFIERS/ HEATED |  |  | 030916015289 | 2016-09-09 | 2017-09-15 | 71510 | PULMONARY SERVICES | 1899-12-31 | USD | 0 | Active | UNIVERSITY NEW MEXICO HOSPITAL
0000033453 | 1215220 | AMERICAN OPTICAL CORP | SPENCER | SPENCER | MICROSCOPES |  |  | NONE | 2016-10-06 | 2017-10-15 | 32005 | YCHC GENERAL | 1899-12-31 | USD | 0 | Active | UNIVERSITY NEW MEXICO HOSPITAL
0000050764 | 1140956 | FISHER & PAYKEL HEALTHCARE INC | MR850JHU | MR850JHU | HUMIDIFIERS/ HEATED |  |  | 030916015291 | 2016-09-01 | 2017-09-15 | 71510 | PULMONARY SERVICES | 1899-12-31 | USD | 0 | Active | UNIVERSITY NEW MEXICO HOSPITAL
0000043802 | 1141650 | WALLACH SURGICAL DEVICES INC | LL100 | LL100 | CRYOSURGICAL UNITS |  |  | SAUICD 900001 | 2017-04-12 | 2017-10-15 | 32040 | NE HEIGHTS CLINIC | 1899-12-31 | USD | 0 | Active | UNIVERSITY NEW MEXICO HOSPITAL
0000050763 | 1140930 | FISHER & PAYKEL HEALTHCARE INC | MR850JHU | MR850JHU | HUMIDIFIERS/ HEATED |  |  | 030910014951 | 2016-09-02 | 2017-09-15 | 71510 | PULMONARY SERVICES | 1899-12-31 | USD | 0 | Active | UNIVERSITY NEW MEXICO HOSPITAL
0000034461 | 1215311 | WELCH ALLYN INC | 71123 | 71123 | BATTERY CHARGERS |  |  | NONE | 2004-03-01 | 2017-06-15 | 34150 | PEDIATRICS CLINIC | 1899-12-31 | USD | 0 | Active | UNIVERSITY NEW MEXICO HOSPITAL
0000050762 | 1140941 | FISHER & PAYKEL HEALTHCARE INC | MR850JHU | MR850JHU | HUMIDIFIERS/ HEATED |  |  | 030916015264 | 2016-09-13 | 2017-09-15 | 71510 | PULMONARY SERVICES | 1899-12-31 | USD | 0 | Active | UNIVERSITY NEW MEXICO HOSPITAL
0000023796 | 1214400 | WELCH ALLYN INC | 71123 | 71123 | BATTERY CHARGERS |  |  | NONE |  | 2017-06-15 | 32050 | WESTSIDE FAMILY & SENIOR HLTH | 1899-12-31 | USD | 0 | Active | UNIVERSITY NEW MEXICO HOSPITAL
0000050737 | 1142113 | FISHER & PAYKEL HEALTHCARE INC | MR850JHU | MR850JHU | HUMIDIFIERS/ HEATED |  |  | 030916015282 | 2016-09-09 | 2017-09-15 | 71510 | PULMONARY SERVICES | 1899-12-31 | USD | 0 | Active | UNIVERSITY NEW MEXICO HOSPITAL
0000021807 | 1214242 | WELCH ALLYN INC | 71123 | 71123 | BATTERY CHARGERS |  |  | NONE | 2003-10-01 | 2017-06-15 | 32040 | NE HEIGHTS CLINIC | 1899-12-31 | USD | 0 | Active | UNIVERSITY NEW MEXICO HOSPITAL
0000050736 | 31140983 | FISHER & PAYKEL HEALTHCARE INC | MR850JHU | MR850JHU | HUMIDIFIERS/ HEATED |  |  | 030916015288 | 2016-09-07 | 2017-09-15 | 71510 | PULMONARY SERVICES | 1899-12-31 | USD | 0 | Active | UNIVERSITY NEW MEXICO HOSPITAL
0000049761 | 1141183 | ECHO ULTRASOUND | ECHOWARM | ECHOWARM | WARMING UNITS/ GEL |  |  | 4273 |  | 2017-06-15 | 71060 | VASCULAR LAB | 1899-12-31 | USD | 0 | Active | UNIVERSITY NEW MEXICO HOSPITAL
0000050735 | 1141110 | FISHER & PAYKEL HEALTHCARE INC | MR850JHU | MR850JHU | HUMIDIFIERS/ HEATED |  |  | 030916015287 | 2016-10-13 | 2017-09-15 | 71510 | PULMONARY SERVICES | 1899-12-31 | USD | 0 | Active | UNIVERSITY NEW MEXICO HOSPITAL
0000051391 | 1217217 | NEWPORT MEDICAL INSTRUMENTS INC | ACCENTS | ACCENTS | PIGMENTATION SYSTEMS/ MICRO |  | FOUND | 11167 |  | 2017-06-15 | 15000 | OPERATING ROOM | 1899-12-31 | USD | 0 | Active | UNIVERSITY NEW MEXICO HOSPITAL
0000050761 | 1141106 | FISHER & PAYKEL HEALTHCARE INC | MR850JHU | MR850JHU | HUMIDIFIERS/ HEATED |  |  | 030916015270 | 2016-09-01 | 2017-09-15 | 71510 | PULMONARY SERVICES | 1899-12-31 | USD | 0 | Active | UNIVERSITY NEW MEXICO HOSPITAL
0000013186 | 1085263 | WELCH ALLYN INC | 48300 | 48300 | LIGHT SOURCES/ FIBEROPTIC |  |  | NONE |  | 2017-06-15 | 12520 | MOTHER & BABY UNIT (3-E) BBRP | 1899-12-31 | USD | 0 | Active | UNIVERSITY NEW MEXICO HOSPITAL
0000050760 | 1142259 | FISHER & PAYKEL HEALTHCARE INC | MR850JHU | MR850JHU | HUMIDIFIERS/ HEATED |  |  | 030916015267 | 2016-09-02 | 2017-09-15 | 71510 | PULMONARY SERVICES | 1899-12-31 | USD | 0 | Active | UNIVERSITY NEW MEXICO HOSPITAL
0000018768 | 1214043 | WELCH ALLYN INC | 74910 | 74910 | OPHTHALMOSCOPES |  |  | NONE |  | 2017-06-15 | 32025 | FAMILY PRACTICE CLINIC | 1899-12-31 | USD | 0 | Active | UNIVERSITY NEW MEXICO HOSPITAL
0000050759 | 1140918 | FISHER & PAYKEL HEALTHCARE INC | MR850JHU | MR850JHU | HUMIDIFIERS/ HEATED |  |  | 030916015306 | 2016-09-01 | 2017-09-15 | 71510 | PULMONARY SERVICES | 1899-12-31 | USD | 0 | Active | UNIVERSITY NEW MEXICO HOSPITAL
0000018767 | 1214042 | WELCH ALLYN INC | 74910 | 74910 | OPHTHALMOSCOPES |  |  | NONE |  | 2017-06-15 | 32025 | FAMILY PRACTICE CLINIC | 1899-12-31 | USD | 0 | Active | UNIVERSITY NEW MEXICO HOSPITAL
0000050730 | 1140938 | FISHER & PAYKEL HEALTHCARE INC | MR850JHU | MR850JHU | HUMIDIFIERS/ HEATED |  |  | 030910014941 | 2016-09-02 | 2017-09-15 | 71510 | PULMONARY SERVICES | 1899-12-31 | USD | 0 | Active | UNIVERSITY NEW MEXICO HOSPITAL
0000018765 | 1214040 | WELCH ALLYN INC | 74910 | 74910 | OPHTHALMOSCOPES |  |  | NONE |  | 2017-06-15 | 32025 | FAMILY PRACTICE CLINIC | 1899-12-31 | USD | 0 | Active | UNIVERSITY NEW MEXICO HOSPITAL
0000050729 | 1142081 | FISHER & PAYKEL HEALTHCARE INC | MR850JHU | MR850JHU | HUMIDIFIERS/ HEATED |  |  | 030916015326 | 2016-09-28 | 2017-09-15 | 71510 | PULMONARY SERVICES | 1899-12-31 | USD | 0 | Active | UNIVERSITY NEW MEXICO HOSPITAL
0000043839 | 1216425 | KARL STORZ ENDOSCOPY-AMERICA INC | 202221 20 | 202221 20 | CAMERAS |  |  | GH040888-P | 2004-06-01 | 2017-06-15 | 15000 | OPERATING ROOM | 1899-12-31 | USD | 0 | Active | UNIVERSITY NEW MEXICO HOSPITAL
0000050728 | 1142077 | FISHER & PAYKEL HEALTHCARE INC | MR850JHU | MR850JHU | HUMIDIFIERS/ HEATED |  |  | 030916015297 | 2016-09-15 | 2017-09-15 | 71510 | PULMONARY SERVICES | 1899-12-31 | USD | 0 | Active | UNIVERSITY NEW MEXICO HOSPITAL
0000034326 | 1004413 | KARL STORZ ENDOSCOPY-AMERICA INC | 202221 20 | 202221 20 | CAMERAS |  |  | MLP022414 |  | 2017-06-15 | 15000 | OPERATING ROOM | 1899-12-31 | USD | 0 | Active | UNIVERSITY NEW MEXICO HOSPITAL
0000050758 | 1140950 | FISHER & PAYKEL HEALTHCARE INC | MR850JHU | MR850JHU | HUMIDIFIERS/ HEATED |  |  | 030916015308 | 2016-09-09 | 2017-09-15 | 71510 | PULMONARY SERVICES | 1899-12-31 | USD | 0 | Active | UNIVERSITY NEW MEXICO HOSPITAL
0000034323 | 1215295 | KARL STORZ ENDOSCOPY-AMERICA INC | 202221 20 | 202221 20 | CAMERAS |  |  | MLP022418 | 2004-06-01 | 2017-06-15 | 15000 | OPERATING ROOM | 1899-12-31 | USD | 0 | Active | UNIVERSITY NEW MEXICO HOSPITAL
0000050756 | 1142106 | FISHER & PAYKEL HEALTHCARE INC | MR850JHU | MR850JHU | HUMIDIFIERS/ HEATED |  | FOUND | 030916015268 | 2016-09-19 | 2017-09-15 | 71510 | PULMONARY SERVICES | 1899-12-31 | USD | 895 | Active | UNIVERSITY NEW MEXICO HOSPITAL
0000046680 | 1142732 | WHITEHALL MANUFACTURING INC | TS-1 | TS-1 | HYDROCOLLATORS |  |  | 001500 | 2017-01-27 | 2018-01-15 | 76015 | REHABILITATION OUTPATIENT 1025 | 1899-12-31 | USD | 0 | Active | UNIVERSITY NEW MEXICO HOSPITAL
0000050727 | 1142217 | FISHER & PAYKEL HEALTHCARE INC | MR850JHU | MR850JHU | HUMIDIFIERS/ HEATED |  |  | 030916015293 | 2016-09-29 | 2017-09-15 | 71510 | PULMONARY SERVICES | 1899-12-31 | USD | 0 | Active | UNIVERSITY NEW MEXICO HOSPITAL
0000030154 | 1214836 | OLYMPUS AMERICA INC | CV-140 | CV-140 | CAMERAS/ VIDEO/ ENDOSCOPE |  |  | 7834856 | 2003-10-01 | 2017-06-15 | 70020 | ENDOSCOPY CENTER | 1899-12-31 | USD | 0 | Active | UNIVERSITY NEW MEXICO HOSPITAL
0000050726 | 1141029 | FISHER & PAYKEL HEALTHCARE INC | MR850JHU | MR850JHU | HUMIDIFIERS/ HEATED |  |  | 030916015295 | 2016-09-13 | 2017-09-15 | 71510 | PULMONARY SERVICES | 1899-12-31 | USD | 0 | Active | UNIVERSITY NEW MEXICO HOSPITAL
0000030153 | 1214835 | OLYMPUS AMERICA INC | CV-140 | CV-140 | CAMERAS/ VIDEO/ ENDOSCOPE |  |  | 7834859 | 2003-10-01 | 2017-06-15 | 70020 | ENDOSCOPY CENTER | 1899-12-31 | USD | 0 | Active | UNIVERSITY NEW MEXICO HOSPITAL
0000050725 | 1141116 | FISHER & PAYKEL HEALTHCARE INC | MR850JHU | MR850JHU | HUMIDIFIERS/ HEATED |  |  | 030916015313 | 2016-09-15 | 2017-09-15 | 71510 | PULMONARY SERVICES | 1899-12-31 | USD | 0 | Active | UNIVERSITY NEW MEXICO HOSPITAL
ZZ-NURSECALL | 1220116 | RAULAND-BORG INC | RESPONDER | RESPONDER | NURSE CALL SYSTEMS |  | NURSECALL | NONE | 2005-02-14 | 2017-06-15 | 95700 | CLINICAL ENGINEERING | 1899-12-31 | USD | 0 | Active | UNIVERSITY NEW MEXICO HOSPITAL
0000050755 | 1004779 | FISHER & PAYKEL HEALTHCARE INC | MR850JHU | MR850JHU | HUMIDIFIERS/ HEATED |  |  | 030916015317 | 2016-09-16 | 2017-09-15 | 71510 | PULMONARY SERVICES | 1899-12-31 | USD | 0 | Active | UNIVERSITY NEW MEXICO HOSPITAL
0000032840 | 1215065 | SONY CORP OF AMERICA | SVO-9500MD | SVO-9500MD | RECORDERS/ TAPE/ VIDEO |  |  | DHS305303 | 2004-06-01 | 2017-06-15 | 71030 | HEART STATION | 1899-12-31 | USD | 0 | Active | UNIVERSITY NEW MEXICO HOSPITAL
0000050753 | 1141088 | FISHER & PAYKEL HEALTHCARE INC | MR850JHU | MR850JHU | HUMIDIFIERS/ HEATED |  |  | 030916015300 | 2016-09-14 | 2017-09-15 | 71510 | PULMONARY SERVICES | 1899-12-31 | USD | 0 | Reactivated | UNIVERSITY NEW MEXICO HOSPITAL
0000036734 | 1215398 | SONY CORP OF AMERICA | SVO-9500MD | SVO-9500MD | RECORDERS/ TAPE/ VIDEO |  |  | 39605 | 2004-03-01 | 2017-06-15 | 71010 | PEDIATRIC CARDIOLOGY | 1899-12-31 | USD | 0 | Active | UNIVERSITY NEW MEXICO HOSPITAL
0000050778 | 1142082 | FISHER & PAYKEL HEALTHCARE INC | MR850JHU | MR850JHU | HUMIDIFIERS/ HEATED |  |  | 030916015304 | 2016-09-13 | 2017-09-15 | 71510 | PULMONARY SERVICES | 1899-12-31 | USD | 0 | Active | UNIVERSITY NEW MEXICO HOSPITAL
0000032880 | 1003629 | DUTCH OPHTHALMIC RESEARCH CENTER INTERNATIONAL BV | 1500 | 1500 | CRYOSURGICAL UNITS |  |  | 348 | 2017-06-30 | 2017-12-15 | 15000 | OPERATING ROOM | 1899-12-31 | USD | 0 | Active | UNIVERSITY NEW MEXICO HOSPITAL
0000050777 | 1141089 | FISHER & PAYKEL HEALTHCARE INC | MR850JHU | MR850JHU | HUMIDIFIERS/ HEATED |  |  | 030910014921 | 2016-09-29 | 2017-09-15 | 71510 | PULMONARY SERVICES | 1899-12-31 | USD | 0 | Active | UNIVERSITY NEW MEXICO HOSPITAL
0000050967 | 1217174 | HEALTH-O-METER INC | NO MODEL NAME | NO MODEL NUMBER | SCALES/ PATIENT/ PLATFORM/ MECHANICAL |  |  | NONE |  | 2017-06-15 | 12220 | MED/SURG SUBACUTE (4-E) | 1899-12-31 | USD | 0 | Active | UNIVERSITY NEW MEXICO HOSPITAL
0000050752 | 1140919 | FISHER & PAYKEL HEALTHCARE INC | MR850JHU | MR850JHU | HUMIDIFIERS/ HEATED |  |  | 030916015269 | 2016-09-08 | 2017-09-15 | 71510 | PULMONARY SERVICES | 1899-12-31 | USD | 0 | Active | UNIVERSITY NEW MEXICO HOSPITAL
0000040070 | 1215603 | HEALTH-O-METER INC | NO MODEL NAME | NO MODEL NUMBER | SCALES/ PATIENT/ PLATFORM/ MECHANICAL |  |  | NONE |  | 2017-06-15 | 34110 | WOMEN'S HEALTH CENTER | 1899-12-31 | USD | 0 | Active | UNIVERSITY NEW MEXICO HOSPITAL
0000050751 | 1142065 | FISHER & PAYKEL HEALTHCARE INC | MR850JHU | MR850JHU | HUMIDIFIERS/ HEATED |  |  | 030910014944 | 2016-09-16 | 2017-09-15 | 71510 | PULMONARY SERVICES | 1899-12-31 | USD | 0 | Active | UNIVERSITY NEW MEXICO HOSPITAL
0000038007 | 1215401 | HEALTH-O-METER INC | NO MODEL NAME | NO MODEL NUMBER | SCALES/ PATIENT/ PLATFORM/ MECHANICAL |  |  | NONE |  | 2017-06-15 | 34150 | PEDIATRICS CLINIC | 1899-12-31 | USD | 0 | Active | UNIVERSITY NEW MEXICO HOSPITAL
0000050750 | 1140942 | FISHER & PAYKEL HEALTHCARE INC | MR850JHU | MR850JHU | HUMIDIFIERS/ HEATED |  |  | 030916015321 | 2016-09-29 | 2017-09-15 | 71510 | PULMONARY SERVICES | 1899-12-31 | USD | 0 | Active | UNIVERSITY NEW MEXICO HOSPITAL
0000052538 | 1217445 | HEALTH-O-METER INC | NO MODEL NAME | NO MODEL NUMBER | SCALES |  | NIS | 4020012500 | 2005-11-14 | 2017-06-15 | 1701 | ABQ METRO CENTRAL INTAKE (11) | 1899-12-31 | USD | 0 | Active | UNIVERSITY NEW MEXICO HOSPITAL
0000050776 | 1141027 | FISHER & PAYKEL HEALTHCARE INC | MR850JHU | MR850JHU | HUMIDIFIERS/ HEATED |  |  | 030916015283 | 2016-10-13 | 2017-09-15 | 71510 | PULMONARY SERVICES | 1899-12-31 | USD | 0 | Active | UNIVERSITY NEW MEXICO HOSPITAL
0000026247 | 1214545 | HEALTH-O-METER INC | NO MODEL NAME | NO MODEL NUMBER | SCALES |  |  | 1522DQJ |  | 2017-06-15 | 12480 | CTH REHAB-ORTHO UNIT | 1899-12-31 | USD | 0 | Active | UNIVERSITY NEW MEXICO HOSPITAL
0000050775 | 1142068 | FISHER & PAYKEL HEALTHCARE INC | MR850JHU | MR850JHU | HUMIDIFIERS/ HEATED |  |  | 030916015311 | 2016-09-02 | 2017-09-15 | 71510 | PULMONARY SERVICES | 1899-12-31 | USD | 0 | Active | UNIVERSITY NEW MEXICO HOSPITAL
0000046871 | 1216797 | UNITED METAL FABRICATORS INC | 5080 | 5080 | TABLES/ EXAMINATION/TREATMENT |  |  | 56210 | 2010-01-21 | 2017-06-15 | 12480 | CTH REHAB-ORTHO UNIT | 1899-12-31 | USD | 0 | Active | UNIVERSITY NEW MEXICO HOSPITAL
0000050774 | 1142105 | FISHER & PAYKEL HEALTHCARE INC | MR850JHU | MR850JHU | HUMIDIFIERS/ HEATED |  |  | 030916015314 | 2016-09-02 | 2017-09-15 | 71510 | PULMONARY SERVICES | 1899-12-31 | USD | 0 | Active | UNIVERSITY NEW MEXICO HOSPITAL
0000041938 | 1216226 | UNITED METAL FABRICATORS INC | 5080 | 5080 | TABLES/ EXAMINATION/TREATMENT |  |  | 56210 | 2014-01-17 | 2014-01-15 | 30030 | CTH OUTPATIENT CLINIC | 1899-12-31 | USD | 0 | Active | UNIVERSITY NEW MEXICO HOSPITAL
0000050748 | 1140966 | FISHER & PAYKEL HEALTHCARE INC | MR850JHU | MR850JHU | HUMIDIFIERS/ HEATED |  |  | 030916015310 | 2016-09-01 | 2017-09-15 | 71510 | PULMONARY SERVICES | 1899-12-31 | USD | 0 | Active | UNIVERSITY NEW MEXICO HOSPITAL
0000046082 | 1216583 | GE HEALTHCARE | TRAM 851 | TRAM 851 | MODULES/ MULTIPARAMETERS |  |  | F2T50458G |  | 2017-06-15 | 15510 | OSIS PACU | 1899-12-31 | USD | 0 | Active | UNIVERSITY NEW MEXICO HOSPITAL
0000050747 | 1141345 | FISHER & PAYKEL HEALTHCARE INC | MR850JHU | MR850JHU | HUMIDIFIERS/ HEATED |  |  | 030916015327 | 2016-09-08 | 2017-09-15 | 71510 | PULMONARY SERVICES | 1899-12-31 | USD | 0 | Reactivated | UNIVERSITY NEW MEXICO HOSPITAL
0000046081 | 1216582 | GE HEALTHCARE | TRAM 851 | TRAM 851 | MODULES/ MULTIPARAMETERS |  |  | F2T50551G |  | 2017-06-15 | 15510 | OSIS PACU | 1899-12-31 | USD | 0 | Active | UNIVERSITY NEW MEXICO HOSPITAL
0000046958 | 1439997 | FISHER & PAYKEL HEALTHCARE INC | MR850JHU | MR850JHU | HUMIDIFIERS/ HEATED |  |  | 030910014964 | 2016-09-07 | 2017-09-15 | 71510 | PULMONARY SERVICES | 1899-12-31 | USD | 0 | Active | UNIVERSITY NEW MEXICO HOSPITAL
0000046080 | 1216581 | GE HEALTHCARE | TRAM 851 | TRAM 851 | MODULES/ MULTIPARAMETERS |  |  | F2T50557G |  | 2017-06-15 | 15510 | OSIS PACU | 1899-12-31 | USD | 0 | Active | UNIVERSITY NEW MEXICO HOSPITAL
0000046957 | 1140937 | FISHER & PAYKEL HEALTHCARE INC | MR850JHU | MR850JHU | HUMIDIFIERS/ HEATED |  |  | 030910015034 | 2016-09-26 | 2017-09-15 | 71510 | PULMONARY SERVICES | 1899-12-31 | USD | 0 | Reactivated | UNIVERSITY NEW MEXICO HOSPITAL
0000046079 | 1216580 | GE HEALTHCARE | TRAM 851 | TRAM 851 | MODULES/ MULTIPARAMETERS |  |  | F2T50543G |  | 2017-06-15 | 15510 | OSIS PACU | 1899-12-31 | USD | 0 | Active | UNIVERSITY NEW MEXICO HOSPITAL
0000046930 | 1142219 | FISHER & PAYKEL HEALTHCARE INC | MR850JHU | MR850JHU | HUMIDIFIERS/ HEATED |  |  | 030910015009 | 2016-09-09 | 2017-09-15 | 71510 | PULMONARY SERVICES | 1899-12-31 | USD | 0 | Active | UNIVERSITY NEW MEXICO HOSPITAL
0000046078 | 1216579 | GE HEALTHCARE | TRAM 851 | TRAM 851 | MODULES/ MULTIPARAMETERS |  |  | F2T50466G |  | 2017-06-15 | 15510 | OSIS PACU | 1899-12-31 | USD | 0 | Active | UNIVERSITY NEW MEXICO HOSPITAL
0000046929 | 1004799 | FISHER & PAYKEL HEALTHCARE INC | MR850JHU | MR850JHU | HUMIDIFIERS/ HEATED |  |  | 030910014920 | 2016-09-01 | 2017-09-15 | 71510 | PULMONARY SERVICES | 1899-12-31 | USD | 0 | Active | UNIVERSITY NEW MEXICO HOSPITAL
0000046077 | 1216578 | GE HEALTHCARE | TRAM 851 | TRAM 851 | MODULES/ MULTIPARAMETERS |  |  | F2T50524G |  | 2017-06-15 | 15515 | OSIS ANESTHESIA | 1899-12-31 | USD | 0 | Active | UNIVERSITY NEW MEXICO HOSPITAL
0000046955 | 1004796 | FISHER & PAYKEL HEALTHCARE INC | MR850JHU | MR850JHU | HUMIDIFIERS/ HEATED |  |  | 030910014946 | 2016-09-13 | 2017-09-15 | 71510 | PULMONARY SERVICES | 1899-12-31 | USD | 0 | Reactivated | UNIVERSITY NEW MEXICO HOSPITAL
0000046285 | 1083498 | RENNCO INC | LS18-120 | LS18-120 | PACKAGE SEALERS |  |  | 503-181-8610L |  | 2017-06-15 | 15500 | OSIS OPERATING ROOM | 1899-12-31 | USD | 0 | Active | UNIVERSITY NEW MEXICO HOSPITAL
0000046954 | 1142083 | FISHER & PAYKEL HEALTHCARE INC | MR850JHU | MR850JHU | HUMIDIFIERS/ HEATED |  |  | 030910015010 | 2016-09-30 | 2017-09-15 | 71510 | PULMONARY SERVICES | 1899-12-31 | USD | 0 | Active | UNIVERSITY NEW MEXICO HOSPITAL
0000027483 | 1214664 | SONY CORP OF AMERICA | UP-5600MD | UP-5600MD | PRINTERS/ VIDEO |  |  | 1141A | 2004-05-01 | 2017-06-15 | 75085 | OSIS RADIOLOGY | 1899-12-31 | USD | 0 | Active | UNIVERSITY NEW MEXICO HOSPITAL
0000046953 | 1004778 | FISHER & PAYKEL HEALTHCARE INC | MR850JHU | MR850JHU | HUMIDIFIERS/ HEATED |  |  | 030910014948 | 2016-09-22 | 2017-09-15 | 71510 | PULMONARY SERVICES | 1899-12-31 | USD | 0 | Active | UNIVERSITY NEW MEXICO HOSPITAL
0000027405 | 1004319 | SONY CORP OF AMERICA | UP-5600MD | UP-5600MD | PRINTERS/ VIDEO |  |  | 15173 |  | 2017-06-15 | 15000 | OPERATING ROOM | 1899-12-31 | USD | 0 | Active | UNIVERSITY NEW MEXICO HOSPITAL
0000046979 | 1004780 | FISHER & PAYKEL HEALTHCARE INC | MR850JHU | MR850JHU | HUMIDIFIERS/ HEATED |  |  | 030910014986 | 2016-09-30 | 2017-09-15 | 71510 | PULMONARY SERVICES | 1899-12-31 | USD | 0 | Active | UNIVERSITY NEW MEXICO HOSPITAL
0000046927 | 1141022 | OLYMPUS CORP MEDICAL INSTRUMENT DIV | CLV-U40 | CLV-U40 | LIGHT SOURCES |  |  | 7805403 | 2016-07-18 | 2017-07-15 | 9025 | CLINICAL AND TRANSLATIONAL SCIENCE CENTER (07) | 1899-12-31 | USD | 0 | Reactivated | UNIVERSITY NEW MEXICO HOSPITAL
0000046978 | 1140944 | FISHER & PAYKEL HEALTHCARE INC | MR850JHU | MR850JHU | HUMIDIFIERS/ HEATED |  |  | 030916015280 | 2016-09-01 | 2017-09-15 | 71510 | PULMONARY SERVICES | 1899-12-31 | USD | 0 | Active | UNIVERSITY NEW MEXICO HOSPITAL
0000049720 | 1216978 | TYCOS INC | NO MODEL NAME | NO MODEL NUMBER | SPHYGMOMANOMETER/ ANERIOD |  |  | 0209230783 |  | 2017-06-15 | 30115 | SE HEIGHTS CLINIC-SAN PABLO | 1899-12-31 | USD | 0 | Active | UNIVERSITY NEW MEXICO HOSPITAL
0000046952 | 1004787 | FISHER & PAYKEL HEALTHCARE INC | MR850JHU | MR850JHU | HUMIDIFIERS/ HEATED |  |  | 030910015006 | 2016-09-01 | 2017-09-15 | 71510 | PULMONARY SERVICES | 1899-12-31 | USD | 0 | Active | UNIVERSITY NEW MEXICO HOSPITAL
0000049718 | 1216976 | TYCOS INC | NO MODEL NAME | NO MODEL NUMBER | SPHYGMOMANOMETER/ ANERIOD |  |  | 0209230754 |  | 2017-06-15 | 30115 | SE HEIGHTS CLINIC-SAN PABLO | 1899-12-31 | USD | 0 | Active | UNIVERSITY NEW MEXICO HOSPITAL
0000046951 | 1141112 | FISHER & PAYKEL HEALTHCARE INC | MR850JHU | MR850JHU | HUMIDIFIERS/ HEATED |  |  | 030910015011 | 2016-09-02 | 2017-09-15 | 71510 | PULMONARY SERVICES | 1899-12-31 | USD | 0 | Active | UNIVERSITY NEW MEXICO HOSPITAL
0000049695 | 1216964 | TYCOS INC | NO MODEL NAME | NO MODEL NUMBER | SPHYGMOMANOMETER/ ANERIOD |  |  | 0007130578 |  | 2017-06-15 | 30115 | SE HEIGHTS CLINIC-SAN PABLO | 1899-12-31 | USD | 0 | Active | UNIVERSITY NEW MEXICO HOSPITAL
0000046950 | 1141111 | FISHER & PAYKEL HEALTHCARE INC | MR850JHU | MR850JHU | HUMIDIFIERS/ HEATED |  |  | 030910014934 | 2016-09-16 | 2017-09-15 | 71510 | PULMONARY SERVICES | 1899-12-31 | USD | 0 | Active | UNIVERSITY NEW MEXICO HOSPITAL
0000049694 | 1216963 | TYCOS INC | NO MODEL NAME | NO MODEL NUMBER | SPHYGMOMANOMETER/ ANERIOD |  |  | 0209230813 |  | 2017-06-15 | 30115 | SE HEIGHTS CLINIC-SAN PABLO | 1899-12-31 | USD | 0 | Active | UNIVERSITY NEW MEXICO HOSPITAL
0000046976 | 1142090 | FISHER & PAYKEL HEALTHCARE INC | MR850JHU | MR850JHU | HUMIDIFIERS/ HEATED |  |  | 030910014953 | 2016-09-26 | 2017-09-15 | 71510 | PULMONARY SERVICES | 1899-12-31 | USD | 0 | Active | UNIVERSITY NEW MEXICO HOSPITAL
0000049693 | 1216962 | TYCOS INC | NO MODEL NAME | NO MODEL NUMBER | SPHYGMOMANOMETER/ ANERIOD |  |  | 0209230901 |  | 2017-06-15 | 30115 | SE HEIGHTS CLINIC-SAN PABLO | 1899-12-31 | USD | 0 | Active | UNIVERSITY NEW MEXICO HOSPITAL
0000046975 | 1004804 | FISHER & PAYKEL HEALTHCARE INC | MR850JHU | MR850JHU | HUMIDIFIERS/ HEATED |  |  | 030916015312 | 2016-09-19 | 2017-09-15 | 71510 | PULMONARY SERVICES | 1899-12-31 | USD | 0 | Reactivated | UNIVERSITY NEW MEXICO HOSPITAL
0000049692 | 1216961 | TYCOS INC | NO MODEL NAME | NO MODEL NUMBER | SPHYGMOMANOMETER/ ANERIOD |  |  | 0209230805 |  | 2017-06-15 | 30115 | SE HEIGHTS CLINIC-SAN PABLO | 1899-12-31 | USD | 0 | Active | UNIVERSITY NEW MEXICO HOSPITAL
0000046974 | 1140940 | FISHER & PAYKEL HEALTHCARE INC | MR850JHU | MR850JHU | HUMIDIFIERS/ HEATED |  |  | 030910015012 | 2016-09-26 | 2017-09-15 | 71510 | PULMONARY SERVICES | 1899-12-31 | USD | 0 | Active | UNIVERSITY NEW MEXICO HOSPITAL
0000049691 | 1216960 | TYCOS INC | NO MODEL NAME | NO MODEL NUMBER | SPHYGMOMANOMETER/ ANERIOD |  |  | 0302072335 |  | 2017-06-15 | 32070 | M & FP-S BROADWAY-1500WAL | 1899-12-31 | USD | 0 | Active | UNIVERSITY NEW MEXICO HOSPITAL
0000046949 | 1141105 | FISHER & PAYKEL HEALTHCARE INC | MR850JHU | MR850JHU | HUMIDIFIERS/ HEATED |  |  | 030910014945 | 2016-09-29 | 2017-09-15 | 71510 | PULMONARY SERVICES | 1899-12-31 | USD | 0 | Active | UNIVERSITY NEW MEXICO HOSPITAL
0000027340 | 1439767 | SECHRIST INDUSTRIES INC | 3500HL | 3500HL | OXYGEN-AIR PROPORTIONERS |  |  | 30555 | 2017-05-05 | 2018-04-15 | 70050 | ECMO | 1899-12-31 | USD | 0 | Active | UNIVERSITY NEW MEXICO HOSPITAL
0000046948 | 1142096 | FISHER & PAYKEL HEALTHCARE INC | MR850JHU | MR850JHU | HUMIDIFIERS/ HEATED |  |  | 030910015008 | 2016-09-01 | 2017-09-15 | 71510 | PULMONARY SERVICES | 1899-12-31 | USD | 0 | Active | UNIVERSITY NEW MEXICO HOSPITAL
0000012897 | 1142192 | SECHRIST INDUSTRIES INC | 3500HL | 3500HL | OXYGEN-AIR PROPORTIONERS |  |  | H16974 | 2016-09-01 | 2017-09-15 | 71510 | PULMONARY SERVICES | 1899-12-31 | USD | 0 | Reactivated | UNIVERSITY NEW MEXICO HOSPITAL
0000046947 | 1140957 | FISHER & PAYKEL HEALTHCARE INC | MR850JHU | MR850JHU | HUMIDIFIERS/ HEATED |  |  | 030910014963 | 2016-09-01 | 2017-09-15 | 71510 | PULMONARY SERVICES | 1899-12-31 | USD | 0 | Active | UNIVERSITY NEW MEXICO HOSPITAL
0000012438 | 1140980 | SECHRIST INDUSTRIES INC | 3500HL | 3500HL | OXYGEN-AIR PROPORTIONERS |  |  | H22154 | 2016-09-19 | 2017-09-15 | 71510 | PULMONARY SERVICES | 1899-12-31 | USD | 0 | Active | UNIVERSITY NEW MEXICO HOSPITAL
0000046973 | 1216823 | FISHER & PAYKEL HEALTHCARE INC | MR850JHU | MR850JHU | HUMIDIFIERS/ HEATED |  |  | 030916015305 | 2016-09-02 | 2017-09-15 | 71510 | PULMONARY SERVICES | 1899-12-31 | USD | 0 | Active | UNIVERSITY NEW MEXICO HOSPITAL
0000012436 | 1439750 | SECHRIST INDUSTRIES INC | 3500HL | 3500HL | OXYGEN-AIR PROPORTIONERS |  |  | H22152 | 2016-09-23 | 2017-09-15 | 71510 | PULMONARY SERVICES | 1899-12-31 | USD | 0 | Reactivated | UNIVERSITY NEW MEXICO HOSPITAL
0000046972 | 1004775 | FISHER & PAYKEL HEALTHCARE INC | MR850JHU | MR850JHU | HUMIDIFIERS/ HEATED |  |  | 030910015299 | 2016-09-01 | 2017-09-15 | 71510 | PULMONARY SERVICES | 1899-12-31 | USD | 0 | Active | UNIVERSITY NEW MEXICO HOSPITAL
0000016941 | 1439765 | SECHRIST INDUSTRIES INC | 3500HL | 3500HL | OXYGEN-AIR PROPORTIONERS |  |  | 16702 | 2017-05-05 | 2018-04-15 | 70050 | ECMO | 1899-12-31 | USD | 0 | Active | UNIVERSITY NEW MEXICO HOSPITAL
0000046971 | 1140962 | FISHER & PAYKEL HEALTHCARE INC | MR850JHU | MR850JHU | HUMIDIFIERS/ HEATED |  |  | 030910014930 | 2016-09-27 | 2017-09-15 | 71510 | PULMONARY SERVICES | 1899-12-31 | USD | 0 | Reactivated | UNIVERSITY NEW MEXICO HOSPITAL
0000016881 | 1439764 | SECHRIST INDUSTRIES INC | 3500HL | 3500HL | OXYGEN-AIR PROPORTIONERS |  | FOUND | 16920 | 2017-05-05 | 2018-04-15 | 70050 | ECMO | 1899-12-31 | USD | 0 | Active | UNIVERSITY NEW MEXICO HOSPITAL
0000046946 | 1140917 | FISHER & PAYKEL HEALTHCARE INC | MR850JHU | MR850JHU | HUMIDIFIERS/ HEATED |  |  | 030910014924 | 2016-09-02 | 2017-09-15 | 71510 | PULMONARY SERVICES | 1899-12-31 | USD | 0 | Active | UNIVERSITY NEW MEXICO HOSPITAL
0000025600 | 1141372 | OLYMPIC MEDICAL CORP | 32 | 32 | LIGHTS/ PERINEAL HEAT |  |  | 1424 | 2017-04-20 | 2017-10-15 | 12460 | PEDIATRIC ICU | 1899-12-31 | USD | 0 | Active | UNIVERSITY NEW MEXICO HOSPITAL
0000046945 | 1142076 | FISHER & PAYKEL HEALTHCARE INC | MR850JHU | MR850JHU | HUMIDIFIERS/ HEATED |  | HB100015 | 030910014925 | 2016-09-02 | 2017-09-15 | 71510 | PULMONARY SERVICES | 1899-12-31 | USD | 895 | Reactivated | UNIVERSITY NEW MEXICO HOSPITAL
0000010822 | 1142337 | BAXTER HEALTHCARE CORP | 2502 | 2502 | CENTRIFUGES |  |  | 131702 | 2016-12-16 | 2017-12-15 | 34250 | UROLOGY | 1899-12-31 | USD | 0 | Active | UNIVERSITY NEW MEXICO HOSPITAL
0000046944 | 1140922 | FISHER & PAYKEL HEALTHCARE INC | MR850JHU | MR850JHU | HUMIDIFIERS/ HEATED |  |  | 030910015027 | 2016-09-07 | 2017-09-15 | 71510 | PULMONARY SERVICES | 1899-12-31 | USD | 0 | Active | UNIVERSITY NEW MEXICO HOSPITAL
0000049856 | 1217021 | NOT ASSIGNED | NO MODEL NAME | NO MODEL NUMBER | SCALE/ WEIGHT |  |  | N/A |  | 2017-06-15 | 60400 | CPC ACUTE SERVICES | 1899-12-31 | USD | 0 | Active | UNIVERSITY NEW MEXICO HOSPITAL
0000046970 | 1141103 | FISHER & PAYKEL HEALTHCARE INC | MR850JHU | MR850JHU | HUMIDIFIERS/ HEATED |  |  | 030910014923 | 2016-09-14 | 2017-09-15 | 71510 | PULMONARY SERVICES | 1899-12-31 | USD | 0 | Active | UNIVERSITY NEW MEXICO HOSPITAL
0000040299 | 1215612 | NOT ASSIGNED | NO MODEL NAME | NO MODEL NUMBER | SCALE/ WEIGHT |  |  | N/A |  | 2017-06-15 | 60400 | CPC ACUTE SERVICES | 1899-12-31 | USD | 0 | Active | UNIVERSITY NEW MEXICO HOSPITAL
0000046968 | 1140923 | FISHER & PAYKEL HEALTHCARE INC | MR850JHU | MR850JHU | HUMIDIFIERS/ HEATED |  |  | 030910015023 | 2016-09-01 | 2017-09-15 | 71510 | PULMONARY SERVICES | 1899-12-31 | USD | 0 | Active | UNIVERSITY NEW MEXICO HOSPITAL
0000041983 | 1216241 | SENSORMEDICS CORP | 800S | 800S | EXERCISERS/ BICYCLE |  |  | 2000000759 | 2003-09-01 | 2017-06-15 | 12350 | CRC/CTC (5-E) | 1899-12-31 | USD | 0 | Active | UNIVERSITY NEW MEXICO HOSPITAL
0000046943 | 1141028 | FISHER & PAYKEL HEALTHCARE INC | MR850JHU | MR850JHU | HUMIDIFIERS/ HEATED |  |  | 030910014940 | 2016-09-08 | 2017-09-15 | 71510 | PULMONARY SERVICES | 1899-12-31 | USD | 0 | Active | UNIVERSITY NEW MEXICO HOSPITAL
0000052950 | 1217593 | CAREFUSION ALARIS | 2180CX01EE | 2180CX01EE | THERMOMETERS/ ELECTRONIC/ THERMISTOR/ THERMOCOUPLE/ |  | 389150 | 9879825 |  | 2017-06-15 | 21015 | ED-NORTH | 1899-12-31 | USD | 0 | Active | UNIVERSITY NEW MEXICO HOSPITAL
0000046941 | 1004797 | FISHER & PAYKEL HEALTHCARE INC | MR850JHU | MR850JHU | HUMIDIFIERS/ HEATED |  |  | 030910015014 | 2016-09-01 | 2017-09-15 | 71510 | PULMONARY SERVICES | 1899-12-31 | USD | 0 | Active | UNIVERSITY NEW MEXICO HOSPITAL
0000046925 | 1096555 | OLYMPUS MEDICAL INSTRUMENT | OEV143 | OEV143 | MONITORS/ VIDEO |  |  | A 313267 | 2003-09-01 | 2017-06-15 | 9025 | CLINICAL AND TRANSLATIONAL SCIENCE CENTER (07) | 1899-12-31 | USD | 0 | Active | UNIVERSITY NEW MEXICO HOSPITAL
0000046940 | 1140961 | FISHER & PAYKEL HEALTHCARE INC | MR850JHU | MR850JHU | HUMIDIFIERS/ HEATED |  |  | 030910014913 | 2016-09-13 | 2017-09-15 | 71510 | PULMONARY SERVICES | 1899-12-31 | USD | 0 | Active | UNIVERSITY NEW MEXICO HOSPITAL
0000043798 | 1141065 | OLYMPUS MEDICAL INSTRUMENT | OEV143 | OEV143 | MONITORS/ VIDEO |  |  | A212777 |  | 2017-06-15 | 71520 | PULMONARY DIAGNOSTICS | 1899-12-31 | USD | 0 | Active | UNIVERSITY NEW MEXICO HOSPITAL
0000046967 | 1004795 | FISHER & PAYKEL HEALTHCARE INC | MR850JHU | MR850JHU | HUMIDIFIERS/ HEATED |  |  | 030910015039 | 2016-09-01 | 2017-09-15 | 71510 | PULMONARY SERVICES | 1899-12-31 | USD | 0 | Active | UNIVERSITY NEW MEXICO HOSPITAL
| 385394 | FLUKE INC | 79 III | 79 III | DIGITAL MULTIMETERS |  |  | 76810483 | 2017-03-22 | 2018-03-15 | 95700 | CLINICAL ENGINEERING | 1899-12-31 | USD | 0 | Active | UNIVERSITY NEW MEXICO HOSPITAL
0000046965 | 1142067 | FISHER & PAYKEL HEALTHCARE INC | MR850JHU | MR850JHU | HUMIDIFIERS/ HEATED |  | FOUND | 030910014972 | 2016-09-13 | 2017-09-15 | 71510 | PULMONARY SERVICES | 1899-12-31 | USD | 895 | Active | UNIVERSITY NEW MEXICO HOSPITAL
| 385391 | FLUKE INC | 79 III | 79 III | DIGITAL MULTIMETERS |  |  | AA00170475 | 2017-03-22 | 2018-03-15 | 95700 | CLINICAL ENGINEERING | 1899-12-31 | USD | 0 | Active | UNIVERSITY NEW MEXICO HOSPITAL
0000046939 | 1141090 | FISHER & PAYKEL HEALTHCARE INC | MR850JHU | MR850JHU | HUMIDIFIERS/ HEATED |  |  | 030910015005 | 2016-09-27 | 2017-09-15 | 71510 | PULMONARY SERVICES | 1899-12-31 | USD | 0 | Active | UNIVERSITY NEW MEXICO HOSPITAL
0000046705 | 1216740 | STRYKER CORP | 9400 | 9400 | CAST CUTTERS/ ELECTRIC |  |  | 02010063 |  | 2017-06-15 | 34510 | OSIS SPORTS MEDICINE | 1899-12-31 | USD | 0 | Active | UNIVERSITY NEW MEXICO HOSPITAL
0000046938 | 1141119 | FISHER & PAYKEL HEALTHCARE INC | MR850JHU | MR850JHU | HUMIDIFIERS/ HEATED |  |  | 030910014914 | 2016-09-29 | 2017-09-15 | 71510 | PULMONARY SERVICES | 1899-12-31 | USD | 0 | Active | UNIVERSITY NEW MEXICO HOSPITAL
0000041494 | 1216117 | SIEMENS MEDICAL SYSTEMS INC | 390 | 390 | MONITORS/ VIDEO |  |  | 12119 |  | 2017-06-15 | 71510 | PULMONARY SERVICES | 1899-12-31 | USD | 0 | Active | UNIVERSITY NEW MEXICO HOSPITAL
0000046937 | 1004792 | FISHER & PAYKEL HEALTHCARE INC | MR850JHU | MR850JHU | HUMIDIFIERS/ HEATED |  |  | 030910014942 | 2016-09-02 | 2017-09-15 | 71510 | PULMONARY SERVICES | 1899-12-31 | USD | 0 | Active | UNIVERSITY NEW MEXICO HOSPITAL
0000041643 | 1216158 | SIEMENS MEDICAL SYSTEMS INC | 390 | 390 | MONITORS/ VIDEO |  |  | 12120 |  | 2017-06-15 | 71510 | PULMONARY SERVICES | 1899-12-31 | USD | 0 | Active | UNIVERSITY NEW MEXICO HOSPITAL
0000046964 | 1216822 | FISHER & PAYKEL HEALTHCARE INC | MR850JHU | MR850JHU | HUMIDIFIERS/ HEATED |  |  | 030910015033 | 2016-09-28 | 2017-09-15 | 71510 | PULMONARY SERVICES | 1899-12-31 | USD | 0 | Active | UNIVERSITY NEW MEXICO HOSPITAL
0000041973 | 1216238 | SIEMENS MEDICAL SYSTEMS INC | 390 | 390 | MONITORS/ VIDEO |  |  | 13366 |  | 2017-06-15 | 71510 | PULMONARY SERVICES | 1899-12-31 | USD | 0 | Active | UNIVERSITY NEW MEXICO HOSPITAL
0000046963 | 1142091 | FISHER & PAYKEL HEALTHCARE INC | MR850JHU | MR850JHU | HUMIDIFIERS/ HEATED |  | HB100015 | 030910014959 | 2016-09-30 | 2017-09-15 | 71510 | PULMONARY SERVICES | 1899-12-31 | USD | 895 | Reactivated | UNIVERSITY NEW MEXICO HOSPITAL
0000041723 | 1216174 | SIEMENS MEDICAL SYSTEMS INC | 390 | 390 | MONITORS/ VIDEO |  |  | 12487 |  | 2017-06-15 | 71510 | PULMONARY SERVICES | 1899-12-31 | USD | 0 | Active | UNIVERSITY NEW MEXICO HOSPITAL
0000046962 | 1004798 | FISHER & PAYKEL HEALTHCARE INC | MR850JHU | MR850JHU | HUMIDIFIERS/ HEATED |  |  | 030910014989 | 2016-09-01 | 2017-09-15 | 71510 | PULMONARY SERVICES | 1899-12-31 | USD | 0 | Active | UNIVERSITY NEW MEXICO HOSPITAL
0000035159 | 1215349 | SIEMENS MEDICAL SYSTEMS INC | 390 | 390 | MONITORS/ VIDEO |  |  | 09317 |  | 2017-06-15 | 71510 | PULMONARY SERVICES | 1899-12-31 | USD | 0 | Active | UNIVERSITY NEW MEXICO HOSPITAL
0000046936 | 1142079 | FISHER & PAYKEL HEALTHCARE INC | MR850JHU | MR850JHU | HUMIDIFIERS/ HEATED |  |  | 030910014928 | 2016-09-16 | 2017-09-15 | 71510 | PULMONARY SERVICES | 1899-12-31 | USD | 0 | Active | UNIVERSITY NEW MEXICO HOSPITAL
0000038028 | 1215407 | SIEMENS MEDICAL SYSTEMS INC | 390 | 390 | MONITORS/ VIDEO |  |  | 10201 | 2004-08-01 | 2017-06-15 | 71510 | PULMONARY SERVICES | 1899-12-31 | USD | 0 | Active | UNIVERSITY NEW MEXICO HOSPITAL
0000046935 | 1142104 | FISHER & PAYKEL HEALTHCARE INC | MR850JHU | MR850JHU | HUMIDIFIERS/ HEATED |  |  | 030910014956 | 2016-09-15 | 2017-09-15 | 71510 | PULMONARY SERVICES | 1899-12-31 | USD | 0 | Reactivated | UNIVERSITY NEW MEXICO HOSPITAL
0000010934 | 1141385 | LAB-LINE INSTRUMENTS INC | 100 | 100 | INCUBATORS/ DRY HEAT |  |  | NONE | 2016-10-20 | 2017-10-15 | 34120 | REPRO/ENDO CLINIC | 1899-12-31 | USD | 0 | Active | UNIVERSITY NEW MEXICO HOSPITAL
0000046934 | 1142256 | FISHER & PAYKEL HEALTHCARE INC | MR850JHU | MR850JHU | HUMIDIFIERS/ HEATED |  | HB100015 | 030910015040 | 2016-09-26 | 2017-09-15 | 71510 | PULMONARY SERVICES | 1899-12-31 | USD | 895 | Active | UNIVERSITY NEW MEXICO HOSPITAL
0000026678 | 1214576 | MALLINCKRODT INC DIV TYCO HEALTHCARE GROUP LP | NO MODEL NAME | NO MODEL NUMBER | REGULATORS |  |  | N/A |  | 2017-06-15 | 21015 | ED-NORTH | 1899-12-31 | USD | 0 | Active | UNIVERSITY NEW MEXICO HOSPITAL
0000046961 | 1142097 | FISHER & PAYKEL HEALTHCARE INC | MR850JHU | MR850JHU | HUMIDIFIERS/ HEATED |  |  | 030910015021 | 2016-09-08 | 2017-09-15 | 71510 | PULMONARY SERVICES | 1899-12-31 | USD | 0 | Active | UNIVERSITY NEW MEXICO HOSPITAL
0000040418 | 1215619 | KODAK | X-1 | X-1 | CAMERAS/ IDENTIFICATION |  |  | 18821 |  | 2017-06-15 | 30030 | CTH OUTPATIENT CLINIC | 1899-12-31 | USD | 0 | Active | UNIVERSITY NEW MEXICO HOSPITAL
0000046960 | 1142078 | FISHER & PAYKEL HEALTHCARE INC | MR850JHU | MR850JHU | HUMIDIFIERS/ HEATED |  |  | 030910014993 | 2016-09-26 | 2017-09-15 | 71510 | PULMONARY SERVICES | 1899-12-31 | USD | 0 | Active | UNIVERSITY NEW MEXICO HOSPITAL
0000010050 | 1085010 | STRYKER CORP | NO MODEL NAME | NO MODEL NUMBER | CAST CUTTERS |  |  | 91011033 |  | 2017-06-15 | 15500 | OSIS OPERATING ROOM | 1899-12-31 | USD | 0 | Active | UNIVERSITY NEW MEXICO HOSPITAL
0000046959 | 1140943 | FISHER & PAYKEL HEALTHCARE INC | MR850JHU | MR850JHU | HUMIDIFIERS/ HEATED |  |  | 030910014952 | 2016-09-14 | 2017-09-15 | 95700 | CLINICAL ENGINEERING | 1899-12-31 | USD | 0 | Active | UNIVERSITY NEW MEXICO HOSPITAL
0000016150 | 1085399 | RITTER-MIDWEST DIV SYBRON CORP | 175 | 175 | TABLES/ EXAMINATION/TREATMENT |  |  | 1441 | 2003-12-01 | 2017-06-15 | 34530 | ORTHOPAEDICS FACULTY CLINIC | 1899-12-31 | USD | 0 | Active | UNIVERSITY NEW MEXICO HOSPITAL
0000046933 | 1141104 | FISHER & PAYKEL HEALTHCARE INC | MR850JHU | MR850JHU | HUMIDIFIERS/ HEATED |  |  | 030910014955 | 2016-09-19 | 2017-09-15 | 71510 | PULMONARY SERVICES | 1899-12-31 | USD | 0 | Active | UNIVERSITY NEW MEXICO HOSPITAL
0000050857 | 1217123 | COOPER SURGICAL INC | TRIA | TRIA | BLOOD-FLOW DETECTORS/ ULTRASONIC |  |  | 1999-V04945 |  | 2017-06-15 | 12120 | MEDICAL/CARDIAC ICU | 1899-12-31 | USD | 0 | Active | UNIVERSITY NEW MEXICO HOSPITAL
0000046932 | 1141108 | FISHER & PAYKEL HEALTHCARE INC | MR850JHU | MR850JHU | HUMIDIFIERS/ HEATED |  | FOUND | 030910015017 | 2016-09-06 | 2017-09-15 | 71510 | PULMONARY SERVICES | 1899-12-31 | USD | 0 | Active | UNIVERSITY NEW MEXICO HOSPITAL
0000050856 | 1217122 | COOPER SURGICAL INC | TRIA | TRIA | BLOOD-FLOW DETECTORS/ ULTRASONIC |  |  | 1999-V04855 |  | 2017-06-15 | 12130 | TRAUMA/SURGICAL ICU | 1899-12-31 | USD | 0 | Active | UNIVERSITY NEW MEXICO HOSPITAL
0000046931 | 1140964 | FISHER & PAYKEL HEALTHCARE INC | MR850JHU | MR850JHU | HUMIDIFIERS/ HEATED |  |  | 030910014971 | 2016-09-02 | 2017-09-15 | 71510 | PULMONARY SERVICES | 1899-12-31 | USD | 0 | Active | UNIVERSITY NEW MEXICO HOSPITAL
0000038559 | 1215517 | COOPER SURGICAL INC | TRIA | TRIA | BLOOD-FLOW DETECTORS/ ULTRASONIC |  |  | TS03483 |  | 2017-06-15 | 12220 | MED/SURG SUBACUTE (4-E) | 1899-12-31 | USD | 0 | Active | UNIVERSITY NEW MEXICO HOSPITAL
0000050724 | 1003591 | ZOLL MEDICAL CORP | M SERIES | M SERIES | DEFIBRILLATOR/ MONITOR/ PACEMAKERS |  |  | T04A55000 | 2017-06-23 | 2017-12-15 | 89025 | CLINICAL EDUCATION | 1899-12-31 | USD | 0 | Active | UNIVERSITY NEW MEXICO HOSPITAL
0000041448 | 1004323 | SMITH MANUFACTURER CO | 7205841 | 7205841 | GENERATORS/ FREQUENCY |  |  | 05444 | 2012-06-29 | 2012-06-15 | 15000 | OPERATING ROOM | 1899-12-31 | USD | 0 | Active | UNIVERSITY NEW MEXICO HOSPITAL
0000030118 | 1003999 | ZOLL MEDICAL CORP | M SERIES | M SERIES | DEFIBRILLATOR/ MONITOR/ PACEMAKERS |  |  | T98K00832 | 2017-06-30 | 2017-12-15 | 34520 | ORTHOPEDICS CLINIC | 1899-12-31 | USD | 0 | Active | UNIVERSITY NEW MEXICO HOSPITAL
0000041447 | 1003450 | SMITH MANUFACTURER CO | 7205841 | 7205841 | GENERATORS/ FREQUENCY |  |  | 05442 | 2012-06-29 | 2012-06-15 | 15000 | OPERATING ROOM | 1899-12-31 | USD | 0 | Active | UNIVERSITY NEW MEXICO HOSPITAL
0000030117 | 1142640 | ZOLL MEDICAL CORP | M SERIES | M SERIES | DEFIBRILLATOR/ MONITOR/ PACEMAKERS |  |  | T98L01006 | 2017-04-24 | 2017-10-15 | NONE | UNM MAIN CAMPUS/COLL OF NURSE | 1899-12-31 | USD | 0 | Active | UNIVERSITY NEW MEXICO HOSPITAL
0000041446 | 1004302 | SMITH MANUFACTURER CO | 7205841 | 7205841 | GENERATORS/ FREQUENCY |  |  | 05433 | 2012-06-29 | 2012-06-15 | 15000 | OPERATING ROOM | 1899-12-31 | USD | 0 | Active | UNIVERSITY NEW MEXICO HOSPITAL
0000033901 | 1003643 | ZOLL MEDICAL CORP | M SERIES | M SERIES | DEFIBRILLATOR/ MONITOR/ PACEMAKERS |  |  | T99B01603 | 2017-06-30 | 2017-12-15 | 34230 | SURGICAL SPECIALTIES CLINIC | 1899-12-31 | USD | 0 | Active | UNIVERSITY NEW MEXICO HOSPITAL
0000046357 | 1216674 | JAMAR | 5030J1 | 5030J1 | DYNAMOMETERS/ SQUEEZE |  |  | 31104154 |  | 2017-06-15 | 34530 | ORTHOPAEDICS FACULTY CLINIC | 1899-12-31 | USD | 0 | Active | UNIVERSITY NEW MEXICO HOSPITAL
0000033897 | 1077502 | ZOLL MEDICAL CORP | M SERIES | M SERIES | DEFIBRILLATOR/ MONITOR/ PACEMAKERS |  |  | T99B01565 | 2017-03-02 | 2017-09-15 | 34350 | MEDICINE CLINIC | 1899-12-31 | USD | 0 | Active | UNIVERSITY NEW MEXICO HOSPITAL
0000010615 | 1140766 | HAMILTON MEDICAL FURNITURE CORP | 1K3 | 1K3 | TABLES/ EXAMINATION/TREATMENT |  |  | 1262701 | 2009-10-19 | 2017-06-15 | 34110 | WOMEN'S HEALTH CENTER | 1899-12-31 | USD | 0 | Active | UNIVERSITY NEW MEXICO HOSPITAL
0000035098 | 1004911 | ZOLL MEDICAL CORP | M SERIES | M SERIES | DEFIBRILLATOR/ MONITOR/ PACEMAKERS |  |  | T00C10411 | 2017-01-01 | 2017-07-15 | 75050 | RADIOLOGY - ULTRASOUND | 1899-12-31 | USD | 0 | Active | UNIVERSITY NEW MEXICO HOSPITAL
0000033451 | 1215218 | WELCH ALLYN INC | 76700 | 76700 | OPHTHALMOSCOPE/OTOSCOPES |  |  | NONE |  | 2017-06-15 | 32005 | YCHC GENERAL | 1899-12-31 | USD | 0 | Active | UNIVERSITY NEW MEXICO HOSPITAL
0000041825 | 1216195 | ZOLL MEDICAL CORP | M SERIES | M SERIES | DEFIBRILLATOR/ MONITOR/ PACEMAKERS |  |  | T01L28358 | 2017-06-28 | 2017-12-15 | 70060 | FIXED WING TRANSPORT | 1899-12-31 | USD | 0 | Reactivated | UNIVERSITY NEW MEXICO HOSPITAL
0000033450 | 1215217 | WELCH ALLYN INC | 76700 | 76700 | OPHTHALMOSCOPE/OTOSCOPES |  |  | NONE |  | 2017-06-15 | 32005 | YCHC GENERAL | 1899-12-31 | USD | 0 | Active | UNIVERSITY NEW MEXICO HOSPITAL
0000033989 | 1140533 | ZOLL MEDICAL CORP | M SERIES | M SERIES | DEFIBRILLATOR/ MONITOR/ PACEMAKERS |  |  | T99B01678 | 2017-04-26 | 2017-10-15 | 34110 | WOMEN'S HEALTH CENTER | 1899-12-31 | USD | 0 | Active | UNIVERSITY NEW MEXICO HOSPITAL
0000018764 | 1214039 | WELCH ALLYN INC | 76700 | 76700 | OPHTHALMOSCOPE/OTOSCOPES |  |  | NONE |  | 2017-06-15 | 32025 | FAMILY PRACTICE CLINIC | 1899-12-31 | USD | 0 | Active | UNIVERSITY NEW MEXICO HOSPITAL
0000045377 | 1004884 | ZOLL MEDICAL CORP | M SERIES | M SERIES | DEFIBRILLATOR/ MONITOR/ PACEMAKERS |  |  | T02C32200 | 2017-05-02 | 2017-11-15 | 12330 | FAMILY PRACTICE (3-N) | 1899-12-31 | USD | 0 | Active | UNIVERSITY NEW MEXICO HOSPITAL
0000021581 | 1214229 | WELCH ALLYN INC | 76700 | 76700 | OPHTHALMOSCOPE/OTOSCOPES |  |  | NONE |  | 2017-06-15 | 32025 | FAMILY PRACTICE CLINIC | 1899-12-31 | USD | 0 | Active | UNIVERSITY NEW MEXICO HOSPITAL
0000043924 | 1004044 | ZOLL MEDICAL CORP | M SERIES | M SERIES | DEFIBRILLATOR/ MONITOR/ PACEMAKERS |  |  | TO2H36290 | 2017-06-23 | 2017-12-15 | 89025 | CLINICAL EDUCATION | 1899-12-31 | USD | 0 | Active | UNIVERSITY NEW MEXICO HOSPITAL
0000032123 | 1142084 | SENSORMEDICS CORP | 3100A | 3100A | VENTILATORS/ INTENSIVE CARE/ NEONATAL/PEDIATRIC |  |  | TMA06163 | 2017-06-29 | 2017-09-15 | 71510 | PULMONARY SERVICES | 1899-12-31 | USD | 0 | Active | UNIVERSITY NEW MEXICO HOSPITAL
0000043823 | 1140511 | ZOLL MEDICAL CORP | M SERIES | M SERIES | DEFIBRILLATOR/ MONITOR/ PACEMAKERS |  |  | T02I37502 | 2017-04-01 | 2017-10-15 | 70020 | ENDOSCOPY CENTER | 1899-12-31 | USD | 0 | Active | UNIVERSITY NEW MEXICO HOSPITAL
0000046780 | 1440287 | PROTOCOL SYSTEMS INC | 206EL | 206EL | MONITORING SYSTEMS/ PHYSIOLOGIC |  | FOUND | 03303056 | 2017-02-01 | 2018-02-15 | 70800 | NEONATAL AMBULANCE | 1899-12-31 | USD | 0 | Reactivated | UNIVERSITY NEW MEXICO HOSPITAL
0000043822 | 1142643 | ZOLL MEDICAL CORP | M SERIES | M SERIES | DEFIBRILLATOR/ MONITOR/ PACEMAKERS |  |  | T02I37458 | 2017-03-02 | 2017-09-15 | 72040 | I/P HEMODIALYSIS | 1899-12-31 | USD | 0 | Active | UNIVERSITY NEW MEXICO HOSPITAL
0000038599 | 1215530 | SONY CORP OF AMERICA | UP-1200A | UP-1200A | PRINTERS/ VIDEO |  |  | 17556 |  | 2017-06-15 | 34610 | OPHTHALMOLOGY ON SITE CLINIC | 1899-12-31 | USD | 0 | Active | UNIVERSITY NEW MEXICO HOSPITAL
0000043817 | 1004518 | ZOLL MEDICAL CORP | M SERIES | M SERIES | DEFIBRILLATOR/ MONITOR/ PACEMAKERS |  |  | T02I37664 | 2017-06-28 | 2017-12-15 | 70060 | FIXED WING TRANSPORT | 1899-12-31 | USD | 0 | Active | UNIVERSITY NEW MEXICO HOSPITAL
0000038592 | 1215528 | SONY CORP OF AMERICA | UP-1200A | UP-1200A | PRINTERS/ VIDEO |  |  | 17063 |  | 2017-06-15 | 34610 | OPHTHALMOLOGY ON SITE CLINIC | 1899-12-31 | USD | 0 | Active | UNIVERSITY NEW MEXICO HOSPITAL
0000043816 | 1004699 | ZOLL MEDICAL CORP | M SERIES | M SERIES | DEFIBRILLATOR/ MONITOR/ PACEMAKERS |  |  | T02I37259 | 2017-07-17 | 2018-01-15 | 21015 | ED-NORTH | 1899-12-31 | USD | 0 | Active | UNIVERSITY NEW MEXICO HOSPITAL
0000043171 | 1140152 | INTOXIMETERS | Alco-Sensor FST | F-000224-01 | ANALYZERS/ POINT-OF-CARE/ BREATH/ ALCOHOL |  |  | 1042816 | 2016-07-26 | 2017-07-15 | 21015 | ED-NORTH | 1899-12-31 | USD | 0 | Reactivated | UNIVERSITY NEW MEXICO HOSPITAL
0000043815 | 1004701 | ZOLL MEDICAL CORP | M SERIES | M SERIES | DEFIBRILLATOR/ MONITOR/ PACEMAKERS |  |  | T02I37256 | 2017-07-17 | 2018-01-15 | 21015 | ED-NORTH | 1899-12-31 | USD | 0 | Active | UNIVERSITY NEW MEXICO HOSPITAL
98322 | 1399988 | AMVEX CORP | VACUUM REGULATOR | VACUUM REGULATOR | REGULATORS/ SUCTION | Found |  | VRA05271BG |  | 2017-06-15 | 12415 | INTERMEDIATE CARE NURSERY | 1899-12-31 | USD | 0 | Active | UNIVERSITY NEW MEXICO HOSPITAL
0000038022 | 1141120 | ZOLL MEDICAL CORP | M SERIES | M SERIES | DEFIBRILLATOR/ MONITOR/ PACEMAKERS |  |  | T99J05866 | 2017-04-01 | 2017-10-15 | 34315 | CLINICAL NEUROSCIENCE CENTER | 1899-12-31 | USD | 0 | Active | UNIVERSITY NEW MEXICO HOSPITAL
0000046329 | 1216666 | SSCOR INC | 2314B | 2314B | ASPIRATORS |  |  | K00346 | 2017-01-01 | 2018-01-15 | 75045 | RADIOLOGY - NUCLEAR MED | 1899-12-31 | USD | 0 | Active | UNIVERSITY NEW MEXICO HOSPITAL
0000033906 | 1004741 | ZOLL MEDICAL CORP | M SERIES | M SERIES | DEFIBRILLATOR/ MONITOR/ PACEMAKERS |  |  | T99B01531 | 2017-04-24 | 2017-10-15 | NONE | UNM MAIN CAMPUS/COLL OF NURSE | 1899-12-31 | USD | 0 | Active | UNIVERSITY NEW MEXICO HOSPITAL
0000046328 | 1077046 | SSCOR INC | 2314B | 2314B | ASPIRATORS |  |  | M00256 | 2017-04-28 | 2018-04-15 | 12460 | PEDIATRIC ICU | 1899-12-31 | USD | 0 | Active | UNIVERSITY NEW MEXICO HOSPITAL
0000033904 | 1084866 | ZOLL MEDICAL CORP | M SERIES | M SERIES | DEFIBRILLATOR/ MONITOR/ PACEMAKERS |  |  | T99B01525 | 2017-06-30 | 2017-12-15 | 34250 | UROLOGY | 1899-12-31 | USD | 0 | Active | UNIVERSITY NEW MEXICO HOSPITAL
0000046327 | 1141823 | SSCOR INC | 2314B | 2314B | ASPIRATORS |  |  | M00238 | 2017-04-12 | 2018-04-15 | 12430 | GENERAL PEDIATRICS UNIT | 1899-12-31 | USD | 0 | Active | UNIVERSITY NEW MEXICO HOSPITAL
0000050875 | 1217134 | PRECISION MEDICAL INC | PM3100 | PM3100 | REGULATORS/ SUCTION |  |  | 52603 |  | 2017-06-15 | 34510 | OSIS SPORTS MEDICINE | 1899-12-31 | USD | 0 | Active | UNIVERSITY NEW MEXICO HOSPITAL
0000046409 | 1140535 | SSCOR INC | 2314B | 2314B | ASPIRATORS |  |  | K00342 | 2016-08-03 | 2017-08-15 | 12360 | NEUROSCIENCE | 1899-12-31 | USD | 0 | Active | UNIVERSITY NEW MEXICO HOSPITAL
0000046202 | 1077913 | PRECISION MEDICAL INC | PM3100 | PM3100 | REGULATORS/ SUCTION |  |  | 54093 |  | 2017-06-15 | 15510 | OSIS PACU | 1899-12-31 | USD | 0 | Active | UNIVERSITY NEW MEXICO HOSPITAL
0000046326 | 1004897 | SSCOR INC | 2314B | 2314B | ASPIRATORS |  |  | K00351 | 2017-01-01 | 2018-01-15 | 75000 | RADIOLOGY - GENERAL | 1899-12-31 | USD | 0 | Active | UNIVERSITY NEW MEXICO HOSPITAL
0000046201 | 1077909 | PRECISION MEDICAL INC | PM3100 | PM3100 | REGULATORS/ SUCTION |  |  | 54101 |  | 2017-06-15 | 15510 | OSIS PACU | 1899-12-31 | USD | 0 | Active | UNIVERSITY NEW MEXICO HOSPITAL
0000046325 | 1004905 | SSCOR INC | 2314B | 2314B | ASPIRATORS |  |  | K00361 | 2017-01-01 | 2018-01-15 | 75050 | RADIOLOGY - ULTRASOUND | 1899-12-31 | USD | 0 | Active | UNIVERSITY NEW MEXICO HOSPITAL
0000046200 | 1077959 | PRECISION MEDICAL INC | PM3100 | PM3100 | REGULATORS/ SUCTION |  |  | 54096 |  | 2017-06-15 | 75085 | OSIS RADIOLOGY | 1899-12-31 | USD | 0 | Active | UNIVERSITY NEW MEXICO HOSPITAL
0000046324 | 1004910 | SSCOR INC | 2314B | 2314B | ASPIRATORS |  |  | K00362 | 2017-01-01 | 2018-01-15 | 75050 | RADIOLOGY - ULTRASOUND | 1899-12-31 | USD | 0 | Active | UNIVERSITY NEW MEXICO HOSPITAL
0000046123 | 1077990 | PRECISION MEDICAL INC | PM3100 | PM3100 | REGULATORS/ SUCTION |  |  | 50621 |  | 2017-06-15 | 15510 | OSIS PACU | 1899-12-31 | USD | 0 | Active | UNIVERSITY NEW MEXICO HOSPITAL
0000046340 | 1142121 | SSCOR INC | 2314B | 2314B | ASPIRATORS |  |  | K00338 | 2017-01-19 | 2018-01-15 | 95700 | CLINICAL ENGINEERING | 1899-12-31 | USD | 0 | Active | UNIVERSITY NEW MEXICO HOSPITAL
0000046122 | 1077954 | PRECISION MEDICAL INC | PM3100 | PM3100 | REGULATORS/ SUCTION |  |  | 50629 |  | 2017-06-15 | 15510 | OSIS PACU | 1899-12-31 | USD | 0 | Active | UNIVERSITY NEW MEXICO HOSPITAL
0000046336 | 1144537 | SSCOR INC | 2314B | 2314B | ASPIRATORS |  |  | M00252 | 2017-01-17 | 2018-01-15 | 71040 | CARDIAC CATH LAB | 1899-12-31 | USD | 0 | Reactivated | UNIVERSITY NEW MEXICO HOSPITAL
0000046121 | 1077932 | PRECISION MEDICAL INC | PM3100 | PM3100 | REGULATORS/ SUCTION |  |  | 50622 |  | 2017-06-15 | 15510 | OSIS PACU | 1899-12-31 | USD | 0 | Active | UNIVERSITY NEW MEXICO HOSPITAL
0000046335 | 1162018 | SSCOR INC | 2314B | 2314B | ASPIRATORS |  |  | M00289 | 2017-04-26 | 2018-04-15 | 12410 | PEDIATRIC SPECIALTY CARE | 1899-12-31 | USD | 0 | Active | UNIVERSITY NEW MEXICO HOSPITAL
0000046199 | 1077923 | PRECISION MEDICAL INC | PM3100 | PM3100 | REGULATORS/ SUCTION |  |  | 54105 |  | 2017-06-15 | 15510 | OSIS PACU | 1899-12-31 | USD | 0 | Active | UNIVERSITY NEW MEXICO HOSPITAL
0000046642 | 1077035 | SSCOR INC | 2314B | 2314B | ASPIRATORS |  |  | M00340 | 2017-04-26 | 2018-04-15 | 12460 | PEDIATRIC ICU | 1899-12-31 | USD | 0 | Active | UNIVERSITY NEW MEXICO HOSPITAL
0000046198 | 1077922 | PRECISION MEDICAL INC | PM3100 | PM3100 | REGULATORS/ SUCTION |  |  | 54092 |  | 2017-06-15 | 15510 | OSIS PACU | 1899-12-31 | USD | 0 | Active | UNIVERSITY NEW MEXICO HOSPITAL
0000046334 | 1142144 | SSCOR INC | 2314B | 2314B | ASPIRATORS |  |  | M00290 | 2016-09-27 | 2017-09-15 | 12350 | CRC/CTC (5-E) | 1899-12-31 | USD | 0 | Active | UNIVERSITY NEW MEXICO HOSPITAL
0000046197 | 1077926 | PRECISION MEDICAL INC | PM3100 | PM3100 | REGULATORS/ SUCTION |  |  | 54094 |  | 2017-06-15 | 15510 | OSIS PACU | 1899-12-31 | USD | 0 | Active | UNIVERSITY NEW MEXICO HOSPITAL
0000046333 | 1141187 | SSCOR INC | 2314B | 2314B | ASPIRATORS |  |  | M00328 | 2016-10-01 | 2017-10-15 | 71030 | HEART STATION | 1899-12-31 | USD | 0 | Active | UNIVERSITY NEW MEXICO HOSPITAL
0000046120 | 1077937 | PRECISION MEDICAL INC | PM3100 | PM3100 | REGULATORS/ SUCTION |  |  | 50626 |  | 2017-06-15 | 15510 | OSIS PACU | 1899-12-31 | USD | 0 | Active | UNIVERSITY NEW MEXICO HOSPITAL
0000046332 | 1140988 | SSCOR INC | 2314B | 2314B | ASPIRATORS |  |  | K00349 | 2016-09-29 | 2017-09-15 | 12240 | GENERAL SURGERY (6-S) | 1899-12-31 | USD | 0 | Active | UNIVERSITY NEW MEXICO HOSPITAL
0000046119 | 1077947 | PRECISION MEDICAL INC | PM3100 | PM3100 | REGULATORS/ SUCTION |  |  | 50624 |  | 2017-06-15 | 15510 | OSIS PACU | 1899-12-31 | USD | 0 | Active | UNIVERSITY NEW MEXICO HOSPITAL
0000046331 | 1140504 | SSCOR INC | 2314B | 2314B | ASPIRATORS |  |  | K00335 | 2016-08-03 | 2017-08-15 | 12340 | SURGICAL SPECIALITY UNIT (4-S) | 1899-12-31 | USD | 0 | Active | UNIVERSITY NEW MEXICO HOSPITAL
0000046118 | 1077952 | PRECISION MEDICAL INC | PM3100 | PM3100 | REGULATORS/ SUCTION |  |  | 50623 |  | 2017-06-15 | 15510 | OSIS PACU | 1899-12-31 | USD | 0 | Active | UNIVERSITY NEW MEXICO HOSPITAL
0000046817 | 1216773 | SSCOR INC | 2314B | 2314B | ASPIRATORS |  |  | K00357 | 2016-09-19 | 2017-09-15 | 12320 | GENERAL MEDICINE (5-W) | 1899-12-31 | USD | 0 | Active | UNIVERSITY NEW MEXICO HOSPITAL
0000046196 | 1077927 | PRECISION MEDICAL INC | PM3100 | PM3100 | REGULATORS/ SUCTION |  |  | 54097 |  | 2017-06-15 | 15510 | OSIS PACU | 1899-12-31 | USD | 0 | Active | UNIVERSITY NEW MEXICO HOSPITAL
0000046804 | 1085496 | SSCOR INC | 2314B | 2314B | ASPIRATORS |  |  | M00461 | 2017-01-09 | 2018-01-15 | 71020 | CARDIAC REHAB | 1899-12-31 | USD | 0 | Active | UNIVERSITY NEW MEXICO HOSPITAL
0000046117 | 1077935 | PRECISION MEDICAL INC | PM3100 | PM3100 | REGULATORS/ SUCTION |  |  | 50627 |  | 2017-06-15 | 15510 | OSIS PACU | 1899-12-31 | USD | 0 | Active | UNIVERSITY NEW MEXICO HOSPITAL
0000049844 | 1162346 | SSCOR INC | 2314B | 2314B | ASPIRATORS |  |  | M03006 | 2017-01-01 | 2018-01-15 | 12035 | UPC INPATIENT ADULT SERVICES | 1899-12-31 | USD | 0 | Active | UNIVERSITY NEW MEXICO HOSPITAL
0000046116 | 1077938 | PRECISION MEDICAL INC | PM3100 | PM3100 | REGULATORS/ SUCTION |  |  | 50630 |  | 2017-06-15 | 15510 | OSIS PACU | 1899-12-31 | USD | 0 | Active | UNIVERSITY NEW MEXICO HOSPITAL
0000049854 | 1162341 | SSCOR INC | 2314B | 2314B | ASPIRATORS |  |  | M03470 | 2017-01-01 | 2018-01-15 | 12035 | UPC INPATIENT ADULT SERVICES | 1899-12-31 | USD | 0 | Active | UNIVERSITY NEW MEXICO HOSPITAL
0000046115 | 1077989 | PRECISION MEDICAL INC | PM3100 | PM3100 | REGULATORS/ SUCTION |  |  | 50632 |  | 2017-06-15 | 15510 | OSIS PACU | 1899-12-31 | USD | 0 | Active | UNIVERSITY NEW MEXICO HOSPITAL
0000046859 | 1142947 | DUKANE CORP | PROCARE 4000 | 782072B | NURSE CALL SYSTEMS |  |  | N/A | 2016-12-22 | 2017-12-15 | 34610 | OPHTHALMOLOGY ON SITE CLINIC | 1899-12-31 | USD | 0 | Active | UNIVERSITY NEW MEXICO HOSPITAL
0000046114 | 1077948 | PRECISION MEDICAL INC | PM3100 | PM3100 | REGULATORS/ SUCTION |  |  | 50631 |  | 2017-06-15 | 15510 | OSIS PACU | 1899-12-31 | USD | 0 | Active | UNIVERSITY NEW MEXICO HOSPITAL
0000046858 | 1216792 | DUKANE CORP | PROCARE 4000 | 782072B | NURSE CALL SYSTEMS |  |  | N/A | 2016-12-12 | 2017-12-15 | 34230 | SURGICAL SPECIALTIES | 1899-12-31 | USD | 0 | Active | UNIVERSITY NEW MEXICO HOSPITAL
0000046113 | 1077956 | PRECISION MEDICAL INC | PM3100 | PM3100 | REGULATORS/ SUCTION |  |  | 50625 |  | 2017-06-15 | 15510 | OSIS PACU | 1899-12-31 | USD | 0 | Active | UNIVERSITY NEW MEXICO HOSPITAL
0000046857 | 1216791 | DUKANE CORP | PROCARE 4000 | 782072B | NURSE CALL SYSTEMS |  |  | N/A | 2016-12-12 | 2017-12-15 | 34230 | SURGICAL SPECIALTIES | 1899-12-31 | USD | 0 | Active | UNIVERSITY NEW MEXICO HOSPITAL
0000046112 | 1077987 | PRECISION MEDICAL INC | PM3100 | PM3100 | REGULATORS/ SUCTION |  |  | 50628 |  | 2017-06-15 | 15510 | OSIS PACU | 1899-12-31 | USD | 0 | Active | UNIVERSITY NEW MEXICO HOSPITAL
0000046856 | 1216790 | DUKANE CORP | PROCARE 4000 | 782072B | NURSE CALL SYSTEMS |  |  | N/A | 2017-01-26 | 2018-01-15 | 34150 | PEDIATRICS CLINIC | 1899-12-31 | USD | 0 | Active | UNIVERSITY NEW MEXICO HOSPITAL
0000046207 | 1216633 | PRECISION MEDICAL INC | PM3100 | PM3100 | REGULATORS/ SUCTION |  |  | 54091 |  | 2017-06-15 | 15500 | OSIS OPERATING ROOM | 1899-12-31 | USD | 0 | Active | UNIVERSITY NEW MEXICO HOSPITAL
0000046855 | 1216789 | DUKANE CORP | PROCARE 4000 | 782072B | NURSE CALL SYSTEMS |  |  | N/A | 2017-01-26 | 2018-01-15 | 34150 | PEDIATRICS CLINIC | 1899-12-31 | USD | 0 | Active | UNIVERSITY NEW MEXICO HOSPITAL
0000046206 | 1216632 | PRECISION MEDICAL INC | PM3100 | PM3100 | REGULATORS/ SUCTION |  |  | 54102 |  | 2017-06-15 | 15510 | OSIS PACU | 1899-12-31 | USD | 0 | Active | UNIVERSITY NEW MEXICO HOSPITAL
0000046854 | 1216788 | DUKANE CORP | PROCARE 4000 | 782072B | NURSE CALL SYSTEMS |  |  | N/A | 2017-01-26 | 2018-01-15 | 34150 | PEDIATRICS CLINIC | 1899-12-31 | USD | 0 | Active | UNIVERSITY NEW MEXICO HOSPITAL
0000046205 | 1077919 | PRECISION MEDICAL INC | PM3100 | PM3100 | REGULATORS/ SUCTION |  |  | 54098 |  | 2017-06-15 | 15510 | OSIS PACU | 1899-12-31 | USD | 0 | Active | UNIVERSITY NEW MEXICO HOSPITAL
0000046853 | 1096662 | DUKANE CORP | PROCARE 4000 | 782072B | NURSE CALL SYSTEMS |  |  | N/A | 2016-10-21 | 2017-10-15 | 34110 | WOMEN'S HEALTH CENTER | 1899-12-31 | USD | 0 | Active | UNIVERSITY NEW MEXICO HOSPITAL
0000046204 | 1077915 | PRECISION MEDICAL INC | PM3100 | PM3100 | REGULATORS/ SUCTION |  |  | 54095 |  | 2017-06-15 | 15510 | OSIS PACU | 1899-12-31 | USD | 0 | Active | UNIVERSITY NEW MEXICO HOSPITAL
0000046852 | 1140762 | DUKANE CORP | PROCARE 4000 | 782072B | NURSE CALL SYSTEMS |  |  | N/A | 2016-10-21 | 2017-10-15 | 34110 | WOMEN'S HEALTH CENTER | 1899-12-31 | USD | 0 | Active | UNIVERSITY NEW MEXICO HOSPITAL
0000046203 | 1077911 | PRECISION MEDICAL INC | PM3100 | PM3100 | REGULATORS/ SUCTION |  |  | 54106 |  | 2017-06-15 | 15510 | OSIS PACU | 1899-12-31 | USD | 0 | Active | UNIVERSITY NEW MEXICO HOSPITAL
0000046851 | 1216786 | DUKANE CORP | PROCARE 4000 | 782072B | NURSE CALL SYSTEMS |  |  | N/A | 2016-09-28 | 2017-09-15 | 34025 | CARDIOLOGY CLINIC | 1899-12-31 | USD | 0 | Active | UNIVERSITY NEW MEXICO HOSPITAL
0000049513 | 1439974 | PRECISION MEDICAL INC | PM3100 | PM3100 | REGULATORS/ SUCTION |  |  | 063012 |  | 2017-06-15 | 12480 | CTH REHAB-ORTHO UNIT | 1899-12-31 | USD | 0 | Active | UNIVERSITY NEW MEXICO HOSPITAL
0000046850 | 1216785 | DUKANE CORP | PROCARE 4000 | 782072B | NURSE CALL SYSTEMS |  |  | N/A | 2016-09-26 | 2017-09-15 | 34350 | MEDICINE CLINIC | 1899-12-31 | USD | 0 | Active | UNIVERSITY NEW MEXICO HOSPITAL
0000049512 | 1216887 | PRECISION MEDICAL INC | PM3100 | PM3100 | REGULATORS/ SUCTION |  |  | 063013 |  | 2017-06-15 | 12480 | CTH REHAB-ORTHO UNIT | 1899-12-31 | USD | 0 | Active | UNIVERSITY NEW MEXICO HOSPITAL
0000046849 | 1216784 | DUKANE CORP | PROCARE 4000 | 782072B | NURSE CALL SYSTEMS |  |  | N/A | 2016-09-22 | 2017-09-15 | 34350 | MEDICINE CLINIC | 1899-12-31 | USD | 0 | Active | UNIVERSITY NEW MEXICO HOSPITAL
0000049511 | 1216886 | PRECISION MEDICAL INC | PM3100 | PM3100 | REGULATORS/ SUCTION |  |  | 063011 |  | 2017-06-15 | 12480 | CTH REHAB-ORTHO UNIT | 1899-12-31 | USD | 0 | Active | UNIVERSITY NEW MEXICO HOSPITAL
0000046848 | 1216783 | DUKANE CORP | PROCARE 4000 | 782072B | NURSE CALL SYSTEMS |  |  | N/A | 2016-09-26 | 2017-09-15 | 34350 | MEDICINE CLINIC | 1899-12-31 | USD | 0 | Active | UNIVERSITY NEW MEXICO HOSPITAL
0000049682 | 1439807 | PRECISION MEDICAL INC | PM3100 | PM3100 | REGULATORS/ SUCTION |  |  | 063010 |  | 2017-06-15 | 12480 | CTH REHAB-ORTHO UNIT | 1899-12-31 | USD | 0 | Active | UNIVERSITY NEW MEXICO HOSPITAL
0000046847 | 1216782 | DUKANE CORP | PROCARE 4000 | 782072B | NURSE CALL SYSTEMS |  |  | N/A | 2016-09-26 | 2017-09-15 | 34350 | MEDICINE CLINIC | 1899-12-31 | USD | 0 | Active | UNIVERSITY NEW MEXICO HOSPITAL
0000045449 | 1216536 | PRECISION MEDICAL INC | PM3100 | PM3100 | REGULATORS/ SUCTION |  |  | 054108 |  | 2017-06-15 | 71040 | CARDIAC CATH LAB | 1899-12-31 | USD | 0 | Active | UNIVERSITY NEW MEXICO HOSPITAL
0000046883 | 1003576 | DUKANE CORP | PROCARE 4000 | 782072B | NURSE CALL SYSTEMS |  |  | N/A | 2017-06-07 | 2018-06-15 | 15040 | PACU (RECOVERY ROOM 1) | 1899-12-31 | USD | 0 | Active | UNIVERSITY NEW MEXICO HOSPITAL
0000045450 | 1216537 | PRECISION MEDICAL INC | PM3100 | PM3100 | REGULATORS/ SUCTION |  |  | 054107 |  | 2017-06-15 | 71040 | CARDIAC CATH LAB | 1899-12-31 | USD | 0 | Active | UNIVERSITY NEW MEXICO HOSPITAL
0000046882 | 1003575 | DUKANE CORP | PROCARE 4000 | 782072B | NURSE CALL SYSTEMS |  |  | N/A | 2017-06-05 | 2018-06-15 | 15040 | PACU (RECOVERY ROOM 1) | 1899-12-31 | USD | 0 | Active | UNIVERSITY NEW MEXICO HOSPITAL
0000044971 | 1422235 | PRECISION MEDICAL INC | PM3100 | PM3100 | REGULATORS/ SUCTION |  |  | 051648 |  | 2017-06-15 | 21015 | ED-NORTH | 1899-12-31 | USD | 0 | Active | UNIVERSITY NEW MEXICO HOSPITAL
0000046881 | 1003574 | DUKANE CORP | PROCARE 4000 | 782072B | NURSE CALL SYSTEMS |  |  | N/A | 2017-06-15 | 2018-06-15 | 15040 | PACU (RECOVERY ROOM 1) | 1899-12-31 | USD | 0 | Active | UNIVERSITY NEW MEXICO HOSPITAL
0000044970 | 1421967 | PRECISION MEDICAL INC | PM3100 | PM3100 | REGULATORS/ SUCTION |  |  | 051647 |  | 2017-06-15 | 21015 | ED-NORTH | 1899-12-31 | USD | 0 | Active | UNIVERSITY NEW MEXICO HOSPITAL
0000046880 | 1003589 | DUKANE CORP | PROCARE 4000 | 782072B | NURSE CALL SYSTEMS |  |  | N/A | 2017-06-07 | 2018-06-15 | 15040 | PACU (RECOVERY ROOM 1) | 1899-12-31 | USD | 0 | Active | UNIVERSITY NEW MEXICO HOSPITAL
0000044969 | 1422202 | PRECISION MEDICAL INC | PM3100 | PM3100 | REGULATORS/ SUCTION |  |  | 051646 |  | 2017-06-15 | 21015 | ED-NORTH | 1899-12-31 | USD | 0 | Active | UNIVERSITY NEW MEXICO HOSPITAL
0000046879 | 1004530 | DUKANE CORP | PROCARE 4000 | 782072B | NURSE CALL SYSTEMS |  |  | N/A | 2017-06-15 | 2018-06-15 | 15000 | OPERATING ROOM | 1899-12-31 | USD | 0 | Active | UNIVERSITY NEW MEXICO HOSPITAL
0000044968 | 1422273 | PRECISION MEDICAL INC | PM3100 | PM3100 | REGULATORS/ SUCTION |  |  | 051645 |  | 2017-06-15 | 21015 | ED-NORTH | 1899-12-31 | USD | 0 | Active | UNIVERSITY NEW MEXICO HOSPITAL
0000027970 | 1214726 | AMERICAN OPTICS | 14200 | 14200 | CHAIRS/ EXAMINATION/ TREATMENT/ OPHTHALMOLOGY |  |  | 16231 | 2004-12-17 | 2017-06-15 | 34610 | OPHTHALMOLOGY ON SITE CLINIC | 1899-12-31 | USD | 0 | Active | UNIVERSITY NEW MEXICO HOSPITAL
0000038564 | 1142634 | PRECISION MEDICAL INC | PM3100 | PM3100 | REGULATORS/ SUCTION |  |  | 061677 |  | 2017-06-15 | 12000 | LABOR AND DELIVERY | 1899-12-31 | USD | 0 | Active | UNIVERSITY NEW MEXICO HOSPITAL
0000021256 | 1004484 | WESTCO MEDICAL CORP | 4-AXIS | 4-AXIS | CRYOSURGICAL UNITS |  |  | 02347 | 2017-06-27 | 2018-06-15 | 15000 | OPERATING ROOM | 1899-12-31 | USD | 0 | Active | UNIVERSITY NEW MEXICO HOSPITAL
0000038557 | 1141915 | PRECISION MEDICAL INC | PM3100 | PM3100 | REGULATORS/ SUCTION |  |  | 061679 |  | 2017-06-15 | 12000 | LABOR AND DELIVERY | 1899-12-31 | USD | 0 | Active | UNIVERSITY NEW MEXICO HOSPITAL
0000027174 | 1214609 | MEDLINE | RI-FORMER | MDS36533001 | OPHTHALMOSCOPE/OTOSCOPES |  |  | NONE |  | 2017-06-15 | 12120 | MEDICAL/CARDIAC ICU | 1899-12-31 | USD | 0 | Active | UNIVERSITY NEW MEXICO HOSPITAL
0000029524 | 1214761 | PRECISION MEDICAL INC | PM3100 | PM3100 | REGULATORS/ SUCTION |  |  | NONE |  | 2017-06-15 | 12460 | PEDIATRIC ICU | 1899-12-31 | USD | 0 | Active | UNIVERSITY NEW MEXICO HOSPITAL
0000026500 | 1141922 | AMSCO DIV OF STERIS CORP | 3080 SP | 3080 SP | TABLES/ OPERATING |  |  | B410897009 | 2016-11-21 | 2017-11-15 | 12000 | LABOR AND DELIVERY | 1899-12-31 | USD | 0 | Active | UNIVERSITY NEW MEXICO HOSPITAL
0000030093 | 1439576 | PRECISION MEDICAL INC | PM3100 | PM3100 | REGULATORS/ SUCTION |  |  | 18329 |  | 2017-06-15 | 12460 | PEDIATRIC ICU | 1899-12-31 | USD | 0 | Active | UNIVERSITY NEW MEXICO HOSPITAL
0000045294 | 1216490 | OLYMPUS AMERICA INC | GF-UC140P-AL5 | GF-UC140P-AL5 | GASTROSCOPES |  |  | 1200090 |  | 2017-06-15 | 70020 | ENDOSCOPY CENTER | 1899-12-31 | USD | 0 | Active | UNIVERSITY NEW MEXICO HOSPITAL
0000030092 | 1439770 | PRECISION MEDICAL INC | PM3100 | PM3100 | REGULATORS/ SUCTION |  |  | 18330 |  | 2017-06-15 | 12460 | PEDIATRIC ICU | 1899-12-31 | USD | 0 | Active | UNIVERSITY NEW MEXICO HOSPITAL
0000027968 | 1214724 | REICHERT SCIENTIFIC INSTRUMENTS DIV CAMBRIDGE INST | 11083 | 11083 | PROJECTORS/ CHART/ EYE |  |  | NONE | 2006-12-14 | 2017-06-15 | 34610 | OPHTHALMOLOGY ON SITE CLINIC | 1899-12-31 | USD | 0 | Active | UNIVERSITY NEW MEXICO HOSPITAL
0000029999 | 1439900 | PRECISION MEDICAL INC | PM3100 | PM3100 | REGULATORS/ SUCTION |  |  | NONE |  | 2017-06-15 | 12460 | PEDIATRIC ICU | 1899-12-31 | USD | 0 | Active | UNIVERSITY NEW MEXICO HOSPITAL
0000027961 | 1142770 | REICHERT SCIENTIFIC INSTRUMENTS DIV CAMBRIDGE INST | 11083 | 11083 | PROJECTORS/ CHART/ EYE |  |  | NONE | 2006-12-14 | 2017-06-15 | 34610 | OPHTHALMOLOGY ON SITE CLINIC | 1899-12-31 | USD | 0 | Active | UNIVERSITY NEW MEXICO HOSPITAL
0000029998 | 1439923 | PRECISION MEDICAL INC | PM3100 | PM3100 | REGULATORS/ SUCTION |  |  | 176888 |  | 2017-06-15 | 12460 | PEDIATRIC ICU | 1899-12-31 | USD | 0 | Active | UNIVERSITY NEW MEXICO HOSPITAL
30111 | 1214825 | AMSCO | M70WC-E | M70WC-E | WARMING UNITS/ BLANKET |  |  | 0429994051 | 2017-06-16 | 2018-06-15 | 15000 | OPERATING ROOM | 1899-12-31 | USD | 0 | Active | UNIVERSITY NEW MEXICO HOSPITAL
0000029996 | 1439922 | PRECISION MEDICAL INC | PM3100 | PM3100 | REGULATORS/ SUCTION |  |  | 17693 |  | 2017-06-15 | 12460 | PEDIATRIC ICU | 1899-12-31 | USD | 0 | Active | UNIVERSITY NEW MEXICO HOSPITAL
0000036018 | 1004298 | AMSCO | M70WC-E | M70WC-E | WARMING UNITS/ BLANKET |  |  | 0420291033 | 2017-06-20 | 2018-06-15 | 15000 | OPERATING ROOM | 1899-12-31 | USD | 0 | Active | UNIVERSITY NEW MEXICO HOSPITAL
0000029994 | 1439935 | PRECISION MEDICAL INC | PM3100 | PM3100 | REGULATORS/ SUCTION |  |  | N/A |  | 2017-06-15 | 12460 | PEDIATRIC ICU | 1899-12-31 | USD | 0 | Active | UNIVERSITY NEW MEXICO HOSPITAL
0000036017 | 1003746 | AMSCO | M70WC-E | M70WC-E | WARMING UNITS/ BLANKET |  |  | 0420294034 | 2017-06-21 | 2018-06-15 | 15000 | OPERATING ROOM | 1899-12-31 | USD | 0 | Active | UNIVERSITY NEW MEXICO HOSPITAL
0000029992 | 1439953 | PRECISION MEDICAL INC | PM3100 | PM3100 | REGULATORS/ SUCTION |  |  | NONE |  | 2017-06-15 | 12460 | PEDIATRIC ICU | 1899-12-31 | USD | 0 | Active | UNIVERSITY NEW MEXICO HOSPITAL
0000016585 | 1143408 | AMSCO | M70WC-E | M70WC-E | WARMING UNITS/ BLANKET |  |  | 202484033 | 2017-05-10 | 2018-05-15 | 12130 | TRAUMA/SURGICAL ICU | 1899-12-31 | USD | 0 | Active | UNIVERSITY NEW MEXICO HOSPITAL
0000029990 | 1439945 | PRECISION MEDICAL INC | PM3100 | PM3100 | REGULATORS/ SUCTION |  |  | NONE |  | 2017-06-15 | 12460 | PEDIATRIC ICU | 1899-12-31 | USD | 0 | Active | UNIVERSITY NEW MEXICO HOSPITAL
0000020526 | 1004524 | AMSCO | M70WC-E | M70WC-E | WARMING UNITS/ BLANKET |  |  | 410786015 | 2017-06-22 | 2018-06-15 | 15000 | OPERATING ROOM | 1899-12-31 | USD | 0 | Active | UNIVERSITY NEW MEXICO HOSPITAL
0000029989 | 1439926 | PRECISION MEDICAL INC | PM3100 | PM3100 | REGULATORS/ SUCTION |  |  | 017688 |  | 2017-06-15 | 12460 | PEDIATRIC ICU | 1899-12-31 | USD | 0 | Active | UNIVERSITY NEW MEXICO HOSPITAL
0000020525 | 1004386 | AMSCO | M70WC-E | M70WC-E | WARMING UNITS/ BLANKET |  |  | 410786014 | 2017-06-16 | 2018-06-15 | 15000 | OPERATING ROOM | 1899-12-31 | USD | 0 | Active | UNIVERSITY NEW MEXICO HOSPITAL
0000029988 | 1214799 | PRECISION MEDICAL INC | PM3100 | PM3100 | REGULATORS/ SUCTION |  |  | 017691 |  | 2017-06-15 | 12460 | PEDIATRIC ICU | 1899-12-31 | USD | 0 | Active | UNIVERSITY NEW MEXICO HOSPITAL
0000020468 | 1003764 | AMSCO | M70WC-E | M70WC-E | WARMING UNITS/ BLANKET |  |  | 410686028 | 2017-06-21 | 2018-06-15 | 15000 | OPERATING ROOM | 1899-12-31 | USD | 0 | Active | UNIVERSITY NEW MEXICO HOSPITAL
0000029987 | 1439955 | PRECISION MEDICAL INC | PM3100 | PM3100 | REGULATORS/ SUCTION |  |  | NONE | 2016-09-01 | 2017-03-15 | 12460 | PEDIATRIC ICU | 1899-12-31 | USD | 0 | Active | UNIVERSITY NEW MEXICO HOSPITAL
0000020467 | 1003595 | AMSCO | M70WC-E | M70WC-E | WARMING UNITS/ BLANKET |  |  | 410786013 | 2017-06-20 | 2018-06-15 | 15000 | OPERATING ROOM | 1899-12-31 | USD | 0 | Active | UNIVERSITY NEW MEXICO HOSPITAL
0000043923 | 1216451 | CAREFUSION INC | ELITE | 200R | BLOOD-FLOW DETECTORS/ ULTRASONIC |  |  | EDG1818 | 2003-02-01 | 2017-06-15 | 12455 | NEWBORN ICU | 1899-12-31 | USD | 0 | Active | UNIVERSITY NEW MEXICO HOSPITAL
0000046720 | 1216745 | ARJO HOSPITAL EQUIPMENT INC | DOPPLEX D920 | D920 | FETAL HEART DETECTORS/ ULTRASONIC |  |  | D920X0444420-00 | 2003-11-01 | 2017-06-15 | 32060 | M & FP-WEST MESA | 1899-12-31 | USD | 0 | Active | UNIVERSITY NEW MEXICO HOSPITAL
0000045432 | 1216532 | GE HEALTHCARE | APEX PRO | APEX PRO | TRANSMITTERS/ TELEMETRIC |  | NA | C3TT7986G | 2016-08-17 | 2017-08-15 | 12220 | MED/SURG SUBACUTE (4-E) | 1899-12-31 | USD | 0.01 | Active | UNIVERSITY NEW MEXICO HOSPITAL
0000035085 | 1215338 | ARJO HOSPITAL EQUIPMENT INC | DOPPLEX D920 | D920 | FETAL HEART DETECTORS/ ULTRASONIC |  |  | JA4-98-29297 |  | 2017-06-15 | 70060 | FIXED WING TRANSPORT | 1899-12-31 | USD | 0 | Active | UNIVERSITY NEW MEXICO HOSPITAL
0000045408 | 1143128 | GE HEALTHCARE | APEX PRO | APEX PRO | TRANSMITTERS/ TELEMETRIC |  |  | C3TT8409G | 2016-10-19 | 2017-10-15 | 12210 | CORONARY CARE SUBACUTE | 1899-12-31 | USD | 0 | Active | UNIVERSITY NEW MEXICO HOSPITAL
101264 | 1142135 | GE HEALTHCARE | DINAMAP PRO 400 V2 | DINAMAP PRO 400 V2 | MONITORS/ PHYSIOLOGIC/ VITAL SIGNS |  |  | M0899004 | 2016-09-27 | 2017-09-15 | 12310 | ADULT ONCOLOGY MED/SURG | 1899-12-31 | USD | 0 | Active | UNIVERSITY NEW MEXICO HOSPITAL
0000045405 | 1216521 | GE HEALTHCARE | APEX PRO | APEX PRO | TRANSMITTERS/ TELEMETRIC |  |  | C3TT8040G | 2016-08-17 | 2017-08-15 | 12220 | MED/SURG SUBACUTE (4-E) | 1899-12-31 | USD | 0 | Active | UNIVERSITY NEW MEXICO HOSPITAL
95327 | 1478462 | COVIDIEN | FORCE FX-CS | FORCE FX-CS | ELECTROSURGICAL UNITS | 1170758-0-CAP |  | s6az0696ax | 2017-05-31 | 2017-11-15 | 15500 | OSIS OPERATING ROOM | 1899-12-31 | USD | 8333.89 | Active | UNIVERSITY NEW MEXICO HOSPITAL
0000045404 | 1143132 | GE HEALTHCARE | APEX PRO | APEX PRO | TRANSMITTERS/ TELEMETRIC |  |  | C3TT8358G | 2016-10-19 | 2017-10-15 | 12210 | CORONARY CARE SUBACUTE | 1899-12-31 | USD | 0 | Active | UNIVERSITY NEW MEXICO HOSPITAL
95328 | 1478463 | COVIDIEN | FORCE FX-CS | FORCE FX-CS | ELECTROSURGICAL UNITS | 1170758-0-CAP |  | s6az0699ax | 2017-05-31 | 2017-11-15 | 15500 | OSIS OPERATING ROOM | 1899-12-31 | USD | 8333.89 | Active | UNIVERSITY NEW MEXICO HOSPITAL
0000045401 | 1143135 | GE HEALTHCARE | APEX PRO | APEX PRO | TRANSMITTERS/ TELEMETRIC |  |  | C3TT8044G | 2016-10-27 | 2017-10-15 | 12210 | CORONARY CARE SUBACUTE | 1899-12-31 | USD | 0 | Active | UNIVERSITY NEW MEXICO HOSPITAL
0000046761 | 533878 | GE HEALTHCARE | AMX 4+ | 531668 | RADIOGRAPHIC UNITS/ MOBILE |  |  | 982353WK5 | 2011-12-28 | 2012-06-15 | 75000 | RADIOLOGY - GENERAL | 1899-12-31 | USD | 0 | Active | UNIVERSITY NEW MEXICO HOSPITAL
0000045395 | 1216514 | GE HEALTHCARE | APEX PRO | APEX PRO | TRANSMITTERS/ TELEMETRIC |  |  | C3TT8407G | 2016-08-17 | 2017-08-15 | 12220 | MED/SURG SUBACUTE (4-E) | 1899-12-31 | USD | 0 | Active | UNIVERSITY NEW MEXICO HOSPITAL
0000030082 | 1439659 | PHILIPS HEALTHCARE | Extended Brilliance Workspace | 728260 | WORKSTATIONS/ DIGITAL RADIOGRAPHY |  |  | N/A |  | 2017-06-15 | 12460 | PEDIATRIC ICU | 1899-12-31 | USD | 0 | Active | UNIVERSITY NEW MEXICO HOSPITAL
0000050827 | 1217113 | PENTAX MEDICAL CO | EB-1570K | EB-1570K | BRONCHOSCOPES |  |  | A110269 |  | 2017-06-15 | 71520 | PULMONARY DIAGNOSTICS | 1899-12-31 | USD | 0 | Active | UNIVERSITY NEW MEXICO HOSPITAL
0000049953 | 1142610 | SONOSITE INC | 180 | 555169 | SCANNING SYSTEMS/ ULTRASONIC |  |  | 03016D | 2011-11-22 | 2011-11-15 | 32055 | 1209 CLINIC | 1899-12-31 | USD | 0 | Active | UNIVERSITY NEW MEXICO HOSPITAL
0000050825 | 1217111 | PENTAX MEDICAL CO | EB-1570K | EB-1570K | BRONCHOSCOPES |  |  | A110277 |  | 2017-06-15 | 71520 | PULMONARY DIAGNOSTICS | 1899-12-31 | USD | 0 | Active | UNIVERSITY NEW MEXICO HOSPITAL
0000046153 | 1216619 | ADVANCED STERILIZATION PRODUCTS A JOHNSON & JOHNSON CO | ASP STERRAD 100S | 530868 | STERILIZING UNITS/ PLASMA |  |  | 10101027025 | 2017-01-10 | 2017-07-15 | 15500 | OSIS OPERATING ROOM | 1899-12-31 | USD | 0 | Active | UNIVERSITY NEW MEXICO HOSPITAL
0000050824 | 1217110 | PENTAX MEDICAL CO | EB-1570K | EB-1570K | BRONCHOSCOPES |  |  | A110157 |  | 2017-06-15 | 71520 | PULMONARY DIAGNOSTICS | 1899-12-31 | USD | 0 | Active | UNIVERSITY NEW MEXICO HOSPITAL
0000034437 | 92005 | GE HEALTHCARE | AMX 4 | 531667 | RADIOGRAPHIC UNITS/ MOBILE |  |  | 390676WK5 | 2011-09-10 | 2012-03-15 | 75000 | RADIOLOGY - GENERAL | 1899-12-31 | USD | 0 | Active | UNIVERSITY NEW MEXICO HOSPITAL
0000050826 | 1217112 | PENTAX MEDICAL CO | EB-1570K | EB-1570K | BRONCHOSCOPES |  |  | A110274 | 2012-10-09 | 2017-06-15 | 71520 | PULMONARY DIAGNOSTICS | 1899-12-31 | USD | 0 | Active | UNIVERSITY NEW MEXICO HOSPITAL
0000049449 | 1216870 | CAPINTEC INC | CAPINTEC CRC-15R ACC | 530133 | RADIATION COUNTERS |  |  | 152530 |  | 2017-06-15 | 75045 | RADIOLOGY - NUCLEAR MED | 1899-12-31 | USD | 0 | Active | UNIVERSITY NEW MEXICO HOSPITAL
0000016992 | 1144488 | STEREO OPTICAL | OPTEC 1000 | OPTEC 1000 | TYPOSCOPES |  |  | 4214 | 2015-09-30 | 2015-09-15 | 30095 | OCCUPATIONAL HEALTH SVCS | 1899-12-31 | USD | 0 | Active | UNIVERSITY NEW MEXICO HOSPITAL
0000027664 | 75533 | PICKER | CHEST | 71220 | RADIOGRAPHIC SYSTEMS |  |  | 11730360 | 2012-01-18 | 2013-01-15 | 75000 | RADIOLOGY - GENERAL | 1899-12-31 | USD | 0 | Active | UNIVERSITY NEW MEXICO HOSPITAL
0000033452 | 1215219 | HAMILTON CO | Vanguard | V6500 | CENTRIFUGES |  |  | 79755 | 2016-10-06 | 2017-10-15 | 32005 | YCHC GENERAL | 1899-12-31 | USD | 0 | Active | UNIVERSITY NEW MEXICO HOSPITAL
0000046241 | 1140381 | PARKS MEDICAL ELECTRONICS INC | FLO-LAB 2100 SX | 530683 | PLETHYSMOGRAPHS |  |  | 015351 | 2016-10-01 | 2017-10-15 | 71060 | VASCULAR LAB | 1899-12-31 | USD | 0 | Active | UNIVERSITY NEW MEXICO HOSPITAL
0000033090 | 1144495 | HAMILTON CO | Vanguard | V6500 | CENTRIFUGES |  |  | 84586 | 2017-01-01 | 2018-01-15 | 60400 | CPC ACUTE SERVICES | 1899-12-31 | USD | 0 | Active | UNIVERSITY NEW MEXICO HOSPITAL
0000045428 | 1082730 | E-Z-EM INC | EMPOWER CTA | 531372 | INJECTORS/ CONTRAST MEDIA/ COMPUTED TOMOGRAPHY |  |  | P61386 | 2011-09-12 | 2012-09-15 | 75025 | RADIOLOGY - INTERVENTIONAL RAD | 1899-12-31 | USD | 0 | Active | UNIVERSITY NEW MEXICO HOSPITAL
0000010761 | 1085175 | NATIONAL APPLIANCE CO | 150 | 150 | MICROSCOPES |  |  | BD305423 | 2017-01-25 | 2018-01-15 | 34150 | PEDIATRICS CLINIC | 1899-12-31 | USD | 0 | Active | UNIVERSITY NEW MEXICO HOSPITAL
0000026642 | 1214570 | WELCH ALLYN INC | CE0050 | CE0050 | SPHYGMOMANOMETERS |  |  | 9705051903 |  | 2017-06-15 | 12510 | WOMEN'S SPECIAL CARE | 1899-12-31 | USD | 0 | Active | UNIVERSITY NEW MEXICO HOSPITAL
0000010685 | 1142762 | BAUSCH & LOMB SURGICAL INC | 71-21-35 | 71-21-35 | KERATOSCOPES |  |  | 2875 | 2016-12-01 | 2017-12-15 | 34610 | OPHTHALMOLOGY ON SITE CLINIC | 1899-12-31 | USD | 0 | Active | UNIVERSITY NEW MEXICO HOSPITAL
0000049952 | 1217069 | HEALTH-O-METER INC | 402KL | 402KL | SCALES/ PATIENT/ PLATFORM/ MECHANICAL |  |  | O298235 |  | 2017-06-15 | 34510 | OSIS SPORTS MEDICINE | 1899-12-31 | USD | 0 | Active | UNIVERSITY NEW MEXICO HOSPITAL
0000010686 | 1142559 | MARCO OPHTHALMIC INC | Model 1 | Model 1 | KERATOMES |  |  | 19419 | 2016-12-01 | 2017-12-15 | 34620 | OPHTHALMOLOGY OFF SITE CLINIC | 1899-12-31 | USD | 0 | Active | UNIVERSITY NEW MEXICO HOSPITAL
0000041478 | 1216112 | HEALTH-O-METER INC | 402KL | 402KL | SCALES/ PATIENT/ PLATFORM/ MECHANICAL |  |  | 298238 |  | 2017-06-15 | 30030 | CTH OUTPATIENT CLINIC | 1899-12-31 | USD | 0 | Active | UNIVERSITY NEW MEXICO HOSPITAL
0000032109 | 1214877 | ERBE USA INC | ERBOKRYO | ERBOKRYO | CRYOSURGICAL UNITS |  |  | B-1054 | 2017-03-01 | 2017-09-15 | 71520 | PULMONARY DIAGNOSTICS | 1899-12-31 | USD | 0 | Reactivated | UNIVERSITY NEW MEXICO HOSPITAL
0000029381 | 1214756 | HEALTH-O-METER INC | 402KL | 402KL | SCALES/ PATIENT/ PLATFORM/ MECHANICAL |  |  | NONE | 2004-11-24 | 2017-06-15 | 32070 | M & FP-S BROADWAY-1500WAL | 1899-12-31 | USD | 0 | Active | UNIVERSITY NEW MEXICO HOSPITAL
0000050839 | 1162323 | GE Healthcare USA | Pro 400 V2 | Pro 400 V2 | MONITORING SYSTEMS/ PHYSIOLOGIC/ ACUTE CARE |  | FOUND | 033M3379053 | 2017-01-13 | 2018-01-15 | 12035 | UPC INPATIENT ADULT SERVICES | 1899-12-31 | USD | 0 | Active | UNIVERSITY NEW MEXICO HOSPITAL
0000026674 | 1214575 | HEALTH-O-METER INC | 402KL | 402KL | SCALES/ PATIENT/ PLATFORM/ MECHANICAL |  |  | NONE |  | 2017-06-15 | 32040 | NE HEIGHTS CLINIC | 1899-12-31 | USD | 0 | Active | UNIVERSITY NEW MEXICO HOSPITAL
0000050926 | 1440377 | GE Healthcare USA | Pro 400 V2 | Pro 400 V2 | MONITORING SYSTEMS/ PHYSIOLOGIC/ ACUTE CARE |  |  | AAX04260004SA | 2016-10-07 | 2017-10-15 | 12520 | MOTHER & BABY UNIT (3-E) BBRP | 1899-12-31 | USD | 0 | Reactivated | UNIVERSITY NEW MEXICO HOSPITAL
0000026673 | 1214574 | HEALTH-O-METER INC | 402KL | 402KL | SCALES/ PATIENT/ PLATFORM/ MECHANICAL |  |  | N/A |  | 2017-06-15 | 32040 | NE HEIGHTS CLINIC | 1899-12-31 | USD | 0 | Active | UNIVERSITY NEW MEXICO HOSPITAL
0000046920 | 1140787 | GE Healthcare USA | Pro 400 V2 | Pro 400 V2 | MONITORING SYSTEMS/ PHYSIOLOGIC/ ACUTE CARE |  |  | 033M3229035 | 2016-10-19 | 2017-10-15 | 34025 | CARDIOLOGY CLINIC | 1899-12-31 | USD | 0 | Active | UNIVERSITY NEW MEXICO HOSPITAL
0000017987 | 1213987 | HEALTH-O-METER INC | 402KL | 402KL | SCALES/ PATIENT/ PLATFORM/ MECHANICAL |  |  | NONE | 2004-10-21 | 2017-06-15 | 30115 | SE HEIGHTS CLINIC-SAN PABLO | 1899-12-31 | USD | 0 | Active | UNIVERSITY NEW MEXICO HOSPITAL
0000046918 | 1141692 | GE Healthcare USA | Pro 400 V2 | Pro 400 V2 | MONITORING SYSTEMS/ PHYSIOLOGIC/ ACUTE CARE |  |  | 033N3249015 | 2016-10-01 | 2017-10-15 | 12035 | UPC INPATIENT ADULT SERVICES | 1899-12-31 | USD | 0 | Active | UNIVERSITY NEW MEXICO HOSPITAL
0000017041 | 1213968 | HEALTH-O-METER INC | 402KL | 402KL | SCALES/ PATIENT/ PLATFORM/ MECHANICAL |  |  | NONE |  | 2017-06-15 | 34130 | MILAGRO OP OB CLINIC | 1899-12-31 | USD | 0 | Active | UNIVERSITY NEW MEXICO HOSPITAL
0000046870 | 1143106 | GE Healthcare USA | Pro 400 V2 | Pro 400 V2 | MONITORING SYSTEMS/ PHYSIOLOGIC/ ACUTE CARE |  |  | 033M3029035 | 2017-01-23 | 2018-01-15 | 34150 | PEDIATRICS CLINIC | 1899-12-31 | USD | 0 | Active | UNIVERSITY NEW MEXICO HOSPITAL
0000017040 | 1213967 | HEALTH-O-METER INC | 402KL | 402KL | SCALES/ PATIENT/ PLATFORM/ MECHANICAL |  |  | NONE |  | 2017-06-15 | 12320 | GENERAL MEDICINE (5-W) | 1899-12-31 | USD | 0 | Active | UNIVERSITY NEW MEXICO HOSPITAL
0049381DUP | 1220072 | UNKNOWN EQUIPMENT MFR | NO MODEL NAME | NO MODEL NUMBER | LIGHTS/ EXAMINATION |  |  | NONE |  | 2017-06-15 | 30115 | SE HEIGHTS CLINIC-SAN PABLO | 1899-12-31 | USD | 0 | Active | UNIVERSITY NEW MEXICO HOSPITAL
0000017038 | 1213966 | HEALTH-O-METER INC | 402KL | 402KL | SCALES/ PATIENT/ PLATFORM/ MECHANICAL |  |  | NONE |  | 2017-06-15 | 34350 | MEDICINE CLINIC | 1899-12-31 | USD | 0 | Active | UNIVERSITY NEW MEXICO HOSPITAL
0000049742 | 1216980 | UNKNOWN EQUIPMENT MFR | NO MODEL NAME | NO MODEL NUMBER | LIGHTS/ EXAMINATION |  |  | 1708 |  | 2017-06-15 | 12480 | CTH REHAB-ORTHO UNIT | 1899-12-31 | USD | 0 | Active | UNIVERSITY NEW MEXICO HOSPITAL
0000017037 | 1213965 | HEALTH-O-METER INC | 402KL | 402KL | SCALES/ PATIENT/ PLATFORM/ MECHANICAL |  |  | NONE |  | 2017-06-15 | 30075 | SENIOR HEALTH CENTER | 1899-12-31 | USD | 0 | Active | UNIVERSITY NEW MEXICO HOSPITAL
0000038664 | 1215544 | UNKNOWN EQUIPMENT MFR | NO MODEL NAME | NO MODEL NUMBER | LIGHTS/ EXAMINATION |  |  | NONE |  | 2017-06-15 | 71020 | CARDIAC REHAB | 1899-12-31 | USD | 0 | Active | UNIVERSITY NEW MEXICO HOSPITAL
0000018559 | 1214027 | HEALTH-O-METER INC | 402KL | 402KL | SCALES/ PATIENT/ PLATFORM/ MECHANICAL |  |  | NONE |  | 2017-06-15 | 12210 | CORONARY CARE SUBACUTE | 1899-12-31 | USD | 0 | Active | UNIVERSITY NEW MEXICO HOSPITAL
0000033094 | 1215122 | UNKNOWN EQUIPMENT MFR | NO MODEL NAME | NO MODEL NUMBER | LIGHTS/ EXAMINATION |  |  | N/A |  | 2017-06-15 | 60400 | CPC ACUTE SERVICES | 1899-12-31 | USD | 0 | Active | UNIVERSITY NEW MEXICO HOSPITAL
0000021810 | 1214243 | HEALTH-O-METER INC | 402KL | 402KL | SCALES/ PATIENT/ PLATFORM/ MECHANICAL |  |  | NONE |  | 2017-06-15 | 32040 | NE HEIGHTS CLINIC | 1899-12-31 | USD | 0 | Active | UNIVERSITY NEW MEXICO HOSPITAL
0000033179 | 1215162 | UNKNOWN EQUIPMENT MFR | NO MODEL NAME | NO MODEL NUMBER | LIGHTS/ EXAMINATION |  |  | NONE |  | 2017-06-15 | 32025 | FAMILY PRACTICE CLINIC | 1899-12-31 | USD | 0 | Active | UNIVERSITY NEW MEXICO HOSPITAL
0000010222 | 1085085 | HEALTH-O-METER INC | 402KL | 402KL | SCALES/ PATIENT/ PLATFORM/ MECHANICAL |  |  | NONE |  | 2017-06-15 | 34110 | WOMEN'S HEALTH CENTER | 1899-12-31 | USD | 0 | Active | UNIVERSITY NEW MEXICO HOSPITAL
0000033178 | 1215161 | UNKNOWN EQUIPMENT MFR | NO MODEL NAME | NO MODEL NUMBER | LIGHTS/ EXAMINATION |  |  | NONE |  | 2017-06-15 | 32025 | FAMILY PRACTICE CLINIC | 1899-12-31 | USD | 0 | Active | UNIVERSITY NEW MEXICO HOSPITAL
0000010219 | 1085084 | HEALTH-O-METER INC | 402KL | 402KL | SCALES/ PATIENT/ PLATFORM/ MECHANICAL |  |  | NONE |  | 2017-06-15 | 34110 | WOMEN'S HEALTH CENTER | 1899-12-31 | USD | 0 | Active | UNIVERSITY NEW MEXICO HOSPITAL
0000033177 | 1215160 | UNKNOWN EQUIPMENT MFR | NO MODEL NAME | NO MODEL NUMBER | LIGHTS/ EXAMINATION |  |  | NONE |  | 2017-06-15 | 32025 | FAMILY PRACTICE CLINIC | 1899-12-31 | USD | 0 | Active | UNIVERSITY NEW MEXICO HOSPITAL
0000010217 | 1085083 | HEALTH-O-METER INC | 402KL | 402KL | SCALES/ PATIENT/ PLATFORM/ MECHANICAL |  |  | NONE |  | 2017-06-15 | 34110 | WOMEN'S HEALTH CENTER | 1899-12-31 | USD | 0 | Active | UNIVERSITY NEW MEXICO HOSPITAL
0000033176 | 1215159 | UNKNOWN EQUIPMENT MFR | NO MODEL NAME | NO MODEL NUMBER | LIGHTS/ EXAMINATION |  |  | NONE |  | 2017-06-15 | 32025 | FAMILY PRACTICE CLINIC | 1899-12-31 | USD | 0 | Active | UNIVERSITY NEW MEXICO HOSPITAL
0000010211 | 1085082 | HEALTH-O-METER INC | 402KL | 402KL | SCALES/ PATIENT/ PLATFORM/ MECHANICAL |  |  | NONE |  | 2017-06-15 | 34110 | WOMEN'S HEALTH CENTER | 1899-12-31 | USD | 0 | Active | UNIVERSITY NEW MEXICO HOSPITAL
0000033173 | 1215158 | UNKNOWN EQUIPMENT MFR | NO MODEL NAME | NO MODEL NUMBER | LIGHTS/ EXAMINATION |  |  | NONE |  | 2017-06-15 | 32025 | FAMILY PRACTICE CLINIC | 1899-12-31 | USD | 0 | Active | UNIVERSITY NEW MEXICO HOSPITAL
0000010208 | 1085081 | HEALTH-O-METER INC | 402KL | 402KL | SCALES/ PATIENT/ PLATFORM/ MECHANICAL |  |  | NONE |  | 2017-06-15 | 34350 | MEDICINE CLINIC | 1899-12-31 | USD | 0 | Active | UNIVERSITY NEW MEXICO HOSPITAL
0000033222 | 1215188 | UNKNOWN EQUIPMENT MFR | NO MODEL NAME | NO MODEL NUMBER | LIGHTS/ EXAMINATION |  |  | NONE |  | 2017-06-15 | 32025 | FAMILY PRACTICE CLINIC | 1899-12-31 | USD | 0 | Active | UNIVERSITY NEW MEXICO HOSPITAL
0000010189 | 1085080 | HEALTH-O-METER INC | 402KL | 402KL | SCALES/ PATIENT/ PLATFORM/ MECHANICAL |  |  | NONE |  | 2017-06-15 | 34150 | PEDIATRICS CLINIC | 1899-12-31 | USD | 0 | Active | UNIVERSITY NEW MEXICO HOSPITAL
0000033220 | 1215186 | UNKNOWN EQUIPMENT MFR | NO MODEL NAME | NO MODEL NUMBER | LIGHTS/ EXAMINATION |  |  | NONE |  | 2017-06-15 | 32025 | FAMILY PRACTICE CLINIC | 1899-12-31 | USD | 0 | Active | UNIVERSITY NEW MEXICO HOSPITAL
0000010187 | 1085079 | HEALTH-O-METER INC | 402KL | 402KL | SCALES/ PATIENT/ PLATFORM/ MECHANICAL |  |  | NONE |  | 2017-06-15 | 34150 | PEDIATRICS CLINIC | 1899-12-31 | USD | 0 | Active | UNIVERSITY NEW MEXICO HOSPITAL
0000035087 | 1215340 | UNKNOWN EQUIPMENT MFR | NO MODEL NAME | NO MODEL NUMBER | LIGHTS/ EXAMINATION |  |  | NONE |  | 2017-06-15 | 12350 | CRC/CTC (5-E) | 1899-12-31 | USD | 0 | Active | UNIVERSITY NEW MEXICO HOSPITAL
0000014491 | 1085302 | HEALTH-O-METER INC | 402KL | 402KL | SCALES/ PATIENT/ PLATFORM/ MECHANICAL |  |  | NONE |  | 2017-06-15 | 34520 | ORTHOPEDICS CLINIC | 1899-12-31 | USD | 0 | Active | UNIVERSITY NEW MEXICO HOSPITAL
0000037081 | 1215400 | UNKNOWN EQUIPMENT MFR | NO MODEL NAME | NO MODEL NUMBER | LIGHTS/ EXAMINATION |  |  | NONE |  | 2017-06-15 | 34110 | WOMEN'S HEALTH CENTER | 1899-12-31 | USD | 0 | Active | UNIVERSITY NEW MEXICO HOSPITAL
0000027051 | 1214592 | WELCH ALLYN INC | 76100 | 76100 | BATTERY CHARGERS |  |  | 709129 | 2003-10-01 | 2017-06-15 | 32050 | WESTSIDE FAMILY & SENIOR HLTH | 1899-12-31 | USD | 0 | Active | UNIVERSITY NEW MEXICO HOSPITAL
0000034522 | 1215321 | UNKNOWN EQUIPMENT MFR | NO MODEL NAME | NO MODEL NUMBER | LIGHTS/ EXAMINATION |  |  | NONE |  | 2017-06-15 | 32025 | FAMILY PRACTICE CLINIC | 1899-12-31 | USD | 0 | Active | UNIVERSITY NEW MEXICO HOSPITAL
0000046167 | 1077940 | THE KENDALL CO | FIRSTEMP GENIUS 3000A | FIRSTEMP GENIUS 3000A | THERMOMETERS/ ELECTRONIC/ INFRARED/ EAR |  |  | J0239688 |  | 2017-06-15 | 15510 | OSIS PACU | 1899-12-31 | USD | 0 | Active | UNIVERSITY NEW MEXICO HOSPITAL
0000038494 | 1215510 | UNKNOWN EQUIPMENT MFR | NO MODEL NAME | NO MODEL NUMBER | LIGHTS/ EXAMINATION |  |  | NONE |  | 2017-06-15 | 78010 | NEURODIAGNOSTICS LAB | 1899-12-31 | USD | 0 | Active | UNIVERSITY NEW MEXICO HOSPITAL
0000046727 | 1216747 | THE KENDALL CO | FIRSTEMP GENIUS 3000A | FIRSTEMP GENIUS 3000A | THERMOMETERS/ ELECTRONIC/ INFRARED/ EAR |  |  | J0341206 |  | 2017-06-15 | 34150 | PEDIATRICS CLINIC | 1899-12-31 | USD | 0 | Active | UNIVERSITY NEW MEXICO HOSPITAL
0000030306 | 1214854 | UNKNOWN EQUIPMENT MFR | NO MODEL NAME | NO MODEL NUMBER | LIGHTS/ EXAMINATION |  |  | NONE |  | 2017-06-15 | 32025 | FAMILY PRACTICE CLINIC | 1899-12-31 | USD | 0 | Active | UNIVERSITY NEW MEXICO HOSPITAL
0000046726 | 1216746 | THE KENDALL CO | FIRSTEMP GENIUS 3000A | FIRSTEMP GENIUS 3000A | THERMOMETERS/ ELECTRONIC/ INFRARED/ EAR |  |  | J0341435 |  | 2017-06-15 | 34150 | PEDIATRICS CLINIC | 1899-12-31 | USD | 0 | Active | UNIVERSITY NEW MEXICO HOSPITAL
0000050914 | 1141081 | PENTAX MEDICAL CO | EPK1000 | EPK1000 | LIGHT SOURCES/ FIBEROPTIC |  |  | UA010443 | 2016-09-08 | 2017-09-15 | 71520 | PULMONARY DIAGNOSTICS | 1899-12-31 | USD | 0 | Active | UNIVERSITY NEW MEXICO HOSPITAL
0000043130 | 1084774 | THE KENDALL CO | FIRSTEMP GENIUS 3000A | FIRSTEMP GENIUS 3000A | THERMOMETERS/ ELECTRONIC/ INFRARED/ EAR |  |  | 130576 |  | 2017-06-15 | 34350 | MEDICINE CLINIC | 1899-12-31 | USD | 0 | Active | UNIVERSITY NEW MEXICO HOSPITAL
0000010836 | 1140583 | AMERICAN OPTICAL CORP | ONE TEN | 110 | MICROSCOPES |  |  | 189544 | 2016-09-21 | 2017-09-15 | 34350 | MEDICINE CLINIC | 1899-12-31 | USD | 0 | Active | UNIVERSITY NEW MEXICO HOSPITAL
0000045392 | 1143269 | THE KENDALL CO | FIRSTEMP GENIUS 3000A | FIRSTEMP GENIUS 3000A | THERMOMETERS/ ELECTRONIC/ INFRARED/ EAR |  |  | J9833930 |  | 2017-06-15 | 75050 | RADIOLOGY - ULTRASOUND | 1899-12-31 | USD | 0 | Active | UNIVERSITY NEW MEXICO HOSPITAL
0000034519 | 1215319 | ABCO LABORATORIES, INC. | NO MODEL NAME | NO MODEL NUMBER | TABLES/ EXAMINATION/TREATMENT |  |  | NONE | 2003-08-01 | 2017-06-15 | 34110 | WOMEN'S HEALTH CENTER | 1899-12-31 | USD | 0 | Active | UNIVERSITY NEW MEXICO HOSPITAL
0000034784 | 1215327 | THE KENDALL CO | FIRSTEMP GENIUS 3000A | FIRSTEMP GENIUS 3000A | THERMOMETERS/ ELECTRONIC/ INFRARED/ EAR |  |  | J0014598 |  | 2017-06-15 | 34150 | PEDIATRICS CLINIC | 1899-12-31 | USD | 0 | Active | UNIVERSITY NEW MEXICO HOSPITAL
0000033971 | 1215282 | LIFESCAN INC | SURESTEP | SURESTEP | ANALYZERS/ POINT-OF-CARE/ WHOLE BLOOD/ GLUCOSE |  |  | L8642AA00045 |  | 2017-06-15 | 21015 | ED-NORTH | 1899-12-31 | USD | 0 | Active | UNIVERSITY NEW MEXICO HOSPITAL
0000038501 | 1143265 | THE KENDALL CO | FIRSTEMP GENIUS 3000A | FIRSTEMP GENIUS 3000A | THERMOMETERS/ ELECTRONIC/ INFRARED/ EAR |  | FOUND | J9816055 | 2005-02-25 | 2017-06-15 | 71040 | CARDIAC CATH LAB | 1899-12-31 | USD | 0 | Active | UNIVERSITY NEW MEXICO HOSPITAL
0000033926 | 1215268 | LIFESCAN INC | SURESTEP | SURESTEP | ANALYZERS/ POINT-OF-CARE/ WHOLE BLOOD/ GLUCOSE |  |  | L8335AA00049 |  | 2017-06-15 | 12120 | MEDICAL/CARDIAC ICU | 1899-12-31 | USD | 0 | Active | UNIVERSITY NEW MEXICO HOSPITAL
0000038079 | 1143267 | THE KENDALL CO | FIRSTEMP GENIUS 3000A | FIRSTEMP GENIUS 3000A | THERMOMETERS/ ELECTRONIC/ INFRARED/ EAR |  |  | J0016838 |  | 2017-06-15 | 34315 | CLINICAL NEUROSCIENCE CENTER | 1899-12-31 | USD | 0 | Active | UNIVERSITY NEW MEXICO HOSPITAL
0000033961 | 1215280 | LIFESCAN INC | SURESTEP | SURESTEP | ANALYZERS/ POINT-OF-CARE/ WHOLE BLOOD/ GLUCOSE |  |  | L8342AA00043 |  | 2017-06-15 | 12430 | GENERAL PEDIATRICS UNIT | 1899-12-31 | USD | 0 | Active | UNIVERSITY NEW MEXICO HOSPITAL
0000025137 | 1140495 | THE KENDALL CO | FIRSTEMP GENIUS 3000A | FIRSTEMP GENIUS 3000A | THERMOMETERS/ ELECTRONIC/ INFRARED/ EAR |  |  | J9630106 |  | 2017-06-15 | 34255 | POST TRANSPLANT CLINIC | 1899-12-31 | USD | 0 | Active | UNIVERSITY NEW MEXICO HOSPITAL
0000033960 | 1215279 | LIFESCAN INC | SURESTEP | SURESTEP | ANALYZERS/ POINT-OF-CARE/ WHOLE BLOOD/ GLUCOSE |  |  | L1058AA00008 |  | 2017-06-15 | 12460 | PEDIATRIC ICU | 1899-12-31 | USD | 0 | Active | UNIVERSITY NEW MEXICO HOSPITAL
0000029776 | 1214784 | GE / MARQUETTE ELECTRONICS INC | 415982-005 | 415982-005 | MONITORS |  |  | 02023D138 |  | 2017-06-15 | 21015 | ED-NORTH | 1899-12-31 | USD | 0 | Active | UNIVERSITY NEW MEXICO HOSPITAL
0000033959 | 1215278 | LIFESCAN INC | SURESTEP | SURESTEP | ANALYZERS/ POINT-OF-CARE/ WHOLE BLOOD/ GLUCOSE |  |  | L8335AA00032 |  | 2017-06-15 | 12350 | CRC/CTC (5-E) | 1899-12-31 | USD | 0 | Active | UNIVERSITY NEW MEXICO HOSPITAL
0000015285 | 1004480 | J H EMERSON CO | 96-HB | 96-HB | LIGHTS |  |  | 86275 | 2017-01-01 | 2018-01-15 | 75025 | RADIOLOGY - INTERVENTIONAL RAD | 1899-12-31 | USD | 0 | Active | UNIVERSITY NEW MEXICO HOSPITAL
0000033958 | 1215277 | LIFESCAN INC | SURESTEP | SURESTEP | ANALYZERS/ POINT-OF-CARE/ WHOLE BLOOD/ GLUCOSE |  |  | L8335AA00033 |  | 2017-06-15 | 12320 | GENERAL MEDICINE (5-W) | 1899-12-31 | USD | 0 | Active | UNIVERSITY NEW MEXICO HOSPITAL
0000014098 | 1096896 | J H EMERSON CO | 96-HB | 96-HB | LIGHTS |  |  | 83206 | 2017-06-21 | 2018-01-15 | 15040 | PACU (RECOVERY ROOM 1) | 1899-12-31 | USD | 0 | Reactivated | UNIVERSITY NEW MEXICO HOSPITAL
0000033957 | 1215276 | LIFESCAN INC | SURESTEP | SURESTEP | ANALYZERS/ POINT-OF-CARE/ WHOLE BLOOD/ GLUCOSE |  |  | L8342AA00033 |  | 2017-06-15 | 34350 | MEDICINE CLINIC | 1899-12-31 | USD | 0 | Active | UNIVERSITY NEW MEXICO HOSPITAL
0000033977 | 1215285 | JOHNSON & JOHNSON MEDICAL INC | SURESTEP PRO | SURESTEP PRO | MONITORS/ PERSONAL/ GLUCOSE |  |  | L9018AA00058 | 2004-06-01 | 2017-06-15 | 15055 | ANESTHESIA | 1899-12-31 | USD | 0 | Active | UNIVERSITY NEW MEXICO HOSPITAL
0000033886 | 1215258 | LIFESCAN INC | SURESTEP | SURESTEP | ANALYZERS/ POINT-OF-CARE/ WHOLE BLOOD/ GLUCOSE |  |  | L8335AA00038 |  | 2017-06-15 | 70050 | ECMO | 1899-12-31 | USD | 0 | Active | UNIVERSITY NEW MEXICO HOSPITAL
0000041524 | 1141414 | GE HEALTHCARE | DINAMAP PROCARE 400 | DINAMAP PROCARE 400 | MONITORING SYSTEMS/ PHYSIOLOGIC |  |  | 010M2499110 | 2016-10-21 | 2017-10-15 | 34110 | WOMEN'S HEALTH CENTER | 1899-12-31 | USD | 0 | Active | UNIVERSITY NEW MEXICO HOSPITAL
0000033880 | 1215257 | LIFESCAN INC | SURESTEP | SURESTEP | ANALYZERS/ POINT-OF-CARE/ WHOLE BLOOD/ GLUCOSE |  |  | NONE |  | 2017-06-15 | 34150 | PEDIATRICS CLINIC | 1899-12-31 | USD | 0 | Active | UNIVERSITY NEW MEXICO HOSPITAL
0000046034 | 1216558 | HILL-ROM INC | PRIMAXTEND | PRIMAXTEND | EQUIPMENT BOOM ARMS |  |  | 1875273(4)112 |  | 2017-06-15 | 15500 | OSIS OPERATING ROOM | 1899-12-31 | USD | 0 | Active | UNIVERSITY NEW MEXICO HOSPITAL
0000033953 | 1215275 | LIFESCAN INC | SURESTEP | SURESTEP | ANALYZERS/ POINT-OF-CARE/ WHOLE BLOOD/ GLUCOSE |  |  | L8335AA00031 |  | 2017-06-15 | 12220 | MED/SURG SUBACUTE (4-E) | 1899-12-31 | USD | 0 | Active | UNIVERSITY NEW MEXICO HOSPITAL
0000046031 | 1216556 | HILL-ROM INC | PRIMAXTEND | PRIMAXTEND | EQUIPMENT BOOM ARMS |  |  | 1875273(1)112 |  | 2017-06-15 | 15500 | OSIS OPERATING ROOM | 1899-12-31 | USD | 0 | Active | UNIVERSITY NEW MEXICO HOSPITAL
0000033952 | 1215274 | LIFESCAN INC | SURESTEP | SURESTEP | ANALYZERS/ POINT-OF-CARE/ WHOLE BLOOD/ GLUCOSE |  |  | L8335AA00046 |  | 2017-06-15 | 12220 | MED/SURG SUBACUTE (4-E) | 1899-12-31 | USD | 0 | Active | UNIVERSITY NEW MEXICO HOSPITAL
0000046028 | 1216554 | HILL-ROM INC | PRIMAXTEND | PRIMAXTEND | EQUIPMENT BOOM ARMS |  |  | 1875273(2)112 |  | 2017-06-15 | 15500 | OSIS OPERATING ROOM | 1899-12-31 | USD | 0 | Active | UNIVERSITY NEW MEXICO HOSPITAL
0000033932 | 1215270 | LIFESCAN INC | SURESTEP | SURESTEP | ANALYZERS/ POINT-OF-CARE/ WHOLE BLOOD/ GLUCOSE |  |  | L8342AA00037 |  | 2017-06-15 | 12340 | SURGICAL SPECIALITY UNIT (4-S) | 1899-12-31 | USD | 0 | Active | UNIVERSITY NEW MEXICO HOSPITAL
0000046025 | 1216551 | HILL-ROM INC | PRIMAXTEND | PRIMAXTEND | EQUIPMENT BOOM ARMS |  |  | 1875273(6)112 |  | 2017-06-15 | 15500 | OSIS OPERATING ROOM | 1899-12-31 | USD | 0 | Active | UNIVERSITY NEW MEXICO HOSPITAL
0000013391 | 1085267 | OHIO MEDICAL CORP | 200 | 200 | REGULATORS/ SUCTION |  |  | NONE |  | 2017-06-15 | 12520 | MOTHER & BABY UNIT (3-E) BBRP | 1899-12-31 | USD | 0 | Active | UNIVERSITY NEW MEXICO HOSPITAL
0000046023 | 1216549 | HILL-ROM INC | PRIMAXTEND | PRIMAXTEND | EQUIPMENT BOOM ARMS |  |  | 187273(5)112 |  | 2017-06-15 | 15500 | OSIS OPERATING ROOM | 1899-12-31 | USD | 0 | Active | UNIVERSITY NEW MEXICO HOSPITAL
0000040304 | 1215613 | HEALTH-O-METER INC | NO MODEL NAME | NO MODEL NUMBER | SCALES/ PATIENT/ PLATFORM/ MECHANICAL |  |  | N/A |  | 2017-06-15 | 60400 | CPC ACUTE SERVICES | 1899-12-31 | USD | 0 | Active | UNIVERSITY NEW MEXICO HOSPITAL
0000046021 | 1216547 | HILL-ROM INC | PRIMAXTEND | PRIMAXTEND | EQUIPMENT BOOM ARMS |  |  | 1875273(3)112 | 2004-05-01 | 2017-06-15 | 15500 | OSIS OPERATING ROOM | 1899-12-31 | USD | 0 | Active | UNIVERSITY NEW MEXICO HOSPITAL
0000020125 | 1096077 | OLYMPIC MEDICAL CORP | 22 | 22 | BILIRUBINOMETERS |  |  | 1357 | 2017-04-25 | 2018-04-15 | 95700 | CLINICAL ENGINEERING | 1899-12-31 | USD | 0 | Active | UNIVERSITY NEW MEXICO HOSPITAL
0000046150 | 1077904 | SPEMBLY MEDICAL LTD | 1802000001 | 1802000001 | CRYOSURGICAL UNITS |  |  | DC01B305 | 2017-05-17 | 2018-05-15 | 15500 | OSIS OPERATING ROOM | 1899-12-31 | USD | 0 | Active | UNIVERSITY NEW MEXICO HOSPITAL
0000045251 | 1216480 | OLYMPUS AMERICA INC | OEV203 | OEV203 | MONITORS/ VIDEO |  |  | A207169 |  | 2017-06-15 | 71030 | HEART STATION | 1899-12-31 | USD | 0 | Active | UNIVERSITY NEW MEXICO HOSPITAL
0000049350 | 1216841 | NUCLEAR ASSOC | 07-443 | 07-443 | DENSITOMETERS |  |  | 0000107460 |  | 2017-06-15 | 75085 | OSIS RADIOLOGY | 1899-12-31 | USD | 0 | Active | UNIVERSITY NEW MEXICO HOSPITAL
0000045223 | 1216477 | OLYMPUS AMERICA INC | OEV203 | OEV203 | MONITORS/ VIDEO |  |  | A207168 |  | 2017-06-15 | 71030 | HEART STATION | 1899-12-31 | USD | 0 | Active | UNIVERSITY NEW MEXICO HOSPITAL
0000010167 | 1085076 | WELCH ALLYN INC | 484000 | 484000 | LIGHTS/ EXAMINATION |  |  | NONE | 2005-08-29 | 2017-06-15 | 34110 | WOMEN'S HEALTH CENTER | 1899-12-31 | USD | 0 | Active | UNIVERSITY NEW MEXICO HOSPITAL
0000035086 | 1215339 | MEDASONICS INC | BF4A | BF4A | BLOOD-FLOW DETECTORS/ ULTRASONIC |  |  | 34125 | 2004-07-01 | 2017-06-15 | 70060 | FIXED WING TRANSPORT | 1899-12-31 | USD | 0 | Active | UNIVERSITY NEW MEXICO HOSPITAL
0000050702 | 1217094 | OLYMPUS AMERICA INC | P240 | P240 | LARYNGOSCOPES |  |  | 2700251 |  | 2017-06-15 | 12350 | CRC/CTC (5-E) | 1899-12-31 | USD | 0 | Active | UNIVERSITY NEW MEXICO HOSPITAL
0000046733 | 1216748 | COMPAQ COMPUTER CORP | DESKPRO EN | DESKPRO EN | COMPUTERS/ ECG INTERPRETATION |  |  | J39Y0455F | 2004-12-03 | 2017-06-15 | 71030 | HEART STATION | 1899-12-31 | USD | 0 | Active | UNIVERSITY NEW MEXICO HOSPITAL
0000046890 | 1216805 | OLYMPUS AMERICA INC | P240 | P240 | LARYNGOSCOPES |  |  | 2800451 |  | 2017-06-15 | 12350 | CRC/CTC (5-E) | 1899-12-31 | USD | 0 | Active | UNIVERSITY NEW MEXICO HOSPITAL
0000046131 | 1084524 | GETINGE USA INC | 733HC | 733HC | STERILIZING UNITS/ STEAM |  |  | 03A03516 | 2017-06-30 | 2017-12-15 | 15500 | OSIS OPERATING ROOM | 1899-12-31 | USD | 0 | Active | UNIVERSITY NEW MEXICO HOSPITAL
0000043795 | 1141064 | OLYMPUS AMERICA INC | OEV-203 | OEV-203 | MONITORS/ MEDICAL GRADE DISPLAY |  |  | A206942 |  | 2017-06-15 | 71520 | PULMONARY DIAGNOSTICS | 1899-12-31 | USD | 0 | Active | UNIVERSITY NEW MEXICO HOSPITAL
0000046130 | 1084525 | GETINGE USA INC | 733HC | 733HC | STERILIZING UNITS/ STEAM |  |  | 03A03512 | 2017-03-31 | 2017-09-15 | 15500 | OSIS OPERATING ROOM | 1899-12-31 | USD | 0 | Active | UNIVERSITY NEW MEXICO HOSPITAL
0000049560 | 1216901 | SONY CORP OF AMERICA | V05800H | V05800H | RECORDERS/ TAPE/ VIDEO |  |  | 90285 |  | 2017-06-15 | 15000 | OPERATING ROOM | 1899-12-31 | USD | 0 | Active | UNIVERSITY NEW MEXICO HOSPITAL
0000049713 | 1216972 | AMERICAN OPTICAL CORP | PHOROPTER 11635 | 11635 | PHOROMETERS |  |  | 15427-2 | 2011-12-05 | 2011-12-15 | 34610 | OPHTHALMOLOGY ON SITE CLINIC | 1899-12-31 | USD | 0 | Active | UNIVERSITY NEW MEXICO HOSPITAL
0000049541 | 1216894 | MITSUBITSHI | HS-U34 | HS-U34 | RECORDERS/ TAPE/ VIDEO |  |  | U34125165M |  | 2017-06-15 | 34120 | REPRO/ENDO CLINIC | 1899-12-31 | USD | 0 | Active | UNIVERSITY NEW MEXICO HOSPITAL
0000010540 | 1142758 | AMERICAN OPTICAL CORP | PHOROPTER 11635 | 11635 | PHOROMETERS |  |  | 14223-0 | 2011-12-05 | 2011-12-15 | 34610 | OPHTHALMOLOGY ON SITE CLINIC | 1899-12-31 | USD | 0 | Active | UNIVERSITY NEW MEXICO HOSPITAL
0000027692 | 1214705 | R H BURTON CO | 113020 | 113020 | LIGHTS/ EXAMINATION |  |  | 503 |  | 2017-06-15 | 32025 | FAMILY PRACTICE CLINIC | 1899-12-31 | USD | 0 | Active | UNIVERSITY NEW MEXICO HOSPITAL
0000010539 | 1142772 | AMERICAN OPTICAL CORP | PHOROPTER 11635 | 11635 | PHOROMETERS |  |  | 13960-0 | 2009-12-04 | 2011-12-15 | 34610 | OPHTHALMOLOGY ON SITE CLINIC | 1899-12-31 | USD | 0 | Active | UNIVERSITY NEW MEXICO HOSPITAL
0000023174 | 1140190 | TYCO HEALTHCARE GROUP | FORCE 1C | FORCE 1C | ELECTROSURGICAL UNITS |  |  | Z5E4303B | 2017-07-20 | 2018-01-15 | 34655 | DERMATOLOGY CLINIC 1021 MED | 1899-12-31 | USD | 0 | Active | UNIVERSITY NEW MEXICO HOSPITAL
0000010723 | 1085169 | AMERICAN OPTICAL CORP | PHOROPTER 11635 | 11635 | PHOROMETERS |  |  | 10641-8 | 2011-12-07 | 2011-12-15 | 34610 | OPHTHALMOLOGY ON SITE CLINIC | 1899-12-31 | USD | 0 | Active | UNIVERSITY NEW MEXICO HOSPITAL
0000023173 | 1140189 | TYCO HEALTHCARE GROUP | FORCE 1C | FORCE 1C | ELECTROSURGICAL UNITS |  |  | Z5E4302B | 2017-07-20 | 2018-01-15 | 34655 | DERMATOLOGY CLINIC 1021 MED | 1899-12-31 | USD | 0 | Active | UNIVERSITY NEW MEXICO HOSPITAL
0000010704 | 1085161 | AMERICAN OPTICAL CORP | PHOROPTER 11635 | 11635 | PHOROMETERS |  |  | BA33396 | 2009-12-03 | 2011-12-15 | 34610 | OPHTHALMOLOGY ON SITE CLINIC | 1899-12-31 | USD | 0 | Active | UNIVERSITY NEW MEXICO HOSPITAL
0000023172 | 1085606 | TYCO HEALTHCARE GROUP | FORCE 1C | FORCE 1C | ELECTROSURGICAL UNITS |  |  | Z5E4304B | 2017-07-20 | 2018-01-15 | 34655 | DERMATOLOGY CLINIC 1021 MED | 1899-12-31 | USD | 0 | Active | UNIVERSITY NEW MEXICO HOSPITAL
0000020520 | 1214100 | AMERICAN OPTICAL CORP | PHOROPTER 11635 | 11635 | PHOROMETERS |  |  | 17177-4 | 2009-12-03 | 2011-12-15 | 34610 | OPHTHALMOLOGY ON SITE CLINIC | 1899-12-31 | USD | 0 | Active | UNIVERSITY NEW MEXICO HOSPITAL
0000024364 | 1214436 | GE / MARQUETTE ELECTRONICS INC | 7160 | 7160 | RECORDERS |  |  | D6P63793G |  | 2017-06-15 | 15055 | ANESTHESIA | 1899-12-31 | USD | 0 | Active | UNIVERSITY NEW MEXICO HOSPITAL
0000033457 | 1446713 | CIRCON CORP | ALU-1B | ALU-1B | LIGHT SOURCES/ FIBEROPTIC |  |  | BC1276 | 2017-06-30 | 2018-06-15 | 89025 | CLINICAL EDUCATION | 1899-12-31 | USD | 0 | Reactivated | UNIVERSITY NEW MEXICO HOSPITAL
0000050795 | 1142705 | GE HEALTHCARE | PRO 300 | PRO 300 | MONITORS/ BEDSIDE/ BLOOD PRESSURE |  |  | AAX04150054SA | 2016-10-27 | 2017-10-15 | 30110 | UNMMG - VEIN CENTER | 1899-12-31 | USD | 0 | Reactivated | UNIVERSITY NEW MEXICO HOSPITAL
0000038347 | 1215474 | LUXO CORP | L-340 | L-340 | LIGHTS/ EXAMINATION |  |  | NONE |  | 2017-06-15 | 78010 | NEURODIAGNOSTICS LAB | 1899-12-31 | USD | 0 | Active | UNIVERSITY NEW MEXICO HOSPITAL
0000043981 | 1096865 | GE HEALTHCARE | PRO 300 | PRO 300 | MONITORS/ BEDSIDE/ BLOOD PRESSURE |  |  | 022M3519140 | 2017-01-18 | 2018-01-15 | 71010 | PEDIATRIC CARDIOLOGY | 1899-12-31 | USD | 0 | Active | UNIVERSITY NEW MEXICO HOSPITAL
0000040149 | 1142549 | ALCON SURGICAL INC | NO MODEL NAME | NO MODEL NUMBER | KERATOSCOPES |  |  | 70-00-1044K | 2016-12-01 | 2017-12-15 | 34610 | OPHTHALMOLOGY ON SITE CLINIC | 1899-12-31 | USD | 0 | Active | UNIVERSITY NEW MEXICO HOSPITAL
0000049858 | 1217023 | NOT ASSIGNED | 150 | 150 | LIGHTS/ EXAMINATION |  |  | N/A |  | 2017-06-15 | 60400 | CPC ACUTE SERVICES | 1899-12-31 | USD | 0 | Active | UNIVERSITY NEW MEXICO HOSPITAL
0000038436 | 1215501 | OHMEDA DIV BOC HEALTHCARE INC | NO MODEL NAME | NO MODEL NUMBER | REGULATORS/ SUCTION |  |  | GFHX07775 |  | 2017-06-15 | 12480 | CTH REHAB-ORTHO UNIT | 1899-12-31 | USD | 0 | Active | UNIVERSITY NEW MEXICO HOSPITAL
0000010979 | 1085219 | SONY CORP OF AMERICA | PVM-1943MD | PVM-1943MD | MONITORS |  |  | 2001559 |  | 2017-06-15 | 71030 | HEART STATION | 1899-12-31 | USD | 0 | Active | UNIVERSITY NEW MEXICO HOSPITAL
0000038435 | 1215500 | OHMEDA DIV BOC HEALTHCARE INC | NO MODEL NAME | NO MODEL NUMBER | REGULATORS/ SUCTION |  |  | GFHX17202 |  | 2017-06-15 | 12480 | CTH REHAB-ORTHO UNIT | 1899-12-31 | USD | 0 | Active | UNIVERSITY NEW MEXICO HOSPITAL
0000010041 | 1004383 | SONY CORP OF AMERICA | PVM-1943MD | PVM-1943MD | MONITORS |  |  | 2002171 |  | 2017-06-15 | 15000 | OPERATING ROOM | 1899-12-31 | USD | 0 | Active | UNIVERSITY NEW MEXICO HOSPITAL
0000034403 | 1085629 | CHATTANOOGA GROUP DIV ENCORE MEDICAL CORP | M-2 | M-2 | HYDROCOLLATORS |  |  | 44585 | 2017-01-01 | 2018-01-15 | 76015 | REHABILITATION OUTPATIENT 1025 | 1899-12-31 | USD | 0 | Active | UNIVERSITY NEW MEXICO HOSPITAL
0000050817 | 1217106 | GE HEALTHCARE | CDRW38402EXT2-B | CDRW38402EXT2-B | RECORDERS/ ELECTRONIC STORAGE/ DATA |  |  | 3YAD3900KY |  | 2017-06-15 | 32025 | FAMILY PRACTICE CLINIC | 1899-12-31 | USD | 0 | Active | UNIVERSITY NEW MEXICO HOSPITAL
0000015985 | 1085506 | CHATTANOOGA GROUP DIV ENCORE MEDICAL CORP | M-2 | M-2 | HYDROCOLLATORS |  |  | 17036 | 2017-01-01 | 2018-01-15 | 76015 | REHABILITATION OUTPATIENT 1025 | 1899-12-31 | USD | 0 | Active | UNIVERSITY NEW MEXICO HOSPITAL
0000046679 | 1084108 | WHITEHALL MANUFACTURING INC | PT-18-S | PT-18-S | BATHS |  |  | 1860 | 2017-01-01 | 2018-01-15 | 76015 | REHABILITATION OUTPATIENT 1025 | 1899-12-31 | USD | 0 | Active | UNIVERSITY NEW MEXICO HOSPITAL
0000043749 | 1141259 | OLYMPUS AMERICA INC | MAJ-570 | MAJ-570 | MAGNIFIERS/ OPERATING |  |  | 7230814 | 2003-10-01 | 2017-06-15 | 70020 | ENDOSCOPY CENTER | 1899-12-31 | USD | 0 | Active | UNIVERSITY NEW MEXICO HOSPITAL
0000026260 | 1214551 | SCALE-TRONIX INC | 6006 | 6006 | SCALES/ PATIENT |  |  | 6-3856 | 2017-01-01 | 2018-01-15 | 30030 | CTH OUTPATIENT CLINIC | 1899-12-31 | USD | 0 | Active | UNIVERSITY NEW MEXICO HOSPITAL
0000033066 | 1215119 | MITSUBITSHI | CP50U | CP50U | PRINTERS/ VIDEO |  |  | N/A |  | 2017-06-15 | 34230 | SURGICAL SPECIALTIES | 1899-12-31 | USD | 0 | Active | UNIVERSITY NEW MEXICO HOSPITAL
0000032115 | 1214881 | INSTROMEDIX INC | KING OF HEARTS EXPRESS | 5218-06 | RECORDERS/ TAPE/ DATA/ ELECTROCARDIOGRAPHY/ EVENT |  | USED | 6AA15568 |  | 2017-06-15 | 71030 | HEART STATION | 1899-12-31 | USD | 0 | Active | UNIVERSITY NEW MEXICO HOSPITAL
0000043945 | 1216456 | MITSUBITSHI | HS-HD1100U | HS-HD1100U | RECORDERS/ TAPE/ VIDEO |  |  | 001903M |  | 2017-06-15 | 71030 | HEART STATION | 1899-12-31 | USD | 0 | Active | UNIVERSITY NEW MEXICO HOSPITAL
0000032583 | 1215047 | INSTROMEDIX INC | KING OF HEARTS EXPRESS | 5218-06 | RECORDERS/ TAPE/ DATA/ ELECTROCARDIOGRAPHY/ EVENT |  | USED | 7AA18264 |  | 2017-06-15 | 71030 | HEART STATION | 1899-12-31 | USD | 0 | Active | UNIVERSITY NEW MEXICO HOSPITAL
0000046035 | 1084532 | GETINGE/CASTLE INC | 422HC | 422HC | STERILIZING UNITS/ STEAM |  |  | 02M03571 | 2017-06-28 | 2017-12-15 | 15500 | OSIS OPERATING ROOM | 1899-12-31 | USD | 0 | Active | UNIVERSITY NEW MEXICO HOSPITAL
0000032578 | 1215045 | INSTROMEDIX INC | KING OF HEARTS EXPRESS | 5218-06 | RECORDERS/ TAPE/ DATA/ ELECTROCARDIOGRAPHY/ EVENT |  | USED | 7AQ04811 |  | 2017-06-15 | 71030 | HEART STATION | 1899-12-31 | USD | 0 | Active | UNIVERSITY NEW MEXICO HOSPITAL
0000046032 | 1084530 | GETINGE/CASTLE INC | 422HC | 422HC | STERILIZING UNITS/ STEAM |  |  | 02M03565 | 2017-05-30 | 2017-11-15 | 15500 | OSIS OPERATING ROOM | 1899-12-31 | USD | 0 | Active | UNIVERSITY NEW MEXICO HOSPITAL
0000021248 | 1214185 | INSTROMEDIX INC | KING OF HEARTS EXPRESS | 5218-06 | RECORDERS/ TAPE/ DATA/ ELECTROCARDIOGRAPHY/ EVENT |  | USED | 6792 |  | 2017-06-15 | 71030 | HEART STATION | 1899-12-31 | USD | 0 | Active | UNIVERSITY NEW MEXICO HOSPITAL
0000046029 | 1084528 | GETINGE/CASTLE INC | 422HC | 422HC | STERILIZING UNITS/ STEAM |  |  | 02M037575 | 2017-06-27 | 2017-12-15 | 15500 | OSIS OPERATING ROOM | 1899-12-31 | USD | 0 | Active | UNIVERSITY NEW MEXICO HOSPITAL
0000010002 | 1085004 | INSTROMEDIX INC | KING OF HEARTS EXPRESS | 5218-06 | RECORDERS/ TAPE/ DATA/ ELECTROCARDIOGRAPHY/ EVENT |  |  | 7AQ04804 |  | 2017-06-15 | 71030 | HEART STATION | 1899-12-31 | USD | 0 | Active | UNIVERSITY NEW MEXICO HOSPITAL
0000016086 | 1085397 | LAVERN | WALK-OFF | WALK-OFF | TABLES/ EXAMINATION/TREATMENT |  |  | N/A |  | 2017-06-15 | 76015 | REHABILITATION OUTPATIENT 1025 | 1899-12-31 | USD | 0 | Active | UNIVERSITY NEW MEXICO HOSPITAL
0000043168 | 1141074 | NELLCOR PURITAN BENNETT INC | NPB-75 | NPB-75 | OXIMETERS/ PULSE |  |  | NONE | 2016-09-28 | 2017-09-15 | 71510 | PULMONARY SERVICES | 1899-12-31 | USD | 0 | Active | UNIVERSITY NEW MEXICO HOSPITAL
0000010679 | 1085154 | RITTER MEDICAL PRODUCTS | F | F | CHAIRS/ EXAMINATION/ TREATMENT |  |  | 84F75L4515 | 2010-12-03 | 2017-06-15 | 34610 | OPHTHALMOLOGY ON SITE CLINIC | 1899-12-31 | USD | 0 | Active | UNIVERSITY NEW MEXICO HOSPITAL
0000043167 | 1216303 | NELLCOR PURITAN BENNETT INC | NPB-75 | NPB-75 | OXIMETERS/ PULSE |  |  | 97208090 | 2016-09-06 | 2017-09-15 | 71510 | PULMONARY SERVICES | 1899-12-31 | USD | 0 | Active | UNIVERSITY NEW MEXICO HOSPITAL
0000045275 | 1096567 | OLYMPUS AMERICA INC | EU-M30S | EU-M30S | SCANNING SYSTEMS/ULTRASONIC/DIAGNOSTIC (BIOMED) |  |  | 1810645 | 2016-10-01 | 2017-10-15 | 70020 | ENDOSCOPY CENTER | 1899-12-31 | USD | 0 | Active | UNIVERSITY NEW MEXICO HOSPITAL
0000043846 | 1077824 | KARL STORZ ENDOSCOPY-AMERICA INC | XENON 300(20133120-1) | XENON 300(20133120-1 | LIGHT SOURCES/ FIBEROPTIC |  |  | IH5742 | 2016-10-13 | 2017-10-15 | 15005 | OPERATING ROOM - BBRP | 1899-12-31 | USD | 0 | Reactivated | UNIVERSITY NEW MEXICO HOSPITAL
0000046596 | 1141544 | ERBE USA INC | VIO 300D | VIO 300D | ELECTROSURGICAL UNIT/ MONO/ BI-POLAR/ ARGON-ENHANCED |  |  | 11230666 | 2017-04-01 | 2018-04-15 | 70020 | ENDOSCOPY CENTER | 1899-12-31 | USD | 0 | Active | UNIVERSITY NEW MEXICO HOSPITAL
0000049640 | 1085671 | IVAC CORP | TEMP PLUS II | 2080 | THERMOMETERS/ ELECTRONIC |  |  | 3278786 |  | 2017-06-15 | 12430 | GENERAL PEDIATRICS UNIT | 1899-12-31 | USD | 0 | Active | UNIVERSITY NEW MEXICO HOSPITAL
0000046179 | 1077945 | WELCH ALLYN INC | 71140 | 71140 | BATTERY CHARGERS |  |  | N/A |  | 2017-06-15 | 15510 | OSIS PACU | 1899-12-31 | USD | 0 | Active | UNIVERSITY NEW MEXICO HOSPITAL
0000040403 | 1215615 | IVAC CORP | TEMP PLUS II | 2080 | THERMOMETERS/ ELECTRONIC |  |  | 3588953 |  | 2017-06-15 | 12480 | CTH REHAB-ORTHO UNIT | 1899-12-31 | USD | 0 | Active | UNIVERSITY NEW MEXICO HOSPITAL
0000043904 | 1162031 | OLYMPIC MEDICAL CORP | BILI-METER (MODEL 22) | BILI-METER (MODEL 22 | BILIRUBINOMETERS |  |  | 3785 | 2017-05-17 | 2018-05-15 | 12430 | GENERAL PEDIATRICS UNIT | 1899-12-31 | USD | 0 | Active | UNIVERSITY NEW MEXICO HOSPITAL
0000041972 | 1004841 | IVAC CORP | TEMP PLUS II | 2080 | THERMOMETERS/ ELECTRONIC |  |  | 3667670 |  | 2017-06-15 | 12460 | PEDIATRIC ICU | 1899-12-31 | USD | 0 | Active | UNIVERSITY NEW MEXICO HOSPITAL
0000025849 | 1085643 | OLYMPIC MEDICAL CORP | BILI-METER (MODEL 22) | BILI-METER (MODEL 22 | BILIRUBINOMETERS |  |  | 2120 | 2017-05-02 | 2018-04-15 | 95700 | CLINICAL ENGINEERING | 1899-12-31 | USD | 0 | Active | UNIVERSITY NEW MEXICO HOSPITAL
0000038548 | 1440471 | IVAC CORP | TEMP PLUS II | 2080 | THERMOMETERS/ ELECTRONIC |  |  | 4106987 |  | 2017-06-15 | 12000 | LABOR AND DELIVERY | 1899-12-31 | USD | 0 | Active | UNIVERSITY NEW MEXICO HOSPITAL
0000020529 | 1142584 | NOT ASSIGNED | SMR 20000 | SMR 20000 | CHAIRS/ EXAMINATION/ TREATMENT |  |  | 1837 | 2010-12-03 | 2017-06-15 | 34230 | SURGICAL SPECIALTIES | 1899-12-31 | USD | 0 | Active | UNIVERSITY NEW MEXICO HOSPITAL
0000038547 | 1439971 | IVAC CORP | TEMP PLUS II | 2080 | THERMOMETERS/ ELECTRONIC |  |  | 4106986 |  | 2017-06-15 | 12000 | LABOR AND DELIVERY | 1899-12-31 | USD | 0 | Active | UNIVERSITY NEW MEXICO HOSPITAL
0000046714 | 1004398 | CARL ZEISS INC MICROSCOPY & IMAGING SYSTEMS | OPMI SENSERA S7 | OPMI SENSERA S7 | MICROSCOPES/ LIGHT/ OPERATING |  |  | 422204 | 2016-11-28 | 2017-11-15 | 15000 | OPERATING ROOM | 1899-12-31 | USD | 0 | Active | UNIVERSITY NEW MEXICO HOSPITAL
0000027379 | 1214656 | IVAC CORP | TEMP PLUS II | 2080 | THERMOMETERS/ ELECTRONIC |  |  | 55084 |  | 2017-06-15 | 60400 | CPC ACUTE SERVICES | 1899-12-31 | USD | 0 | Active | UNIVERSITY NEW MEXICO HOSPITAL
0000033875 | 1142428 | OLYMPUS AMERICA INC | BX40F | BX40F | MICROSCOPES |  |  | 8F05773 | 2017-01-01 | 2018-01-15 | 34655 | DERMATOLOGY CLINIC 1021 MED | 1899-12-31 | USD | 0 | Active | UNIVERSITY NEW MEXICO HOSPITAL
0000027196 | 1214622 | IVAC CORP | TEMP PLUS II | 2080 | THERMOMETERS/ ELECTRONIC |  |  | 3045959 |  | 2017-06-15 | 60400 | CPC ACUTE SERVICES | 1899-12-31 | USD | 0 | Active | UNIVERSITY NEW MEXICO HOSPITAL
0000012776 | 1085251 | GE HEALTHCARE | 7000 (SVO2) | 7000 (SVO2) | MODULES/ OXIMETERS/ INTRAVASCULAR |  |  | 7591-24 | 2002-08-01 | 2017-06-15 | 12520 | MOTHER & BABY UNIT (3-E) BBRP | 1899-12-31 | USD | 0 | Active | UNIVERSITY NEW MEXICO HOSPITAL
0000027195 | 1214621 | IVAC CORP | TEMP PLUS II | 2080 | THERMOMETERS/ ELECTRONIC |  |  | 55404 |  | 2017-06-15 | 60400 | CPC ACUTE SERVICES | 1899-12-31 | USD | 0 | Active | UNIVERSITY NEW MEXICO HOSPITAL
| 385407 | FLUKE BIOMEDICAL CORP | 235A | 235A | TESTERS/ ELECTRICAL SAFETY |  |  | 1066 | 2017-03-22 | 2018-03-15 | 95700 | CLINICAL ENGINEERING | 1899-12-31 | USD | 0 | Active | UNIVERSITY NEW MEXICO HOSPITAL
0000013520 | 1085275 | CHEMETRON MEDICAL DIV ALLIED HEALTHCARE PRODUCTS INC | 220-0002 | 220-0002 | REGULATORS/ SUCTION |  |  | 079-79 |  | 2017-06-15 | 15040 | PACU (RECOVERY ROOM 1) | 1899-12-31 | USD | 0 | Active | UNIVERSITY NEW MEXICO HOSPITAL
| 385404 | FLUKE BIOMEDICAL CORP | 235A | 235A | TESTERS/ ELECTRICAL SAFETY |  |  | 1007 | 2017-03-22 | 2018-03-15 | 95700 | CLINICAL ENGINEERING | 1899-12-31 | USD | 0 | Active | UNIVERSITY NEW MEXICO HOSPITAL
0000049416 | 1216861 | ETYMONIC DESIGN INC | VERIFIT VF-1 | VERIFIT VF-1 | TESTERS/ HEARING AID |  |  | 1647 | 2017-11-06 | 2017-11-15 | 32040 | NE HEIGHTS CLINIC | 1899-12-31 | USD | 0 | Reactivated | UNIVERSITY NEW MEXICO HOSPITAL
0000046158 | 1216620 | PRECISION MEDICAL INC | PM61 | PM61 | ASPIRATORS |  |  | 1382 | 2017-05-16 | 2018-05-15 | 15510 | OSIS PACU | 1899-12-31 | USD | 0 | Active | UNIVERSITY NEW MEXICO HOSPITAL
0000038264 | 1215458 | HILL-ROM INC | 71110 | 71110 | OPHTHALMOSCOPE/OTOSCOPES |  |  | N/A | 2003-12-01 | 2017-06-15 | 34610 | OPHTHALMOLOGY ON SITE CLINIC | 1899-12-31 | USD | 0 | Active | UNIVERSITY NEW MEXICO HOSPITAL
0000041865 | 1141619 | PRECISION MEDICAL INC | PM61 | PM61 | ASPIRATORS |  |  | 001266 | 2016-10-01 | 2017-10-15 | 32050 | WESTSIDE FAMILY & SENIOR HLTH | 1899-12-31 | USD | 0 | Active | UNIVERSITY NEW MEXICO HOSPITAL
0000023797 | 1214401 | HILL-ROM INC | 71110 | 71110 | OPHTHALMOSCOPE/OTOSCOPES |  |  | NONE |  | 2017-06-15 | 32050 | WESTSIDE FAMILY & SENIOR HLTH | 1899-12-31 | USD | 0 | Active | UNIVERSITY NEW MEXICO HOSPITAL
0000018705 | 1163244 | CLAY ADAMS DIV BECTON DICKINSON AND CO | 225 | 225 | CENTRIFUGES |  |  | 264020 | 2016-12-16 | 2017-12-15 | 34250 | UROLOGY | 1899-12-31 | USD | 0 | Active | UNIVERSITY NEW MEXICO HOSPITAL
0000027087 | 1439648 | HILL-ROM INC | 71110 | 71110 | OPHTHALMOSCOPE/OTOSCOPES |  |  | NONE |  | 2017-06-15 | 32040 | NE HEIGHTS CLINIC | 1899-12-31 | USD | 0 | Active | UNIVERSITY NEW MEXICO HOSPITAL
0000027222 | 1214624 | 3M HEALTH CARE | ATTEST | 190 | STERILIZATION PROCESS INDICATORS |  |  | 109302 |  | 2017-06-15 | 15000 | OPERATING ROOM | 1899-12-31 | USD | 0 | Active | UNIVERSITY NEW MEXICO HOSPITAL
0000027083 | 1214595 | HILL-ROM INC | 71110 | 71110 | OPHTHALMOSCOPE/OTOSCOPES |  |  | NONE |  | 2017-06-15 | 32040 | NE HEIGHTS CLINIC | 1899-12-31 | USD | 0 | Active | UNIVERSITY NEW MEXICO HOSPITAL
0000049499 | 1216884 | NATUS MEDICAL INC | POCKET-DOP II | POCKET-DOP II | BLOOD-FLOW DETECTORS/ ULTRASONIC |  |  | N/A |  | 2017-06-15 | 15000 | OPERATING ROOM | 1899-12-31 | USD | 0 | Active | UNIVERSITY NEW MEXICO HOSPITAL
0000033206 | 1140413 | NICOLET INSTRUMENT CORP | EZ-CAL | EZ-CAL | TESTERS/ IMPEDANCE/LEAD/ELECTROENCEPHALOGRAPHY |  |  | DX960162 | 2005-09-30 | 2017-06-15 | 78010 | NEURODIAGNOSTICS LAB | 1899-12-31 | USD | 0 | Active | UNIVERSITY NEW MEXICO HOSPITAL
0000049472 | 1216872 | NATUS MEDICAL INC | POCKET-DOP II | POCKET-DOP II | BLOOD-FLOW DETECTORS/ ULTRASONIC |  | NIS | NCE1341 |  | 2017-06-15 | 30115 | SE HEIGHTS CLINIC-SAN PABLO | 1899-12-31 | USD | 511 | Active | UNIVERSITY NEW MEXICO HOSPITAL
0000038367 | 1215476 | GENERAL ELECTRIC CO | 1 | 1 | VIEW BOXES |  |  | NONE |  | 2017-06-15 | 30030 | CTH OUTPATIENT CLINIC | 1899-12-31 | USD | 0 | Active | UNIVERSITY NEW MEXICO HOSPITAL
0000038685 | 1215550 | NATUS MEDICAL INC | POCKET-DOP II | POCKET-DOP II | BLOOD-FLOW DETECTORS/ ULTRASONIC |  |  | 119757 |  | 2017-06-15 | 12520 | MOTHER & BABY UNIT (3-E) BBRP | 1899-12-31 | USD | 0 | Active | UNIVERSITY NEW MEXICO HOSPITAL
0000027768 | 1214709 | MEDASONICS INC | FB3B | FB3B | FETAL HEART DETECTORS/ ULTRASONIC |  |  | BT035290 | 2004-07-01 | 2017-06-15 | 21015 | ED-NORTH | 1899-12-31 | USD | 0 | Active | UNIVERSITY NEW MEXICO HOSPITAL
0000038684 | 1215549 | NATUS MEDICAL INC | POCKET-DOP II | POCKET-DOP II | BLOOD-FLOW DETECTORS/ ULTRASONIC |  |  | 102642 |  | 2017-06-15 | 12520 | MOTHER & BABY UNIT (3-E) BBRP | 1899-12-31 | USD | 0 | Active | UNIVERSITY NEW MEXICO HOSPITAL
0000021888 | 1214267 | MEDASONICS INC | FB3B | FB3B | FETAL HEART DETECTORS/ ULTRASONIC |  |  | BT031146 | 2003-10-01 | 2017-06-15 | 32040 | NE HEIGHTS CLINIC | 1899-12-31 | USD | 0 | Active | UNIVERSITY NEW MEXICO HOSPITAL
0000043343 | 1216306 | NATUS MEDICAL INC | POCKET-DOP II | POCKET-DOP II | BLOOD-FLOW DETECTORS/ ULTRASONIC |  |  | 120722 | 2003-10-01 | 2017-06-15 | 32040 | NE HEIGHTS CLINIC | 1899-12-31 | USD | 0 | Active | UNIVERSITY NEW MEXICO HOSPITAL
| 385434 | OPHIR-SPIRICON INC | 10A-P-SH-V3-ROHS | 10A-P-SH-V3-ROHS | LASERS |  |  | 40290 | 2016-07-19 | 2017-07-15 | 95700 | CLINICAL ENGINEERING | 1899-12-31 | USD | 0 | Active | UNIVERSITY NEW MEXICO HOSPITAL
0000033504 | 1215229 | NATUS MEDICAL INC | POCKET-DOP II | POCKET-DOP II | BLOOD-FLOW DETECTORS/ ULTRASONIC |  |  | 37578 |  | 2017-06-15 | 32060 | M & FP-WEST MESA | 1899-12-31 | USD | 0 | Active | UNIVERSITY NEW MEXICO HOSPITAL
0000046350 | 1216670 | SONY CORP OF AMERICA | UP-895MD | UP-895MD | PRINTERS/ VIDEO |  |  | 71964 | 2004-08-01 | 2017-06-15 | 34110 | WOMEN'S HEALTH CENTER | 1899-12-31 | USD | 0 | Active | UNIVERSITY NEW MEXICO HOSPITAL
0000025702 | 1214509 | WELCH ALLYN INC | 23301 | 23301 | AUDITORY FUNCTION SCREENING DEVICES/ NEWBORN |  |  | 9602262 | 2016-11-01 | 2017-11-15 | 32055 | 1209 CLINIC | 1899-12-31 | USD | 0 | Active | UNIVERSITY NEW MEXICO HOSPITAL
0000046259 | 1216648 | SONY CORP OF AMERICA | UP-895MD | UP-895MD | PRINTERS/ VIDEO |  |  | 68438 | 2004-03-01 | 2017-06-15 | 71010 | PEDIATRIC CARDIOLOGY | 1899-12-31 | USD | 0 | Active | UNIVERSITY NEW MEXICO HOSPITAL
0000049804 | 1216997 | LESTER ELEC | 17750 | 17750 | BATTERY CHARGERS |  |  | 280200645 |  | 2017-06-15 | 12480 | CTH REHAB-ORTHO UNIT | 1899-12-31 | USD | 0 | Active | UNIVERSITY NEW MEXICO HOSPITAL
0000046220 | 1216639 | SONY CORP OF AMERICA | UP-895MD | UP-895MD | PRINTERS/ VIDEO |  |  | NONE |  | 2017-06-15 | 34110 | WOMEN'S HEALTH CENTER | 1899-12-31 | USD | 0 | Active | UNIVERSITY NEW MEXICO HOSPITAL
0000029406 | 1214759 | ZOLL MEDICAL CORP | 11398 | 11398 | BATTERY CHARGERS |  |  | H97L03996 |  | 2017-06-15 | 95700 | CLINICAL ENGINEERING | 1899-12-31 | USD | 0 | Active | UNIVERSITY NEW MEXICO HOSPITAL
0000049715 | 1216974 | HAAG-STREIT CO | 900 | 900 | SLIT LAMPS |  |  | 900.11.66548 | 2016-12-01 | 2017-12-15 | 34610 | OPHTHALMOLOGY ON SITE CLINIC | 1899-12-31 | USD | 0 | Reactivated | UNIVERSITY NEW MEXICO HOSPITAL
0000049415 | 1216860 | BIO-LOGIC SYSTEMS CORP | 580SP2191 | 580SP2191 | AUDITORY FUNCTION SCREENING DEVICES/ NEWBORN |  |  | 04F5942E | 2016-11-01 | 2017-11-15 | 32040 | NE HEIGHTS CLINIC | 1899-12-31 | USD | 0 | Active | UNIVERSITY NEW MEXICO HOSPITAL
0000049685 | 1142527 | HAAG-STREIT CO | 900 | 900 | SLIT LAMPS |  |  | 900.2.1.66530 | 2016-12-01 | 2017-12-15 | 34610 | OPHTHALMOLOGY ON SITE CLINIC | 1899-12-31 | USD | 0 | Active | UNIVERSITY NEW MEXICO HOSPITAL
0000038016 | 1215405 | STRYKER CORP | 8380-210 | 8380-210 | CAST CUTTERS |  |  | 1-73 |  | 2017-06-15 | 34540 | SPORTS MEDICINE | 1899-12-31 | USD | 0 | Active | UNIVERSITY NEW MEXICO HOSPITAL
0000018261 | 1142543 | HAAG-STREIT CO | 900 | 900 | SLIT LAMPS |  |  | 900.2.66532 | 2016-12-01 | 2017-12-15 | 34610 | OPHTHALMOLOGY ON SITE CLINIC | 1899-12-31 | USD | 0 | Active | UNIVERSITY NEW MEXICO HOSPITAL
0000049527 | 1216890 | HAMILTON-THORN RESEARCH | IVOS | IVOS | ANALYZERS/ POINT-OF-CARE/ WHOLE BLOOD/ GLUCOSE |  |  | 9205 |  | 2017-06-15 | 34120 | REPRO/ENDO CLINIC | 1899-12-31 | USD | 0 | Active | UNIVERSITY NEW MEXICO HOSPITAL
0000041953 | 1140739 | MESA LABORATORIES INC | PHOENIX | PHOENIX | PH METERS |  |  | P06874 | 2016-06-07 | 2017-05-15 | 72040 | I/P HEMODIALYSIS | 1899-12-31 | USD | 0 | Active | UNIVERSITY NEW MEXICO HOSPITAL
0000036091 | 1142679 | NELLCOR PURITAN BENNETT INC | STD | STD | REGULATORS/ SUCTION |  |  | NONE |  | 2017-06-15 | 12000 | LABOR AND DELIVERY | 1899-12-31 | USD | 0 | Active | UNIVERSITY NEW MEXICO HOSPITAL
0000049822 | 1142752 | ADJUSTABLE FIXTURE COMPANY | NO MODEL NAME | NO MODEL NUMBER | LIGHTS/ EXAMINATION |  |  | N/A |  | 2017-06-15 | 34610 | OPHTHALMOLOGY ON SITE CLINIC | 1899-12-31 | USD | 0 | Active | UNIVERSITY NEW MEXICO HOSPITAL
0000018524 | 1142765 | MENTOR O&O INC | PAM22-4320 | PAM22-4320 | ANALYZERS/ PHYSIOLOGIC/ VISUAL FUNCTION |  |  | 2I106E | 2016-12-01 | 2017-12-15 | 34610 | OPHTHALMOLOGY ON SITE CLINIC | 1899-12-31 | USD | 0 | Active | UNIVERSITY NEW MEXICO HOSPITAL
0000038704 | 1215555 | ADJUSTABLE FIXTURE COMPANY | NO MODEL NAME | NO MODEL NUMBER | LIGHTS/ EXAMINATION |  |  | N/A |  | 2017-06-15 | 12035 | UPC INPATIENT ADULT SERVICES | 1899-12-31 | USD | 0 | Active | UNIVERSITY NEW MEXICO HOSPITAL
0000035121 | 1215344 | BAYER/MILES/TECHNICON | 5031C | 5031C | ANALYZERS/ POINT-OF-CARE/ WHOLE BLOOD/ GLUCOSE |  |  | 5031C204193 |  | 2017-06-15 | 12350 | CRC/CTC (5-E) | 1899-12-31 | USD | 0 | Active | UNIVERSITY NEW MEXICO HOSPITAL
0000028340 | 1142693 | ADJUSTABLE FIXTURE COMPANY | NO MODEL NAME | NO MODEL NUMBER | LIGHTS/ EXAMINATION |  |  | N/A |  | 2017-06-15 | 54080 | UNMMG - TRUMAN ST. CLINIC | 1899-12-31 | USD | 0 | Active | UNIVERSITY NEW MEXICO HOSPITAL
0000034999 | 1215329 | J H EMERSON CO | 96-HTB | 96-HTB | LIGHTS |  |  | 31208 | 2017-01-01 | 2018-01-15 | 75010 | RADIOLOGY - CT SCAN | 1899-12-31 | USD | 0 | Active | UNIVERSITY NEW MEXICO HOSPITAL
0000049345 | 1216837 | BRAUN CORPORATION THE | HN-SII | HN-SII | STIMULATORS/ ELECTRICAL/ PERIPHERAL NERVE |  |  | 27168 |  | 2017-06-15 | 15500 | OSIS OPERATING ROOM | 1899-12-31 | USD | 0 | Active | UNIVERSITY NEW MEXICO HOSPITAL
0000043912 | 1142743 | TOPCON CORPORATION | CL100 | CL100 | LENSOMETERS |  |  | 3630326 | 2016-12-01 | 2017-12-15 | 34610 | OPHTHALMOLOGY ON SITE CLINIC | 1899-12-31 | USD | 0 | Active | UNIVERSITY NEW MEXICO HOSPITAL
0000027305 | 1214632 | WELCH ALLYN INC | 74900 | 74900 | OPHTHALMOSCOPE/OTOSCOPES |  |  | NONE |  | 2017-06-15 | 12035 | UPC INPATIENT ADULT SERVICES | 1899-12-31 | USD | 0 | Active | UNIVERSITY NEW MEXICO HOSPITAL
0000050884 | 1077841 | KARL STORZ ENDOSCOPY-AMERICA INC | 201315-20 | 201315-20 | LIGHT SOURCES/ FIBEROPTIC |  |  | HG0602377 | 2017-05-19 | 2018-05-15 | 15500 | OSIS OPERATING ROOM | 1899-12-31 | USD | 0 | Active | UNIVERSITY NEW MEXICO HOSPITAL
0000010899 | 1085207 | WELCH ALLYN INC | 74900 | 74900 | OPHTHALMOSCOPE/OTOSCOPES |  |  | NONE |  | 2017-06-15 | 34520 | ORTHOPEDICS CLINIC | 1899-12-31 | USD | 0 | Active | UNIVERSITY NEW MEXICO HOSPITAL
0000049938 | 1096881 | SCIFIT | SCIFIT | SCIFIT | TREADMILLS |  | 385168 | 770-005- 006 | 2017-01-01 | 2018-01-15 | 30030 | CTH OUTPATIENT CLINIC | 1899-12-31 | USD | 5595 | Active | UNIVERSITY NEW MEXICO HOSPITAL
| 385411 | TEKTRONIX INC | TDS220 | TDS220 | OSCILLOSCOPES |  |  | B03350 | 2017-03-21 | 2018-03-15 | 95700 | CLINICAL ENGINEERING | 1899-12-31 | USD | 0 | Active | UNIVERSITY NEW MEXICO HOSPITAL
0000010765 | 1085176 | IEC | SPINETTE | SPINETTE | CENTRIFUGES |  |  | 2349003590 |  | 2017-06-15 | 34150 | PEDIATRICS CLINIC | 1899-12-31 | USD | 0 | Active | UNIVERSITY NEW MEXICO HOSPITAL
| 385423 | OPHIR-SPIRICON INC | NOVA 2 | NOVA 2 | RADIOMETERS/ LASER |  |  | 111702 | 2016-07-19 | 2017-07-15 | 95700 | CLINICAL ENGINEERING | 1899-12-31 | USD | 0 | Active | UNIVERSITY NEW MEXICO HOSPITAL
0000010714 | 1085165 | WORTH | 4 WAY | 4 WAY | OPHTHALMIC FIXATION UNITS |  |  | NONE |  | 2017-06-15 | 34610 | OPHTHALMOLOGY ON SITE CLINIC | 1899-12-31 | USD | 0 | Active | UNIVERSITY NEW MEXICO HOSPITAL
| 385416 | OPHIR-SPIRICON INC | NOVA 2 | NOVA 2 | RADIOMETERS/ LASER |  |  | 41044 | 2016-07-19 | 2017-07-15 | 95700 | CLINICAL ENGINEERING | 1899-12-31 | USD | 0 | Active | UNIVERSITY NEW MEXICO HOSPITAL
0000010702 | 1085159 | WORTH | 4 WAY | 4 WAY | OPHTHALMIC FIXATION UNITS |  |  | NONE | 2004-12-22 | 2017-06-15 | 34610 | OPHTHALMOLOGY ON SITE CLINIC | 1899-12-31 | USD | 0 | Active | UNIVERSITY NEW MEXICO HOSPITAL
0000029418 | 1214760 | DIGITAL EQUIPMENT CORP HEALTH CARE INDUSTRIES GROUP | PCXCV-DW | PCXCV-DW | MONITORS/ CENTRAL STATION |  |  | 1K72448982 |  | 2017-06-15 | 15040 | PACU (RECOVERY ROOM 1) | 1899-12-31 | USD | 0 | Active | UNIVERSITY NEW MEXICO HOSPITAL
0000050858 | 1217124 | SCHUCO INC | S2020 | S2020 | REFRACTORS/ OPHTHALMOLOGIC |  |  | 5711-2020 | 2005-04-30 | 2017-06-15 | 12410 | PEDIATRIC SPECIALTY CARE | 1899-12-31 | USD | 0 | Active | UNIVERSITY NEW MEXICO HOSPITAL
0000049622 | 1216926 |  | 801-DT | 801-DT | BALANCES/ MECHANICAL |  |  | NONE | 2004-10-29 | 2017-06-15 | 34120 | REPRO/ENDO CLINIC | 1899-12-31 | USD | 0 | Active | UNIVERSITY NEW MEXICO HOSPITAL
0000023803 | 1214402 | WELLS JOHNSON CO | III | III | ASPIRATORS |  |  | 995 | 2017-06-15 | 2018-06-15 | 15000 | OPERATING ROOM | 1899-12-31 | USD | 0 | Active | UNIVERSITY NEW MEXICO HOSPITAL
0000045367 | 1216506 | DETECTO SCALE COMPANY | 250B | 250B | SCALES |  | NIS | 9605-345 | 2005-11-14 | 2017-06-15 | 1701 | ABQ METRO CENTRAL INTAKE (11) | 1899-12-31 | USD | 0 | Active | UNIVERSITY NEW MEXICO HOSPITAL
0000027797 | 1085500 | BODYGUARD INC | AIR-ROW | AIR-ROW | ROWING UNITS |  |  | NONE | 2017-01-31 | 2018-01-15 | 71020 | CARDIAC REHAB | 1899-12-31 | USD | 0 | Active | UNIVERSITY NEW MEXICO HOSPITAL
0000030139 | 1214833 | DATASCOPE CORP | STIMUPLEXDIG | STIMUPLEXDIG | STIMULATORS/ ELECTRICAL/ NEUROMUSCULAR |  |  | 6574 |  | 2017-06-15 | 15065 | PRE-ANESTHESIA CLINIC | 1899-12-31 | USD | 0 | Active | UNIVERSITY NEW MEXICO HOSPITAL
0000025901 | 1214524 | CRYOMED CORP | 5240-901 | 5240-901 | SMOKE EVACUATION SYSTEMS/ SURGICAL |  |  | H6283 | 2016-11-01 | 2017-11-15 | 32055 | 1209 CLINIC | 1899-12-31 | USD | 0 | Active | UNIVERSITY NEW MEXICO HOSPITAL
0000027548 | 1214673 | JOHNSON & JOHNSON MEDICAL INC | OR2530 | OR2530 | CAST CUTTERS/ ELECTRIC |  |  | NONE |  | 2017-06-15 | 12480 | CTH REHAB-ORTHO UNIT | 1899-12-31 | USD | 0 | Active | UNIVERSITY NEW MEXICO HOSPITAL
0000020120 | 1142404 | CRYOMED CORP | 5240-901 | 5240-901 | SMOKE EVACUATION SYSTEMS/ SURGICAL |  |  | H21209 | 2017-01-19 | 2018-01-15 | 32025 | FAMILY PRACTICE CLINIC | 1899-12-31 | USD | 0 | Active | UNIVERSITY NEW MEXICO HOSPITAL
0000045295 | 1216491 | OLYMPUS AMERICA INC | MAJ-935 | MAJ-935 | CAMERAS/ ENDOSCOPIC |  |  | 1200331 |  | 2017-06-15 | 70020 | ENDOSCOPY CENTER | 1899-12-31 | USD | 0 | Active | UNIVERSITY NEW MEXICO HOSPITAL
0000030250 | 1142426 | STACKHOUSE INC | VERSA VAC2 | VERSA VAC2 | SMOKE EVACUATION SYSTEMS/ SURGICAL |  |  | V8018 | 2017-01-01 | 2018-01-15 | 34655 | DERMATOLOGY CLINIC 1021 MED | 1899-12-31 | USD | 0 | Active | UNIVERSITY NEW MEXICO HOSPITAL
0000038469 | 1215504 | BELMONT EQUIPMENT | 037-S | 037-S | CHAIRS/ EXAMINATION/ TREATMENT |  |  | Q010377 | 2010-12-03 | 2017-06-15 | 30030 | CTH OUTPATIENT CLINIC | 1899-12-31 | USD | 0 | Active | UNIVERSITY NEW MEXICO HOSPITAL
0000038053 | 1215413 | L & R MANUFACTURING CO | PC1 | PC1 | ULTRASOUND CLEANING SYSTEMS |  |  | S235350 |  | 2017-06-15 | 76025 | AUDIOLOGY | 1899-12-31 | USD | 0 | Active | UNIVERSITY NEW MEXICO HOSPITAL
0000038631 | 1215536 | PANASONIC CORP | GP-KS152 | GP-KS152 | CAMERAS/ VIDEO |  |  | 570195 | 2003-12-01 | 2017-06-15 | 34230 | SURGICAL SPECIALTIES | 1899-12-31 | USD | 0 | Active | UNIVERSITY NEW MEXICO HOSPITAL
0000032632 | 1141923 | COROMETRICS MEDICAL SYSTEMS INC | 120 | 120 | MONITORS/ BEDSIDE/ FETAL |  |  | 13002202 | 2016-11-07 | 2017-11-15 | 12000 | LABOR AND DELIVERY | 1899-12-31 | USD | 0 | Active | UNIVERSITY NEW MEXICO HOSPITAL
0000030318 | 1142184 | JEDMED INSTRUMENT CO | 041345 | 041345 | CHAIRS/ EXAMINATION/ TREATMENT |  |  | 3393 | 2009-10-06 | 2017-06-15 | 32040 | NE HEIGHTS CLINIC | 1899-12-31 | USD | 0 | Active | UNIVERSITY NEW MEXICO HOSPITAL
0000032636 | 1141884 | COROMETRICS MEDICAL SYSTEMS INC | 120 | 120 | MONITORS/ BEDSIDE/ FETAL |  |  | 13002201 | 2016-11-21 | 2017-11-15 | 12000 | LABOR AND DELIVERY | 1899-12-31 | USD | 0 | Active | UNIVERSITY NEW MEXICO HOSPITAL
0000030317 | 1141597 | JEDMED INSTRUMENT CO | 041345 | 041345 | CHAIRS/ EXAMINATION/ TREATMENT |  |  | 0388 | 2009-10-06 | 2017-06-15 | 32040 | NE HEIGHTS CLINIC | 1899-12-31 | USD | 0 | Active | UNIVERSITY NEW MEXICO HOSPITAL
0000032635 | 1142461 | COROMETRICS MEDICAL SYSTEMS INC | 120 | 120 | MONITORS/ BEDSIDE/ FETAL |  |  | 13002218 | 2016-11-23 | 2017-11-15 | 12000 | LABOR AND DELIVERY | 1899-12-31 | USD | 0 | Active | UNIVERSITY NEW MEXICO HOSPITAL
0000046484 | 1216705 | SMITH & NEPHEW INC | INTELIJOT | INTELIJOT | CARTS/ INSTRUMENT |  | FOUND | SZ04986 |  | 2017-06-15 | 15500 | OSIS OPERATING ROOM | 1899-12-31 | USD | 0 | Active | UNIVERSITY NEW MEXICO HOSPITAL
0000032634 | 1142468 | COROMETRICS MEDICAL SYSTEMS INC | 120 | 120 | MONITORS/ BEDSIDE/ FETAL |  |  | 13002219 | 2016-11-28 | 2017-11-15 | 12000 | LABOR AND DELIVERY | 1899-12-31 | USD | 0 | Active | UNIVERSITY NEW MEXICO HOSPITAL
0000046483 | 1216704 | SMITH & NEPHEW INC | INTELIJOT | INTELIJOT | CARTS/ INSTRUMENT |  | FOUND | SZ04646 |  | 2017-06-15 | 15500 | OSIS OPERATING ROOM | 1899-12-31 | USD | 0 | Active | UNIVERSITY NEW MEXICO HOSPITAL
0000026248 | 1214546 | TIMETER INSTRUMENT CORP | VR-1000 | VR-1000 | REGULATORS/ SUCTION |  |  | NONE | 2005-04-18 | 2017-06-15 | 12480 | CTH REHAB-ORTHO UNIT | 1899-12-31 | USD | 0 | Active | UNIVERSITY NEW MEXICO HOSPITAL
0000050928 | 1217153 | DELL INC | READER | READER | COMPUTERS |  |  | JJ75Q41 |  | 2017-06-15 | 78010 | NEURODIAGNOSTICS LAB | 1899-12-31 | USD | 0 | Active | UNIVERSITY NEW MEXICO HOSPITAL
0000046170 | 1216627 | CARDINAL SCALE MFG CO | 439 | 439 | SCALES/ PATIENT/ PLATFORM/ MECHANICAL |  |  | 3023087 |  | 2017-06-15 | 15510 | OSIS PACU | 1899-12-31 | USD | 0 | Active | UNIVERSITY NEW MEXICO HOSPITAL
0000050927 | 1141055 | DELL INC | READER | READER | COMPUTERS |  |  | JJ75Q41 |  | 2017-06-15 | 78010 | NEURODIAGNOSTICS LAB | 1899-12-31 | USD | 0 | Active | UNIVERSITY NEW MEXICO HOSPITAL
0000046416 | 1216695 | CARDINAL SCALE MFG CO | 439 | 439 | SCALES/ PATIENT/ PLATFORM/ MECHANICAL |  |  | 03021688 | 2003-11-01 | 2017-06-15 | 32060 | M & FP-WEST MESA | 1899-12-31 | USD | 0 | Active | UNIVERSITY NEW MEXICO HOSPITAL
0000038569 | 1142763 - dup | CARL ZEISS INC MICROSCOPY & IMAGING SYSTEMS | 995 | 995 | CORNEAL TOPOGRAPHY SYSTEMS |  |  | 995-2074 | 2016-12-01 | 2017-12-15 | 34610 | OPHTHALMOLOGY ON SITE CLINIC | 1899-12-31 | USD | 0 | Active | UNIVERSITY NEW MEXICO HOSPITAL
0000046169 | 1216626 | CARDINAL SCALE MFG CO | 439 | 439 | SCALES/ PATIENT/ PLATFORM/ MECHANICAL |  |  | 0302-3081 |  | 2017-06-15 | 15510 | OSIS PACU | 1899-12-31 | USD | 0 | Active | UNIVERSITY NEW MEXICO HOSPITAL
0000051339 | 1217198 | RITTER MEDICAL PRODUCTS | 151 | 151 | LIGHTS/ EXAMINATION |  |  | NONE |  | 2017-06-15 | 32070 | M & FP-S BROADWAY-1500WAL | 1899-12-31 | USD | 0 | Active | UNIVERSITY NEW MEXICO HOSPITAL
0000043824 | 1216422 | CARDINAL SCALE MFG CO | 439 | 439 | SCALES/ PATIENT/ PLATFORM/ MECHANICAL |  |  | 0208-2266 |  | 2017-06-15 | 34530 | ORTHOPAEDICS FACULTY CLINIC | 1899-12-31 | USD | 0 | Active | UNIVERSITY NEW MEXICO HOSPITAL
0000049690 | 1216959 | RITTER MEDICAL PRODUCTS | 151 | 151 | LIGHTS/ EXAMINATION |  |  | NC2375 |  | 2017-06-15 | 32070 | M & FP-S BROADWAY-1500WAL | 1899-12-31 | USD | 0 | Active | UNIVERSITY NEW MEXICO HOSPITAL
0000013000 | 1141559 | CARDINAL SCALE MFG CO | 439 | 439 | SCALES/ PATIENT/ PLATFORM/ MECHANICAL |  |  | NONE |  | 2017-06-15 | 12000 | LABOR AND DELIVERY | 1899-12-31 | USD | 0 | Active | UNIVERSITY NEW MEXICO HOSPITAL
0000049689 | 1216958 | RITTER MEDICAL PRODUCTS | 151 | 151 | LIGHTS/ EXAMINATION |  |  | NC2377 |  | 2017-06-15 | 30115 | SE HEIGHTS CLINIC-SAN PABLO | 1899-12-31 | USD | 0 | Active | UNIVERSITY NEW MEXICO HOSPITAL
0000046910 | 1142296 | CADWELL LABS | CASCADE | CASCADE | ELECTROMYOGRAPHS |  |  | 0312CA000351 | 2016-09-01 | 2017-09-15 | 78010 | NEURODIAGNOSTICS LAB | 1899-12-31 | USD | 0 | Active | UNIVERSITY NEW MEXICO HOSPITAL
0000049688 | 1216957 | RITTER MEDICAL PRODUCTS | 151 | 151 | LIGHTS/ EXAMINATION |  |  | NC2378 | 2003-11-01 | 2017-06-15 | 32060 | M & FP-WEST MESA | 1899-12-31 | USD | 0 | Active | UNIVERSITY NEW MEXICO HOSPITAL
0000049673 | 1216949 | STRYKER INSTRUMENTS DIV STRYKER CORP | SYSTEM 2000 | 2110 | BATTERY CHARGERS |  |  | 97110803R |  | 2017-06-15 | 15500 | OSIS OPERATING ROOM | 1899-12-31 | USD | 0 | Active | UNIVERSITY NEW MEXICO HOSPITAL
0000049687 | 1216956 | RITTER MEDICAL PRODUCTS | 151 | 151 | LIGHTS/ EXAMINATION |  |  | NC2813 | 2004-11-24 | 2017-06-15 | 32070 | M & FP-S BROADWAY-1500WAL | 1899-12-31 | USD | 0 | Active | UNIVERSITY NEW MEXICO HOSPITAL
0000033615 | 1215248 | STRYKER INSTRUMENTS DIV STRYKER CORP | SYSTEM 2000 | 2110 | BATTERY CHARGERS |  |  | 99030543 |  | 2017-06-15 | 15500 | OSIS OPERATING ROOM | 1899-12-31 | USD | 0 | Active | UNIVERSITY NEW MEXICO HOSPITAL
0000049686 | 1216955 | RITTER MEDICAL PRODUCTS | 151 | 151 | LIGHTS/ EXAMINATION |  |  | N02376 | 2004-11-24 | 2017-06-15 | 32070 | M & FP-S BROADWAY-1500WAL | 1899-12-31 | USD | 0 | Active | UNIVERSITY NEW MEXICO HOSPITAL
0000040058 | 1215601 | DEVILBISS HEALTH CARE INC | PULMO-AIDE | 5610D | NEBULIZERS/ ULTRASONIC |  |  | 1158984 | 2002-11-01 | 2017-06-15 | 32065 | M & FP-NW VALLEY-1231 CAN | 1899-12-31 | USD | 0 | Active | UNIVERSITY NEW MEXICO HOSPITAL
0000014319 | 1085296 | GOULD INCORPORATED | SP2204 | SP2204 | DOPPLERS/ SURGICAL |  |  | 1040 | 2005-06-13 | 2017-06-15 | 15000 | OPERATING ROOM | 1899-12-31 | USD | 0 | Active | UNIVERSITY NEW MEXICO HOSPITAL
0000064369 | 1141361 | EXERGEN CORP | TAT-2000C | TAT-2000C | THERMOMETERS/ ELECTRONIC/ INFRARED |  | 478661 | A110725 |  | 2017-06-15 | 12430 | GENERAL PEDIATRICS UNIT | 1899-12-31 | USD | 316 | Active | UNIVERSITY NEW MEXICO HOSPITAL
0000024600 | 1439759 | STORZ INSTRUMENT CO | 201330-20 | 201330-20 | LIGHT SOURCES/ FIBEROPTIC/ FLEXIBLE ENDOSCOPIC |  |  | 5086 | 2017-05-05 | 2018-04-15 | 70050 | ECMO | 1899-12-31 | USD | 0 | Active | UNIVERSITY NEW MEXICO HOSPITAL
0000052304 | 1217331 | GE HEALTHCARE | BIS/EEG MODULE | BIS/EEG MODULE | MODULES/ BISPECTRAL INDEX |  | H398392 | RBM05200516GA |  | 2017-06-15 | 12460 | PEDIATRIC ICU | 1899-12-31 | USD | 5920 | Active | UNIVERSITY NEW MEXICO HOSPITAL
0000032594 | 1142779 | PCI MEDICAL INC | G3622 | G3622 | HOODS |  |  | 10612 | 2017-05-30 | 2017-11-15 | 34250 | UROLOGY | 1899-12-31 | USD | 0 | Active | UNIVERSITY NEW MEXICO HOSPITAL
0000027281 | 1214626 | GE / MARQUETTE ELECTRONICS INC | 7000-01 | 7000-01 | MODULES/ BLOOD PRESSURE |  |  | C2GP0402G |  | 2017-06-15 | 12120 | MEDICAL/CARDIAC ICU | 1899-12-31 | USD | 0 | Active | UNIVERSITY NEW MEXICO HOSPITAL
0000041877 | 1096374 | RITTER GMBH | 75-015 | 75-015 | CHAIRS/ EXAMINATION/ TREATMENT |  |  | KK006303 | 2003-09-01 | 2017-06-15 | 9025 | CLINICAL AND TRANSLATIONAL SCIENCE CENTER (07) | 1899-12-31 | USD | 0 | Active | UNIVERSITY NEW MEXICO HOSPITAL
0000020652 | 1214133 | GE / MARQUETTE ELECTRONICS INC | 7000-01 | 7000-01 | MODULES/ BLOOD PRESSURE |  |  | C8652686U | 2016-10-28 | 2017-07-15 | 12110 | NEUROSCIENCE ICU | 1899-12-31 | USD | 0 | Reactivated | UNIVERSITY NEW MEXICO HOSPITAL
0000016367 | 1141304 | SIEMENS MEDICAL SYSTEMS INC | 965 | 965 | OXYGEN-AIR PROPORTIONERS |  | FOUND | 49360 | 2016-09-09 | 2017-09-15 | 71510 | PULMONARY SERVICES | 1899-12-31 | USD | 0 | Active | UNIVERSITY NEW MEXICO HOSPITAL
0000020651 | 1214132 | GE / MARQUETTE ELECTRONICS INC | 7000-01 | 7000-01 | MODULES/ BLOOD PRESSURE |  |  | J4G50683U |  | 2017-06-15 | 12110 | NEUROSCIENCE ICU | 1899-12-31 | USD | 0 | Active | UNIVERSITY NEW MEXICO HOSPITAL
0000016366 | 1085414 | SIEMENS MEDICAL SYSTEMS INC | 965 | 965 | OXYGEN-AIR PROPORTIONERS |  |  | 49322 | 2016-10-28 | 2017-09-15 | 71510 | PULMONARY SERVICES | 1899-12-31 | USD | 0 | Active | UNIVERSITY NEW MEXICO HOSPITAL
0000020650 | 1140045 | GE / MARQUETTE ELECTRONICS INC | 7000-01 | 7000-01 | MODULES/ BLOOD PRESSURE |  |  | C7G51872U |  | 2017-06-15 | 12110 | NEUROSCIENCE ICU | 1899-12-31 | USD | 0 | Active | UNIVERSITY NEW MEXICO HOSPITAL
0000041729 | 1216177 | INTERACTER INC | LSX1206 | LSX1206 | POWER SUPPLIES |  | FOUND | 115423 |  | 2017-06-15 | 12480 | CTH REHAB-ORTHO UNIT | 1899-12-31 | USD | 0 | Active | UNIVERSITY NEW MEXICO HOSPITAL
0000024829 | 1214466 | GE / MARQUETTE ELECTRONICS INC | 7000-01 | 7000-01 | MODULES/ BLOOD PRESSURE |  |  | L2GP0702GR | 2016-10-28 | 2017-07-15 | 12110 | NEUROSCIENCE ICU | 1899-12-31 | USD | 0 | Reactivated | UNIVERSITY NEW MEXICO HOSPITAL
0000041728 | 1216176 | INTERACTER INC | LSX1206 | LSX1206 | POWER SUPPLIES |  | FOUND | 115372 |  | 2017-06-15 | 12480 | CTH REHAB-ORTHO UNIT | 1899-12-31 | USD | 0 | Active | UNIVERSITY NEW MEXICO HOSPITAL
0000024828 | 1096358 | GE / MARQUETTE ELECTRONICS INC | 7000-01 | 7000-01 | MODULES/ BLOOD PRESSURE |  |  | L2GP0704GR | 2017-07-10 | 2018-07-15 | 12110 | NEUROSCIENCE ICU | 1899-12-31 | USD | 0 | Reactivated | UNIVERSITY NEW MEXICO HOSPITAL
0000041726 | 1216175 | INTERACTER INC | LSX1206 | LSX1206 | POWER SUPPLIES |  | FOUND | 115349 |  | 2017-06-15 | 12480 | CTH REHAB-ORTHO UNIT | 1899-12-31 | USD | 0 | Active | UNIVERSITY NEW MEXICO HOSPITAL
0000024827 | 1214464 | GE / MARQUETTE ELECTRONICS INC | 7000-01 | 7000-01 | MODULES/ BLOOD PRESSURE |  |  | L2GP0686GR | 2017-07-10 | 2018-07-15 | 12110 | NEUROSCIENCE ICU | 1899-12-31 | USD | 0 | Reactivated | UNIVERSITY NEW MEXICO HOSPITAL
0000016448 | 1085417 | GE / MARQUETTE ELECTRONICS INC | 9428001 | 9428001 | RECORDERS/ELECTRONIC STORAGE/ELECTROCARDIOGRAPHY |  |  | A2HD2793F | 2003-10-01 | 2017-06-15 | 71030 | HEART STATION | 1899-12-31 | USD | 0 | Active | UNIVERSITY NEW MEXICO HOSPITAL
0000024637 | 1214460 | NOT ASSIGNED | REVIEW MASTER | REVIEW MASTER | COMPUTERS |  |  | DP960180 | 2003-09-01 | 2017-06-15 | 78010 | NEURODIAGNOSTICS LAB | 1899-12-31 | USD | 0 | Active | UNIVERSITY NEW MEXICO HOSPITAL
0000034472 | 1215314 | THERMOSCAN INC | PRO 1 | PRO 1 | THERMOMETERS/ ELECTRONIC/ INFRARED/ EAR |  |  | 143814 |  | 2017-06-15 | 32005 | YCHC GENERAL | 1899-12-31 | USD | 0 | Active | UNIVERSITY NEW MEXICO HOSPITAL
0000038670 | 1215546 | PANASONIC CORP | AG-190 | AG-190 | CAMERAS/ VIDEO/ ENDOSCOPE |  |  | B2HB02596 | 2004-01-01 | 2017-06-15 | 32025 | FAMILY PRACTICE CLINIC | 1899-12-31 | USD | 0 | Active | UNIVERSITY NEW MEXICO HOSPITAL
0000038591 | 1215527 | TOSHIBA CORP | 1K-UM40 | 1K-UM40 | CAMERAS |  |  | 37790010 |  | 2017-06-15 | 34610 | OPHTHALMOLOGY ON SITE CLINIC | 1899-12-31 | USD | 0 | Active | UNIVERSITY NEW MEXICO HOSPITAL
0000043840 | 1004391 | STORZ INSTRUMENT CO | 202221 20 | 202221 20 | CAMERAS/ VIDEO/ ENDOSCOPE |  |  | CH037931-P |  | 2017-06-15 | 15055 | ANESTHESIA | 1899-12-31 | USD | 0 | Active | UNIVERSITY NEW MEXICO HOSPITAL
0000023813 | 1214405 | RITTER-TYCOS DIV SYBRON CORP (MIDMARK) | 75 EVOLUTION | 75 EVOLUTION | CHAIRS/ EXAMINATION/ TREATMENT |  |  | EY004580 | 2008-10-10 | 2017-06-15 | 32050 | WESTSIDE FAMILY & SENIOR HLTH | 1899-12-31 | USD | 0 | Active | UNIVERSITY NEW MEXICO HOSPITAL
0000034322 | 1215294 | STORZ INSTRUMENT CO | 202221 20 | 202221 20 | CAMERAS/ VIDEO/ ENDOSCOPE |  |  | MLP022417 | 2004-11-25 | 2017-06-15 | 15500 | OSIS OPERATING ROOM | 1899-12-31 | USD | 0 | Active | UNIVERSITY NEW MEXICO HOSPITAL
0000036027 | 1141609 | RELIANCE INC | 425 | 425 | CARTS/ INSTRUMENT |  |  | 86050014003 | 2011-10-11 | 2011-10-15 | 32040 | NE HEIGHTS CLINIC | 1899-12-31 | USD | 0 | Active | UNIVERSITY NEW MEXICO HOSPITAL
0000046735 | 1216749 | KARL STORZ ENDOSCOPY-AMERICA INC | 9900 | 9900 | CARTS/ INSTRUMENT |  |  | 8276 |  | 2017-06-15 | 15000 | OPERATING ROOM | 1899-12-31 | USD | 0 | Active | UNIVERSITY NEW MEXICO HOSPITAL
0000036028 | 1142185 | RELIANCE INC | 425 | 425 | CARTS/ INSTRUMENT |  |  | 86050014004 | 2016-10-01 | 2017-10-15 | 32040 | NE HEIGHTS CLINIC | 1899-12-31 | USD | 0 | Active | UNIVERSITY NEW MEXICO HOSPITAL
0000033389 | 1215195 | CHEMETRON MEDICAL DIV ALLIED HEALTHCARE PRODUCTS INC | NO MODEL NAME | NO MODEL NUMBER | REGULATORS/ SUCTION |  |  | NONE |  | 2017-06-15 | 95700 | CLINICAL ENGINEERING | 1899-12-31 | USD | 0 | Active | UNIVERSITY NEW MEXICO HOSPITAL
0000032656 | 1003991 | OHMEDA DIV BOC HEALTHCARE INC | SURG/FREEFLO | SURG/FREEFLO | REGULATORS/ SUCTION |  |  | GGD000010 |  | 2017-06-15 | 15000 | OPERATING ROOM | 1899-12-31 | USD | 0 | Active | UNIVERSITY NEW MEXICO HOSPITAL
0000026382 | 1214565 | CHEMETRON MEDICAL DIV ALLIED HEALTHCARE PRODUCTS INC | NO MODEL NAME | NO MODEL NUMBER | REGULATORS/ SUCTION |  |  | N/A |  | 2017-06-15 | 12480 | CTH REHAB-ORTHO UNIT | 1899-12-31 | USD | 0 | Active | UNIVERSITY NEW MEXICO HOSPITAL
0000050887 | 1217140 | LIFESCAN INC | SURESTEP PRO | SURESTEP PRO | ANALYZERS/ POINT-OF-CARE/ WHOLE BLOOD/ GLUCOSE |  |  | L4066AA00039 |  | 2017-06-15 | 12240 | GENERAL SURGERY (6-S) | 1899-12-31 | USD | 0 | Active | UNIVERSITY NEW MEXICO HOSPITAL
0000026379 | 1214562 | CHEMETRON MEDICAL DIV ALLIED HEALTHCARE PRODUCTS INC | NO MODEL NAME | NO MODEL NUMBER | REGULATORS/ SUCTION |  |  | NONE |  | 2017-06-15 | 95700 | CLINICAL ENGINEERING | 1899-12-31 | USD | 0 | Active | UNIVERSITY NEW MEXICO HOSPITAL
0000033929 | 1215269 | LIFESCAN INC | SURESTEP PRO | SURESTEP PRO | ANALYZERS/ POINT-OF-CARE/ WHOLE BLOOD/ GLUCOSE |  |  | L4062AA00041 |  | 2017-06-15 | 12110 | NEUROSCIENCE ICU | 1899-12-31 | USD | 0 | Active | UNIVERSITY NEW MEXICO HOSPITAL
0000027552 | 1214675 | CHEMETRON MEDICAL DIV ALLIED HEALTHCARE PRODUCTS INC | NO MODEL NAME | NO MODEL NUMBER | REGULATORS/ SUCTION |  |  | 07177 |  | 2017-06-15 | 12480 | CTH REHAB-ORTHO UNIT | 1899-12-31 | USD | 0 | Active | UNIVERSITY NEW MEXICO HOSPITAL
0000033962 | 1215281 | LIFESCAN INC | SURESTEP PRO | SURESTEP PRO | ANALYZERS/ POINT-OF-CARE/ WHOLE BLOOD/ GLUCOSE |  |  | L8342AA00034 |  | 2017-06-15 | 12415 | INTERMEDIATE CARE NURSERY | 1899-12-31 | USD | 0 | Active | UNIVERSITY NEW MEXICO HOSPITAL
0000019427 | 1214055 | CHEMETRON MEDICAL DIV ALLIED HEALTHCARE PRODUCTS INC | NO MODEL NAME | NO MODEL NUMBER | REGULATORS/ SUCTION |  |  | NONE |  | 2017-06-15 | 12350 | CRC/CTC (5-E) | 1899-12-31 | USD | 0 | Active | UNIVERSITY NEW MEXICO HOSPITAL
0000033949 | 1215273 | LIFESCAN INC | SURESTEP PRO | SURESTEP PRO | ANALYZERS/ POINT-OF-CARE/ WHOLE BLOOD/ GLUCOSE |  |  | L8342AA00046 |  | 2017-06-15 | 89025 | CLINICAL EDUCATION | 1899-12-31 | USD | 0 | Active | UNIVERSITY NEW MEXICO HOSPITAL
0000032897 | 1215077 | CHEMETRON MEDICAL DIV ALLIED HEALTHCARE PRODUCTS INC | VACUTRON ONT | VACUTRON ONT | REGULATORS/ SUCTION |  |  | NONE |  | 2017-06-15 | 75000 | RADIOLOGY - GENERAL | 1899-12-31 | USD | 0 | Active | UNIVERSITY NEW MEXICO HOSPITAL
0000033942 | 1215271 | LIFESCAN INC | SURESTEP PRO | SURESTEP PRO | ANALYZERS/ POINT-OF-CARE/ WHOLE BLOOD/ GLUCOSE |  |  | L8335AA00005 |  | 2017-06-15 | 12240 | GENERAL SURGERY (6-S) | 1899-12-31 | USD | 0 | Active | UNIVERSITY NEW MEXICO HOSPITAL
0000050938 | 1003609 | KARL STORZ ENDOSCOPY-AMERICA INC | 26430520 | 26430520 | INSUFFLATORS |  |  | E70608466 | 2017-06-13 | 2017-12-15 | 15000 | OPERATING ROOM | 1899-12-31 | USD | 0 | Active | UNIVERSITY NEW MEXICO HOSPITAL
0000050862 | 1217127 | PENTAX MEDICAL CO | FB-8V | FB-8V | BRONCHOSCOPES |  |  | A110069 | 2004-11-29 | 2017-06-15 | 71520 | PULMONARY DIAGNOSTICS | 1899-12-31 | USD | 0 | Active | UNIVERSITY NEW MEXICO HOSPITAL
0000043496 | 1004109 | KARL STORZ ENDOSCOPY-AMERICA INC | 26430520 | 26430520 | INSUFFLATORS |  |  | DH55458 | 2017-04-28 | 2017-10-15 | 15005 | OPERATING ROOM - BBRP | 1899-12-31 | USD | 0 | Active | UNIVERSITY NEW MEXICO HOSPITAL
0000049876 | 1217024 | SIEMENS MEDICAL SYSTEMS INC | MAGIC STORE | MAGIC STORE | COMPUTERS |  |  | NA | 2011-09-12 | 2011-09-15 | 75010 | RADIOLOGY - CT SCAN | 1899-12-31 | USD | 0 | Active | UNIVERSITY NEW MEXICO HOSPITAL
0000016147 | 1144062 | AEROS INSTRUMENTS INC | 5500 | 5500 | ASPIRATORS/ SURGICAL |  |  | 00023 | 2017-02-22 | 2018-01-15 | 95700 | CLINICAL ENGINEERING | 1899-12-31 | USD | 0 | Reactivated | UNIVERSITY NEW MEXICO HOSPITAL
0000016151 | 1085400 | CASTLE CO | 2310-M | 2310-M | LIGHTS/ EXAMINATION |  |  | N-8626 |  | 2017-06-15 | 34520 | ORTHOPEDICS CLINIC | 1899-12-31 | USD | 0 | Active | UNIVERSITY NEW MEXICO HOSPITAL
0000046717 | 1216743 | SCALE-TRONIX INC | 5002 | 5002 | SCALES/ PATIENT/ PLATFORM/ ELECTRONIC |  |  | NONE | 2016-12-13 | 2017-12-15 | 34520 | ORTHOPEDICS CLINIC | 1899-12-31 | USD | 0 | Active | UNIVERSITY NEW MEXICO HOSPITAL
0000030252 | 1214846 | SONY CORP OF AMERICA | PVM-1390 | PVM-1390 | MONITORS |  |  | 2024745 | 2004-01-01 | 2017-06-15 | 32025 | FAMILY PRACTICE CLINIC | 1899-12-31 | USD | 0 | Active | UNIVERSITY NEW MEXICO HOSPITAL
0000046861 | 1216793 | SCALE-TRONIX INC | 5002 | 5002 | SCALES/ PATIENT/ PLATFORM/ ELECTRONIC |  |  | 5002-8564 | 2016-08-03 | 2017-08-15 | 12360 | NEUROSCIENCE | 1899-12-31 | USD | 0 | Active | UNIVERSITY NEW MEXICO HOSPITAL
0000049355 | 1216845 | AGFA | 8400 | 8400 | CAMERAS/ IDENTIFICATION |  |  | 914322 |  | 2017-06-15 | 32055 | 1209 CLINIC | 1899-12-31 | USD | 0 | Active | UNIVERSITY NEW MEXICO HOSPITAL
0000041637 | 1142133 | SCALE-TRONIX INC | 5002 | 5002 | SCALES/ PATIENT/ PLATFORM/ ELECTRONIC |  |  | 5002-6374 | 2016-11-14 | 2017-11-15 | 12320 | GENERAL MEDICINE (5-W) | 1899-12-31 | USD | 0 | Active | UNIVERSITY NEW MEXICO HOSPITAL
0000022965 | 1003543 | PILLING COMPANY | 52-1281 | 52-1281 | LIGHT SOURCES |  |  | 403 | 2017-06-29 | 2018-06-15 | 15000 | OPERATING ROOM | 1899-12-31 | USD | 0 | Active | UNIVERSITY NEW MEXICO HOSPITAL
0000041635 | 1140987 | SCALE-TRONIX INC | 5002 | 5002 | SCALES/ PATIENT/ PLATFORM/ ELECTRONIC |  |  | 5002-6375 | 2016-09-19 | 2017-09-15 | 12240 | GENERAL SURGERY (6-S) | 1899-12-31 | USD | 0 | Active | UNIVERSITY NEW MEXICO HOSPITAL
0000043068 | 1216272 | SONY CORP OF AMERICA | G200 | G200 | MONITORS/ VIDEO |  |  | 9028529 |  | 2017-06-15 | 12410 | PEDIATRIC SPECIALTY CARE | 1899-12-31 | USD | 0 | Active | UNIVERSITY NEW MEXICO HOSPITAL
0000041331 | 1142523 | SCALE-TRONIX INC | 5002 | 5002 | SCALES/ PATIENT/ PLATFORM/ ELECTRONIC |  |  | 5002-6118 | 2017-06-09 | 2018-06-15 | 15065 | PRE-ANESTHESIA CLINIC | 1899-12-31 | USD | 0 | Active | UNIVERSITY NEW MEXICO HOSPITAL
0000050828 | 1141066 | PENTAX MEDICAL CO | EPK 1000 | EPK 1000 | PROCESSORS/ ELECTRONIC IMAGE |  |  | UA010243 | 2016-09-12 | 2017-09-15 | 71520 | PULMONARY DIAGNOSTICS | 1899-12-31 | USD | 0 | Active | UNIVERSITY NEW MEXICO HOSPITAL
0000029039 | 1142595 | SCALE-TRONIX INC | 5002 | 5002 | SCALES/ PATIENT/ PLATFORM/ ELECTRONIC |  |  | 2711 | 2016-12-13 | 2017-12-15 | 34230 | SURGICAL SPECIALTIES | 1899-12-31 | USD | 0 | Active | UNIVERSITY NEW MEXICO HOSPITAL
0000020766 | 1141243 | JVC CORP | BR-S601MU | BR-S601MU | RECORDERS/ TAPE/ VIDEO |  |  | 11810807 |  | 2017-06-15 | 71030 | HEART STATION | 1899-12-31 | USD | 0 | Active | UNIVERSITY NEW MEXICO HOSPITAL
0000050838 | 1217116 | SHERWOOD MEDICAL | F-1500 | F-1500 | THERMOMETERS/ ELECTRONIC |  |  | LX0318149 |  | 2017-06-15 | 12035 | UPC INPATIENT ADULT SERVICES | 1899-12-31 | USD | 0 | Active | UNIVERSITY NEW MEXICO HOSPITAL
0000046353 | 1216673 | GE / MARQUETTE ELECTRONICS INC | 2333899 | 2333899 | PROBES |  |  | 929904YM1 | 2004-08-01 | 2017-06-15 | 34110 | WOMEN'S HEALTH CENTER | 1899-12-31 | USD | 0 | Active | UNIVERSITY NEW MEXICO HOSPITAL
0000050837 | 1217115 | SHERWOOD MEDICAL | F-1500 | F-1500 | THERMOMETERS/ ELECTRONIC |  |  | L0115624F/A |  | 2017-06-15 | 12035 | UPC INPATIENT ADULT SERVICES | 1899-12-31 | USD | 0 | Active | UNIVERSITY NEW MEXICO HOSPITAL
0000046102 | 1077877 | ALM SURGICAL EQUIPMENT INC | PRX 6401 | PRX 6401 | LIGHTS/ SURGICAL |  |  | AR003420 | 2017-05-19 | 2018-05-15 | 15500 | OSIS OPERATING ROOM | 1899-12-31 | USD | 0 | Active | UNIVERSITY NEW MEXICO HOSPITAL
0000050711 | 1217095 | SHERWOOD MEDICAL | F-1500 | F-1500 | THERMOMETERS/ ELECTRONIC |  |  | LX0318483 |  | 2017-06-15 | 12480 | CTH REHAB-ORTHO UNIT | 1899-12-31 | USD | 0 | Active | UNIVERSITY NEW MEXICO HOSPITAL
0000046101 | 1077876 | ALM SURGICAL EQUIPMENT INC | PRX 6401 | PRX 6401 | LIGHTS/ SURGICAL |  |  | AR000363 | 2017-05-17 | 2018-05-15 | 15500 | OSIS OPERATING ROOM | 1899-12-31 | USD | 0 | Active | UNIVERSITY NEW MEXICO HOSPITAL
0000049851 | 1217018 | SHERWOOD MEDICAL | F-1500 | F-1500 | THERMOMETERS/ ELECTRONIC |  | NIS | L9723076 F/A |  | 2017-06-15 | 12035 | UPC INPATIENT ADULT SERVICES | 1899-12-31 | USD | 0 | Active | UNIVERSITY NEW MEXICO HOSPITAL
0000046100 | 1216599 | ALM SURGICAL EQUIPMENT INC | PRX 6401 | PRX 6401 | LIGHTS/ SURGICAL |  |  | AR003419 | 2017-05-01 | 2018-05-15 | 15500 | OSIS OPERATING ROOM | 1899-12-31 | USD | 0 | Active | UNIVERSITY NEW MEXICO HOSPITAL
0000049850 | 1217017 | SHERWOOD MEDICAL | F-1500 | F-1500 | THERMOMETERS/ ELECTRONIC |  | FOUND | L0316891 F/A |  | 2017-06-15 | 12035 | UPC INPATIENT ADULT SERVICES | 1899-12-31 | USD | 0 | Active | UNIVERSITY NEW MEXICO HOSPITAL
0000046099 | 1216598 | ALM SURGICAL EQUIPMENT INC | PRX 6401 | PRX 6401 | LIGHTS/ SURGICAL |  |  | AR000366 | 2017-05-01 | 2018-05-15 | 15500 | OSIS OPERATING ROOM | 1899-12-31 | USD | 0 | Active | UNIVERSITY NEW MEXICO HOSPITAL
0000049843 | 1141534 | SHERWOOD MEDICAL | F-1500 | F-1500 | THERMOMETERS/ ELECTRONIC |  |  | L0214278FA |  | 2017-06-15 | 12035 | UPC INPATIENT ADULT SERVICES | 1899-12-31 | USD | 0 | Active | UNIVERSITY NEW MEXICO HOSPITAL
0000046098 | 1216597 | ALM SURGICAL EQUIPMENT INC | PRX 6401 | PRX 6401 | LIGHTS/ SURGICAL |  |  | AR003450 | 2017-05-16 | 2018-05-15 | 15500 | OSIS OPERATING ROOM | 1899-12-31 | USD | 0 | Active | UNIVERSITY NEW MEXICO HOSPITAL
0000049501 | 1216885 | SHERWOOD MEDICAL | F-1500 | F-1500 | THERMOMETERS/ ELECTRONIC |  |  | L0118002 F/A |  | 2017-06-15 | 12480 | CTH REHAB-ORTHO UNIT | 1899-12-31 | USD | 0 | Active | UNIVERSITY NEW MEXICO HOSPITAL
0000046097 | 1216596 | ALM SURGICAL EQUIPMENT INC | PRX 6401 | PRX 6401 | LIGHTS/ SURGICAL |  |  | AR000361 | 2017-05-01 | 2018-05-15 | 15500 | OSIS OPERATING ROOM | 1899-12-31 | USD | 0 | Active | UNIVERSITY NEW MEXICO HOSPITAL
0000049657 | 1216944 | SHERWOOD MEDICAL | F-1500 | F-1500 | THERMOMETERS/ ELECTRONIC |  |  | L0217928F/A |  | 2017-06-15 | 30095 | OCCUPATIONAL HEALTH SVCS | 1899-12-31 | USD | 0 | Active | UNIVERSITY NEW MEXICO HOSPITAL
0000046096 | 1096659 | ALM SURGICAL EQUIPMENT INC | PRX 6401 | PRX 6401 | LIGHTS/ SURGICAL |  |  | AR003452 | 2017-05-16 | 2018-05-15 | 15500 | OSIS OPERATING ROOM | 1899-12-31 | USD | 0 | Active | UNIVERSITY NEW MEXICO HOSPITAL
0000041492 | 1216116 | SHERWOOD MEDICAL | F-1500 | F-1500 | THERMOMETERS/ ELECTRONIC |  |  | L0021066 | 2005-03-11 | 2017-06-15 |  | NOT ASSIGNED | 1899-12-31 | USD | 0 | Active | UNIVERSITY NEW MEXICO HOSPITAL
0000046095 | 1096660 | ALM SURGICAL EQUIPMENT INC | PRX 6401 | PRX 6401 | LIGHTS/ SURGICAL |  |  | AR000359 | 2017-05-16 | 2018-05-15 | 15500 | OSIS OPERATING ROOM | 1899-12-31 | USD | 0 | Active | UNIVERSITY NEW MEXICO HOSPITAL
0000043492 | 1216379 | SHERWOOD MEDICAL | F-1500 | F-1500 | THERMOMETERS/ ELECTRONIC |  |  | L9021691 |  | 2017-06-15 | 12350 | CRC/CTC (5-E) | 1899-12-31 | USD | 0 | Active | UNIVERSITY NEW MEXICO HOSPITAL
0000046094 | 1216593 | ALM SURGICAL EQUIPMENT INC | PRX 6401 | PRX 6401 | LIGHTS/ SURGICAL |  |  | AR003451 | 2017-05-23 | 2018-05-15 | 15500 | OSIS OPERATING ROOM | 1899-12-31 | USD | 0 | Active | UNIVERSITY NEW MEXICO HOSPITAL
0000043344 | 1216307 | SHERWOOD MEDICAL | F-1500 | F-1500 | THERMOMETERS/ ELECTRONIC |  |  | L0214619F/A |  | 2017-06-15 | 21015 | ED-NORTH | 1899-12-31 | USD | 0 | Active | UNIVERSITY NEW MEXICO HOSPITAL
0000046093 | 1216592 | ALM SURGICAL EQUIPMENT INC | PRX 6401 | PRX 6401 | LIGHTS/ SURGICAL |  |  | AR000362 | 2017-05-23 | 2018-05-15 | 15500 | OSIS OPERATING ROOM | 1899-12-31 | USD | 0 | Active | UNIVERSITY NEW MEXICO HOSPITAL
0000045259 | 1216482 | SHERWOOD MEDICAL | F-1500 | F-1500 | THERMOMETERS/ ELECTRONIC |  |  | L9216930 |  | 2017-06-15 | 30075 | SENIOR HEALTH CENTER | 1899-12-31 | USD | 0 | Active | UNIVERSITY NEW MEXICO HOSPITAL
0000046092 | 1077844 | ALM SURGICAL EQUIPMENT INC | PRX 6401 | PRX 6401 | LIGHTS/ SURGICAL |  |  | AR003427 | 2017-05-01 | 2018-05-15 | 15500 | OSIS OPERATING ROOM | 1899-12-31 | USD | 0 | Active | UNIVERSITY NEW MEXICO HOSPITAL
0000045256 | 1216481 | SHERWOOD MEDICAL | F-1500 | F-1500 | THERMOMETERS/ ELECTRONIC |  |  | L9926415 F/A |  | 2017-06-15 | 32050 | WESTSIDE FAMILY & SENIOR HLTH | 1899-12-31 | USD | 0 | Active | UNIVERSITY NEW MEXICO HOSPITAL
0000046091 | 1077843 | ALM SURGICAL EQUIPMENT INC | PRX 6401 | PRX 6401 | LIGHTS/ SURGICAL |  |  | AR000360 | 2017-05-01 | 2018-05-15 | 15500 | OSIS OPERATING ROOM | 1899-12-31 | USD | 0 | Active | UNIVERSITY NEW MEXICO HOSPITAL
0000033393 | 1215196 | SHERWOOD MEDICAL | F-1500 | F-1500 | THERMOMETERS/ ELECTRONIC |  |  | L9426633 |  | 2017-06-15 |  | NOT ASSIGNED | 1899-12-31 | USD | 0 | Active | UNIVERSITY NEW MEXICO HOSPITAL
0000038031 | 1140520 | MIDMARK CORP | 75L | 75L | CHAIRS/ EXAMINATION/ TREATMENT |  |  | JX006456 | 2009-10-09 | 2017-06-15 | 34110 | WOMEN'S HEALTH CENTER | 1899-12-31 | USD | 0 | Active | UNIVERSITY NEW MEXICO HOSPITAL
0000033219 | 1215185 | SHERWOOD MEDICAL | F-1500 | F-1500 | THERMOMETERS/ ELECTRONIC |  |  | L9216936 |  | 2017-06-15 | 32055 | 1209 CLINIC | 1899-12-31 | USD | 0 | Active | UNIVERSITY NEW MEXICO HOSPITAL
0000038018 | 1215406 | BOYD | NO MODEL NAME | NO MODEL NUMBER | LIGHTS |  |  | NONE |  | 2017-06-15 | 75000 | RADIOLOGY - GENERAL | 1899-12-31 | USD | 0 | Active | UNIVERSITY NEW MEXICO HOSPITAL
0000038562 | 1215519 | SHERWOOD MEDICAL | F-1500 | F-1500 | THERMOMETERS/ ELECTRONIC |  |  | LX0414985 |  | 2017-06-15 | 34350 | MEDICINE CLINIC | 1899-12-31 | USD | 0 | Active | UNIVERSITY NEW MEXICO HOSPITAL
0000010022 | 1085009 | J H EMERSON CO | 96-HTD | 96-HTD | LIGHTS |  |  | 9120 | 2016-11-01 | 2017-11-15 | 12250 | ORTHOPEDICS (3-S) | 1899-12-31 | USD | 0 | Active | UNIVERSITY NEW MEXICO HOSPITAL
0000038508 | 1215511 | SHERWOOD MEDICAL | F-1500 | F-1500 | THERMOMETERS/ ELECTRONIC |  |  | L0113409 |  | 2017-06-15 | 32055 | 1209 CLINIC | 1899-12-31 | USD | 0 | Active | UNIVERSITY NEW MEXICO HOSPITAL
0000046831 | 1216779 | PROLINE | PM 2002 CC | PM 2002 CC | RADIOGRAPHIC SYSTEMS |  |  | RCC014123 | 2016-07-18 | 2017-07-15 | 21015 | ED-NORTH | 1899-12-31 | USD | 0 | Active | UNIVERSITY NEW MEXICO HOSPITAL
0000022960 | 1214304 | SHERWOOD MEDICAL | F-1500 | F-1500 | THERMOMETERS/ ELECTRONIC |  |  | L9122444FA |  | 2017-06-15 | 21015 | ED-NORTH | 1899-12-31 | USD | 0 | Active | UNIVERSITY NEW MEXICO HOSPITAL
0000046402 | 1216692 | MEDTRONIC INC | TONO-PEN XL | TONO-PEN XL | TONOMETERS/ OPHTHALMIC |  |  | 03S07110 | 2006-12-14 | 2017-06-15 | 34610 | OPHTHALMOLOGY ON SITE CLINIC | 1899-12-31 | USD | 0 | Active | UNIVERSITY NEW MEXICO HOSPITAL
0000024048 | 1214407 | SHERWOOD MEDICAL | F-1500 | F-1500 | THERMOMETERS/ ELECTRONIC |  |  | L8918125FA |  | 2017-06-15 | 34540 | SPORTS MEDICINE | 1899-12-31 | USD | 0 | Active | UNIVERSITY NEW MEXICO HOSPITAL
0000046401 | 1142744 | MEDTRONIC INC | TONO-PEN XL | TONO-PEN XL | TONOMETERS/ OPHTHALMIC |  |  | 03S07111 | 2006-12-14 | 2017-06-15 | 34610 | OPHTHALMOLOGY ON SITE CLINIC | 1899-12-31 | USD | 0 | Active | UNIVERSITY NEW MEXICO HOSPITAL
0000025640 | 1162761 | SHERWOOD MEDICAL | F-1500 | F-1500 | THERMOMETERS/ ELECTRONIC |  | NIS | L9215505FA |  | 2017-06-15 | 9025 | CLINICAL AND TRANSLATIONAL SCIENCE CENTER (07) | 1899-12-31 | USD | 0 | Active | UNIVERSITY NEW MEXICO HOSPITAL
0000038757 | 1096869 | RITTER-MIDWEST | NO MODEL NAME | NO MODEL NUMBER | TABLES/ EXAMINATION/TREATMENT |  |  | N/A |  | 2017-06-15 | 71010 | PEDIATRIC CARDIOLOGY | 1899-12-31 | USD | 0 | Active | UNIVERSITY NEW MEXICO HOSPITAL
0000025636 | 1214480 | SHERWOOD MEDICAL | F-1500 | F-1500 | THERMOMETERS/ ELECTRONIC |  |  | L8614191CA |  | 2017-06-15 | 12350 | CRC/CTC (5-E) | 1899-12-31 | USD | 0 | Active | UNIVERSITY NEW MEXICO HOSPITAL
0000034684 | 1215323 | PANASONIC CORP | AG-500 R | AG-500 R | RECORDERS/ TAPE/ VIDEO |  |  | A8MD02394 | 2003-11-01 | 2017-06-15 | 32060 | M & FP-WEST MESA | 1899-12-31 | USD | 0 | Active | UNIVERSITY NEW MEXICO HOSPITAL
0000027616 | 1214683 | SHERWOOD MEDICAL | F-1500 | F-1500 | THERMOMETERS/ ELECTRONIC |  |  | L8921856CA |  | 2017-06-15 | 34350 | MEDICINE CLINIC | 1899-12-31 | USD | 0 | Active | UNIVERSITY NEW MEXICO HOSPITAL
0000041557 | 1140323 | APC | 1425 | 1425 | POWER SYSTEMS/ UNINTERRUPTIBLE |  |  | UC52014251070220 | 2017-02-06 | 2018-02-15 | 34015 | SLEEP DISORDERS CENTER 1101-2 | 1899-12-31 | USD | 0 | Active | UNIVERSITY NEW MEXICO HOSPITAL
0000027602 | 1142801 | SHERWOOD MEDICAL | F-1500 | F-1500 | THERMOMETERS/ ELECTRONIC |  |  | L9013675 |  | 2017-06-15 | 34230 | SURGICAL SPECIALTIES | 1899-12-31 | USD | 0 | Active | UNIVERSITY NEW MEXICO HOSPITAL
0000041795 | 1140322 | APC | 1425 | 1425 | POWER SYSTEMS/ UNINTERRUPTIBLE |  |  | UC52014251070210 | 2017-02-06 | 2018-02-15 | 34015 | SLEEP DISORDERS CENTER 1101-2 | 1899-12-31 | USD | 0 | Active | UNIVERSITY NEW MEXICO HOSPITAL
0000027539 | 1214669 | SHERWOOD MEDICAL | F-1500 | F-1500 | THERMOMETERS/ ELECTRONIC |  |  | L9418054FA |  | 2017-06-15 | 34350 | MEDICINE CLINIC | 1899-12-31 | USD | 0 | Active | UNIVERSITY NEW MEXICO HOSPITAL
0000041554 | 1216138 | APC | 1425 | 1425 | POWER SYSTEMS/ UNINTERRUPTIBLE |  |  | N/A | 2017-02-06 | 2018-02-15 | 34015 | SLEEP DISORDERS CENTER 1101-2 | 1899-12-31 | USD | 0 | Active | UNIVERSITY NEW MEXICO HOSPITAL
0000027362 | 1214647 | SHERWOOD MEDICAL | F-1500 | F-1500 | THERMOMETERS/ ELECTRONIC |  |  | L92116525F |  | 2017-06-15 | 32055 | 1209 CLINIC | 1899-12-31 | USD | 0 | Active | UNIVERSITY NEW MEXICO HOSPITAL
0000027762 | 1144315 | STORZ INSTRUMENT CO | 202121-20 | 202121-20 | VIDEO IMAGE PROCESSORS |  |  | P005376 |  | 2017-06-15 | 89025 | CLINICAL EDUCATION | 1899-12-31 | USD | 0 | Active | UNIVERSITY NEW MEXICO HOSPITAL
0000027293 | 1214628 | SHERWOOD MEDICAL | F-1500 | F-1500 | THERMOMETERS/ ELECTRONIC |  |  | L9418691 | 2004-06-01 | 2017-06-15 | 15000 | OPERATING ROOM | 1899-12-31 | USD | 0 | Active | UNIVERSITY NEW MEXICO HOSPITAL
0000049880 | 226542 | S&S | MV 112B | MV 112B | VIEW BOXES/ X-RAY/ MOTORIZED |  |  | C093163 | 2004-04-21 | 2017-06-15 | 75000 | RADIOLOGY - GENERAL | 1899-12-31 | USD | 0 | Active | UNIVERSITY NEW MEXICO HOSPITAL
0000016358 | 1085413 | SHERWOOD MEDICAL | F-1500 | F-1500 | THERMOMETERS/ ELECTRONIC |  |  | L9212811FA |  | 2017-06-15 | 15040 | PACU (RECOVERY ROOM 1) | 1899-12-31 | USD | 0 | Active | UNIVERSITY NEW MEXICO HOSPITAL
0000024810 | 106750 | S&S | MV 200 A | MV 200 A | VIEW BOXES/ X-RAY/ MOTORIZED |  |  | 3788 | 2004-11-05 | 2017-06-15 | 75000 | RADIOLOGY - GENERAL | 1899-12-31 | USD | 0 | Active | UNIVERSITY NEW MEXICO HOSPITAL
0000019981 | 1214071 | SHERWOOD MEDICAL | F-1500 | F-1500 | THERMOMETERS/ ELECTRONIC |  |  | L9122193CA |  | 2017-06-15 | 12455 | NEWBORN ICU | 1899-12-31 | USD | 0 | Active | UNIVERSITY NEW MEXICO HOSPITAL
0000013638 | 1085283 | PHYSIO-CONTROL INC | LIFEPAK 5M | LIFEPAK 5M | BATTERY CHARGERS |  |  | 8315 |  | 2017-06-15 | 89025 | CLINICAL EDUCATION | 1899-12-31 | USD | 0 | Active | UNIVERSITY NEW MEXICO HOSPITAL
0000020434 | 1214096 | SHERWOOD MEDICAL | F-1500 | F-1500 | THERMOMETERS/ ELECTRONIC |  |  | L9412682 |  | 2017-06-15 | 21015 | ED-NORTH | 1899-12-31 | USD | 0 | Active | UNIVERSITY NEW MEXICO HOSPITAL
0000029779 | 1142393 | MEIJI | 99 | 99 | MICROSCOPES |  |  | 29092 | 2017-01-25 | 2018-01-15 | 34150 | PEDIATRICS CLINIC | 1899-12-31 | USD | 0 | Active | UNIVERSITY NEW MEXICO HOSPITAL
0000019179 | 1214047 | SHERWOOD MEDICAL | F-1500 | F-1500 | THERMOMETERS/ ELECTRONIC |  |  | L9314155FA |  | 2017-06-15 | 12360 | NEUROSCIENCE | 1899-12-31 | USD | 0 | Active | UNIVERSITY NEW MEXICO HOSPITAL
| 385389 | BCGROUP | MAXISIM 2000 | MAXISIM 2000 | SIMULATORS/ MULTIPARAMETER |  |  | 2018 | 2016-03-15 | 2017-03-15 | 95700 | CLINICAL ENGINEERING | 1899-12-31 | USD | 0 | Active | UNIVERSITY NEW MEXICO HOSPITAL
0000018276 | 1214017 | SHERWOOD MEDICAL | F-1500 | F-1500 | THERMOMETERS/ ELECTRONIC |  |  | L9221972 |  | 2017-06-15 | 12350 | CRC/CTC (5-E) | 1899-12-31 | USD | 0 | Active | UNIVERSITY NEW MEXICO HOSPITAL
| 385388 | BCGROUP | MAXISIM 2000 | MAXISIM 2000 | SIMULATORS/ MULTIPARAMETER |  |  | 02043 | 2017-03-22 | 2018-03-15 | 95700 | CLINICAL ENGINEERING | 1899-12-31 | USD | 0 | Active | UNIVERSITY NEW MEXICO HOSPITAL
0000021316 | 1214193 | SHERWOOD MEDICAL | F-1500 | F-1500 | THERMOMETERS/ ELECTRONIC |  |  | L9418050FA |  | 2017-06-15 | 34350 | MEDICINE CLINIC | 1899-12-31 | USD | 0 | Active | UNIVERSITY NEW MEXICO HOSPITAL
0000038020 | 1004887 | ZOLL MEDICAL CORP | IB98 | IB98 | BATTERY CHARGERS |  |  | H00H08267 |  | 2017-06-15 | 71040 | CARDIAC CATH LAB | 1899-12-31 | USD | 0 | Active | UNIVERSITY NEW MEXICO HOSPITAL
0000021908 | 1214273 | SHERWOOD MEDICAL | F-1500 | F-1500 | THERMOMETERS/ ELECTRONIC |  |  | L9514973FA |  | 2017-06-15 | 32040 | NE HEIGHTS CLINIC | 1899-12-31 | USD | 0 | Active | UNIVERSITY NEW MEXICO HOSPITAL
0000010817 | 1085192 | ALLIED HEALTHCARE PRODUCTS INC | 5711 130 | 5711 130 | ASPIRATORS |  |  | 0288-1120 | 2016-09-30 | 2017-09-15 | 34540 | SPORTS MEDICINE | 1899-12-31 | USD | 0 | Active | UNIVERSITY NEW MEXICO HOSPITAL
0000021777 | 1142703 | SHERWOOD MEDICAL | F-1500 | F-1500 | THERMOMETERS/ ELECTRONIC |  |  | L9512432FA |  | 2017-06-15 | 34350 | MEDICINE CLINIC | 1899-12-31 | USD | 0 | Active | UNIVERSITY NEW MEXICO HOSPITAL
0000043501 | 1216381 | MEDLINE | 12-140MHS | 12-140MHS | WARMING UNITS/ GEL |  |  | S-00464 | 2004-07-01 | 2017-06-15 | 12110 | NEUROSCIENCE ICU | 1899-12-31 | USD | 0 | Active | UNIVERSITY NEW MEXICO HOSPITAL
0000021873 | 1214266 | SHERWOOD MEDICAL | F-1500 | F-1500 | THERMOMETERS/ ELECTRONIC |  |  | L9514970FA |  | 2017-06-15 | 32040 | NE HEIGHTS CLINIC | 1899-12-31 | USD | 0 | Active | UNIVERSITY NEW MEXICO HOSPITAL
0000023902 | 1141710 | TYCO HEALTHCARE GROUP | FORCE 2 | FORCE 2 | ELECTROSURGICAL UNITS/ MONOPOLAR/ BIPOLAR |  |  | F5J28538T | 2017-05-04 | 2017-11-15 | 12000 | LABOR AND DELIVERY | 1899-12-31 | USD | 0 | Active | UNIVERSITY NEW MEXICO HOSPITAL
0000021318 | 1214194 | SHERWOOD MEDICAL | F-1500 | F-1500 | THERMOMETERS/ ELECTRONIC |  |  | L9418055FA ? |  | 2017-06-15 | 34350 | MEDICINE CLINIC | 1899-12-31 | USD | 0 | Active | UNIVERSITY NEW MEXICO HOSPITAL
0000022910 | 1140201 | TYCO HEALTHCARE GROUP | FORCE 2 | FORCE 2 | ELECTROSURGICAL UNITS/ MONOPOLAR/ BIPOLAR |  |  | F4F24764T | 2017-07-20 | 2018-01-15 | 34655 | DERMATOLOGY CLINIC 1021 MED | 1899-12-31 | USD | 0 | Active | UNIVERSITY NEW MEXICO HOSPITAL
0000010298 | 1142798 | SHERWOOD MEDICAL | F-1500 | F-1500 | THERMOMETERS/ ELECTRONIC |  |  | L9022614FA |  | 2017-06-15 | 34230 | SURGICAL SPECIALTIES | 1899-12-31 | USD | 0 | Active | UNIVERSITY NEW MEXICO HOSPITAL
0000033876 | 1141825 | TYCO HEALTHCARE GROUP | FORCE 2 | FORCE 2 | ELECTROSURGICAL UNITS/ MONOPOLAR/ BIPOLAR |  |  | F9B36506T | 2017-05-05 | 2017-10-15 | 70050 | ECMO | 1899-12-31 | USD | 0 | Active | UNIVERSITY NEW MEXICO HOSPITAL
0000010294 | 1085114 | SHERWOOD MEDICAL | F-1500 | F-1500 | THERMOMETERS/ ELECTRONIC |  |  | L9026570FA |  | 2017-06-15 | 12000 | LABOR AND DELIVERY | 1899-12-31 | USD | 0 | Active | UNIVERSITY NEW MEXICO HOSPITAL
0000046889 | 1216804 | HEMAMETRICS INC | CRIT-LINE III TQA | CRIT-LINE III TQA | ANALYZERS/ POINT-OF-CARE/ WHOLE BLOOD |  |  | 195A-400394 | 2005-09-16 | 2017-06-15 | 72040 | I/P HEMODIALYSIS | 1899-12-31 | USD | 0 | Active | UNIVERSITY NEW MEXICO HOSPITAL
0000010825 | 1085195 | SHERWOOD MEDICAL | F-1500 | F-1500 | THERMOMETERS/ ELECTRONIC |  |  | L8814680/C |  | 2017-06-15 | 12320 | GENERAL MEDICINE (5-W) | 1899-12-31 | USD | 0 | Active | UNIVERSITY NEW MEXICO HOSPITAL
0000035074 | 1215335 | WR MEDICAL ELECTRONICS CO | TB5 | TB5 | BATHS/ PARAFFIN/ PHYSICAL THERAPY |  | FOUND | 871439 | 2017-01-01 | 2018-01-15 | 30030 | CTH OUTPATIENT CLINIC | 1899-12-31 | USD | 0 | Active | UNIVERSITY NEW MEXICO HOSPITAL
0000012089 | 1085232 | SHERWOOD MEDICAL | F-1500 | F-1500 | THERMOMETERS/ ELECTRONIC |  |  | L9113657FA |  | 2017-06-15 | 34230 | SURGICAL SPECIALTIES | 1899-12-31 | USD | 0 | Active | UNIVERSITY NEW MEXICO HOSPITAL
0000050989 | 1142789 | SONESTA INC | 6303 | 6303 | CHAIRS/ EXAMINATION/ TREATMENT |  |  | 12-30025 | 2008-12-04 | 2017-06-15 | 34250 | UROLOGY | 1899-12-31 | USD | 0 | Active | UNIVERSITY NEW MEXICO HOSPITAL
0000013087 | 1085256 | SHERWOOD MEDICAL | F-1500 | F-1500 | THERMOMETERS/ ELECTRONIC |  |  | L8712924CA |  | 2017-06-15 | 12000 | LABOR AND DELIVERY | 1899-12-31 | USD | 0 | Active | UNIVERSITY NEW MEXICO HOSPITAL
0000041607 | 1216150 | TYCOS INSTRUMENTS INC DIV WELCH-ALLYN INC | 2-5091-39 | 2-5091-39 | SPHYGMOMANOMETERS |  |  | 0107141163 |  | 2017-06-15 | 21015 | ED-NORTH | 1899-12-31 | USD | 0 | Active | UNIVERSITY NEW MEXICO HOSPITAL
0000033449 | 1215216 | R H BURTON CO | KFM | KFM | LIGHTS/ EXAMINATION |  |  | NONE |  | 2017-06-15 | 30030 | CTH OUTPATIENT CLINIC | 1899-12-31 | USD | 0 | Active | UNIVERSITY NEW MEXICO HOSPITAL
0000041588 | 1216148 | TYCOS INSTRUMENTS INC DIV WELCH-ALLYN INC | 2-5091-39 | 2-5091-39 | SPHYGMOMANOMETERS |  |  | 0107141146 |  | 2017-06-15 | 21015 | ED-NORTH | 1899-12-31 | USD | 0 | Active | UNIVERSITY NEW MEXICO HOSPITAL
0000046770 | 1142152 | EPPENDOLF | 5804 | 5804 | CENTRIFUGES |  |  | 02120 | 2016-09-27 | 2017-09-15 | 12350 | CRC/CTC (5-E) | 1899-12-31 | USD | 0 | Active | UNIVERSITY NEW MEXICO HOSPITAL
0000041587 | 1216147 | TYCOS INSTRUMENTS INC DIV WELCH-ALLYN INC | 2-5091-39 | 2-5091-39 | SPHYGMOMANOMETERS |  |  | 0107130387 |  | 2017-06-15 | 21015 | ED-NORTH | 1899-12-31 | USD | 0 | Active | UNIVERSITY NEW MEXICO HOSPITAL
0000026589 | 1141080 | GENERAL PHYSIOTHERAPY INC | GK-3 | GK-3 | PERCUSSORS |  |  | 106515 | 2016-10-17 | 2017-09-15 | 71510 | PULMONARY SERVICES | 1899-12-31 | USD | 0 | Active | UNIVERSITY NEW MEXICO HOSPITAL
0000041586 | 1216146 | TYCOS INSTRUMENTS INC DIV WELCH-ALLYN INC | 2-5091-39 | 2-5091-39 | SPHYGMOMANOMETERS |  |  | 0107141121 |  | 2017-06-15 | 21015 | ED-NORTH | 1899-12-31 | USD | 0 | Active | UNIVERSITY NEW MEXICO HOSPITAL
0000026588 | 1004794 | GENERAL PHYSIOTHERAPY INC | GK-3 | GK-3 | PERCUSSORS |  |  | 106516 | 2016-09-02 | 2017-09-15 | 71510 | PULMONARY SERVICES | 1899-12-31 | USD | 0 | Active | UNIVERSITY NEW MEXICO HOSPITAL
0000041584 | 1216145 | TYCOS INSTRUMENTS INC DIV WELCH-ALLYN INC | 2-5091-39 | 2-5091-39 | SPHYGMOMANOMETERS |  |  | 0107141111 |  | 2017-06-15 | 21015 | ED-NORTH | 1899-12-31 | USD | 0 | Active | UNIVERSITY NEW MEXICO HOSPITAL
0000026587 | 1141033 | GENERAL PHYSIOTHERAPY INC | GK-3 | GK-3 | PERCUSSORS |  |  | 106517 | 2016-09-06 | 2017-09-15 | 71510 | PULMONARY SERVICES | 1899-12-31 | USD | 0 | Active | UNIVERSITY NEW MEXICO HOSPITAL
0000041581 | 1216144 | TYCOS INSTRUMENTS INC DIV WELCH-ALLYN INC | 2-5091-39 | 2-5091-39 | SPHYGMOMANOMETERS |  |  | 0107141153 |  | 2017-06-15 | 21015 | ED-NORTH | 1899-12-31 | USD | 0 | Active | UNIVERSITY NEW MEXICO HOSPITAL
0000026586 | 1141032 | GENERAL PHYSIOTHERAPY INC | GK-3 | GK-3 | PERCUSSORS |  |  | 106518 | 2016-09-15 | 2017-09-15 | 71510 | PULMONARY SERVICES | 1899-12-31 | USD | 0 | Active | UNIVERSITY NEW MEXICO HOSPITAL
0000036032 | 1142689 | FISHER & PAYKEL HEALTHCARE INC | IW 930 | IW 930 | WARMING UNITS/ PATIENT/ RADIANT/ INFANT |  |  | 0093JEU00346 | 2017-07-12 | 2018-01-15 | 21020 | PEDIATRIC EMERGENCY DEPARTMENT | 1899-12-31 | USD | 0 | Active | UNIVERSITY NEW MEXICO HOSPITAL
0000020303 | 1004800 | GENERAL PHYSIOTHERAPY INC | GK-3 | GK-3 | PERCUSSORS |  |  | 103929 | 2016-09-02 | 2017-09-15 | 71510 | PULMONARY SERVICES | 1899-12-31 | USD | 0 | Active | UNIVERSITY NEW MEXICO HOSPITAL
0000049891 | 1217027 | PHILIPS HEALTHCARE | ODYSSEY FX | ODYSSEY FX | WORKSTATIONS/ DIGITAL RADIOGRAPHY |  |  | N191408595 | 2004-08-02 | 2017-06-15 | 75045 | RADIOLOGY - NUCLEAR MED | 1899-12-31 | USD | 0 | Active | UNIVERSITY NEW MEXICO HOSPITAL
0000020302 | 1141077 | GENERAL PHYSIOTHERAPY INC | GK-3 | GK-3 | PERCUSSORS |  |  | 103928 | 2016-09-08 | 2017-09-15 | 71510 | PULMONARY SERVICES | 1899-12-31 | USD | 0 | Reactivated | UNIVERSITY NEW MEXICO HOSPITAL
24129 | 1096669 | SMR (GLOBAL SURGICAL CORPORATION) | 188000 | 188000 | CARTS/ INSTRUMENT | FOUND |  | 002473 | 2016-12-01 | 2017-12-15 | 34230 | SURGICAL SPECIALTIES | 1899-12-31 | USD | 0 | Active | UNIVERSITY NEW MEXICO HOSPITAL
0000033974 | 1215283 | JOHNSON & JOHNSON MEDICAL INC | SURESTEP PRO | SURESTEP PRO | ANALYZERS/ POINT-OF-CARE/ WHOLE BLOOD/ GLUCOSE |  |  | L8335AA00029 |  | 2017-06-15 | 21015 | ED-NORTH | 1899-12-31 | USD | 0 | Active | UNIVERSITY NEW MEXICO HOSPITAL
24130 | 1096668 | SMR (GLOBAL SURGICAL CORPORATION) | 188000 | 188000 | CARTS/ INSTRUMENT |  |  | 002474 | 2016-12-01 | 2017-12-15 | 34230 | SURGICAL SPECIALTIES | 1899-12-31 | USD | 0 | Active | UNIVERSITY NEW MEXICO HOSPITAL
0000033946 | 1215272 | JOHNSON & JOHNSON MEDICAL INC | SURESTEP PRO | SURESTEP PRO | ANALYZERS/ POINT-OF-CARE/ WHOLE BLOOD/ GLUCOSE |  |  | L1064AA00020 |  | 2017-06-15 | 12480 | CTH REHAB-ORTHO UNIT | 1899-12-31 | USD | 0 | Active | UNIVERSITY NEW MEXICO HOSPITAL
0000043777 | 1216403 | MEDTRONIC INC | OXIMAX | N-595 | OXIMETERS/ PULSE |  |  | GO2848609 | 2017-01-31 | 2019-01-15 | 75000 | RADIOLOGY - GENERAL | 1899-12-31 | USD | 0 | Reactivated | UNIVERSITY NEW MEXICO HOSPITAL
0000034353 | 1215299 | SIEMENS MEDICAL SYSTEMS INC | 902367G092E | 902367G092E | TABLES |  |  | 4455 |  | 2017-06-15 | 71040 | CARDIAC CATH LAB | 1899-12-31 | USD | 0 | Active | UNIVERSITY NEW MEXICO HOSPITAL
0000043472 | 1144530 | MEDTRONIC INC | OXIMAX | N-595 | OXIMETERS/ PULSE |  |  | G02814054 | 2017-01-01 | 2018-01-15 | 75050 | RADIOLOGY - ULTRASOUND | 1899-12-31 | USD | 0 | Reactivated | UNIVERSITY NEW MEXICO HOSPITAL
0000014832 | 1144110 | GRASS INSTRUMENT CO | EZM 3A | EZM 3A | TESTERS/ IMPEDANCE |  |  | 0F9147 | 2004-02-01 | 2017-06-15 | 34015 | SLEEP DISORDERS CENTER 1101-2 | 1899-12-31 | USD | 0 | Active | UNIVERSITY NEW MEXICO HOSPITAL
0000051374 | 1217210 | OLYMPUS AMERICA INC | BX45 | BX45 | MICROSCOPES |  | FOUND | 3A12446 | 2017-01-23 | 2018-01-15 | 32025 | FAMILY PRACTICE CLINIC | 1899-12-31 | USD | 0 | Reactivated | UNIVERSITY NEW MEXICO HOSPITAL
0000041988 | 1162894 | BLICKMAN HEALTH INDUSTRIES INC | 7921-SSD | 7921-SSD | WARMING UNITS/ BLANKET |  |  | 23025-2 | 2017-07-13 | 2018-07-15 | 21020 | PEDIATRIC EMERGENCY DEPARTMENT | 1899-12-31 | USD | 0 | Active | UNIVERSITY NEW MEXICO HOSPITAL
0000015287 | 1085340 | YELLOW SPRINGS INSTRUMENT CO INC | 74 | 74 | CONTROLLERS/ TEMPERATURE |  |  | 1358 | 2005-07-29 | 2017-06-15 | 21015 | ED-NORTH | 1899-12-31 | USD | 0 | Active | UNIVERSITY NEW MEXICO HOSPITAL
0000049746 | 1216984 | MIDMARK CORP | RITTER 304 | RITTER 304 | TABLES/ EXAMINATION/TREATMENT |  |  | NONE |  | 2017-06-15 | 30030 | CTH OUTPATIENT CLINIC | 1899-12-31 | USD | 0 | Active | UNIVERSITY NEW MEXICO HOSPITAL
0000027963 | 1142767 | REICHERT-JUNG SCIENTIFIC INSTRUMENTS | 14363 | 14363 | EXAMINATION/ TREATMENT STANDS/ OPHTHALMIC |  |  | 10128-3 | 2016-12-01 | 2017-12-15 | 34610 | OPHTHALMOLOGY ON SITE CLINIC | 1899-12-31 | USD | 0 | Active | UNIVERSITY NEW MEXICO HOSPITAL
0000017099 | 1004370 | GRIESHABER & CO INC | 625.55 | 625.55 | MEMBRANE PEELERS |  |  | 2014 |  | 2017-06-15 | 15000 | OPERATING ROOM | 1899-12-31 | USD | 0 | Active | UNIVERSITY NEW MEXICO HOSPITAL
0000027958 | 1142537 | REICHERT-JUNG SCIENTIFIC INSTRUMENTS | 14363 | 14363 | EXAMINATION/ TREATMENT STANDS/ OPHTHALMIC |  |  | 244 | 2016-12-01 | 2017-12-15 | 34610 | OPHTHALMOLOGY ON SITE CLINIC | 1899-12-31 | USD | 0 | Active | UNIVERSITY NEW MEXICO HOSPITAL
0000040146 | 1215611 | NEITZ | 10-XTV | 10-XTV | OPHTHALMOSCOPE/OTOSCOPES |  |  | k03006 |  | 2017-06-15 | 34610 | OPHTHALMOLOGY ON SITE CLINIC | 1899-12-31 | USD | 0 | Active | UNIVERSITY NEW MEXICO HOSPITAL
0000027955 | 1142525 | REICHERT-JUNG SCIENTIFIC INSTRUMENTS | 14363 | 14363 | EXAMINATION/ TREATMENT STANDS/ OPHTHALMIC |  |  | 239 | 2016-12-01 | 2017-12-15 | 34610 | OPHTHALMOLOGY ON SITE CLINIC | 1899-12-31 | USD | 0 | Active | UNIVERSITY NEW MEXICO HOSPITAL
0000028497 | 1214739 | NOT ASSIGNED | NO MODEL NAME |  | PRINTERS/ INKJET |  | FOUND | SXF43823 |  | 2017-06-15 | 34315 | CLINICAL NEUROSCIENCE CENTER | 1899-12-31 | USD | 0 | Active | UNIVERSITY NEW MEXICO HOSPITAL
0000018506 | 1214020 | R H BURTON CO | 15211 | 15211 | LIGHTS/ EXAMINATION |  |  | 10101 | 2005-09-26 | 2017-06-15 | 12240 | GENERAL SURGERY (6-S) | 1899-12-31 | USD | 0 | Active | UNIVERSITY NEW MEXICO HOSPITAL
0000038195 | 1215445 | SONY CORP OF AMERICA | 6200 | 6200 | MONITORS/ VIDEO |  |  | 9007837 |  | 2017-06-15 | 71030 | HEART STATION | 1899-12-31 | USD | 0 | Active | UNIVERSITY NEW MEXICO HOSPITAL
0000021499 | 1214221 | R H BURTON CO | 15211 | 15211 | LIGHTS/ EXAMINATION |  |  | 9781 |  | 2017-06-15 | 30075 | SENIOR HEALTH CENTER | 1899-12-31 | USD | 0 | Active | UNIVERSITY NEW MEXICO HOSPITAL
0000033441 | 1215213 | PPG BIOMEDICAL SYSTEMS | VM | VM | MONITORS |  |  | NONE | 2004-03-01 | 2017-06-15 | 76015 | REHABILITATION OUTPATIENT 1025 | 1899-12-31 | USD | 0 | Active | UNIVERSITY NEW MEXICO HOSPITAL
0000010610 | 1085153 | R H BURTON CO | 15211 | 15211 | LIGHTS/ EXAMINATION |  |  | 8546 |  | 2017-06-15 | 34350 | MEDICINE CLINIC | 1899-12-31 | USD | 0 | Active | UNIVERSITY NEW MEXICO HOSPITAL
0000046461 | 1077916 | PARKS MEDICAL ELECTRONICS INC | 811-B | 811-B | BLOOD-FLOW DETECTORS/ ULTRASONIC |  |  | 0 |  | 2017-06-15 | 15500 | OSIS OPERATING ROOM | 1899-12-31 | USD | 0 | Active | UNIVERSITY NEW MEXICO HOSPITAL
0000010609 | 1085152 | R H BURTON CO | 15211 | 15211 | LIGHTS/ EXAMINATION |  |  | 8539 |  | 2017-06-15 | 34350 | MEDICINE CLINIC | 1899-12-31 | USD | 0 | Active | UNIVERSITY NEW MEXICO HOSPITAL
0000046276 | 1084335 | PARKS MEDICAL ELECTRONICS INC | 811-B | 811-B | BLOOD-FLOW DETECTORS/ ULTRASONIC |  |  | N/A | 2004-05-01 | 2017-06-15 | 15500 | OSIS OPERATING ROOM | 1899-12-31 | USD | 0 | Active | UNIVERSITY NEW MEXICO HOSPITAL
0000010608 | 1085151 | R H BURTON CO | 15211 | 15211 | LIGHTS/ EXAMINATION |  |  | 8542 |  | 2017-06-15 | 34350 | MEDICINE CLINIC | 1899-12-31 | USD | 0 | Active | UNIVERSITY NEW MEXICO HOSPITAL
0000027319 | 1439646 | PARKS MEDICAL ELECTRONICS INC | 811-B | 811-B | BLOOD-FLOW DETECTORS/ ULTRASONIC |  |  | N/A | 2004-07-01 | 2017-06-15 | 21015 | ED-NORTH | 1899-12-31 | USD | 0 | Active | UNIVERSITY NEW MEXICO HOSPITAL
0000010607 | 1085150 | R H BURTON CO | 15211 | 15211 | LIGHTS/ EXAMINATION |  |  | 8544 |  | 2017-06-15 | 34350 | MEDICINE CLINIC | 1899-12-31 | USD | 0 | Active | UNIVERSITY NEW MEXICO HOSPITAL
0000016407 | 1085415 | PARKS MEDICAL ELECTRONICS INC | 811-B | 811-B | BLOOD-FLOW DETECTORS/ ULTRASONIC |  |  | NONE |  | 2017-06-15 | 71040 | CARDIAC CATH LAB | 1899-12-31 | USD | 0 | Active | UNIVERSITY NEW MEXICO HOSPITAL
0000049881 | 1217026 | SIEMENS MEDICAL SYSTEMS INC | LEONARDO | LEONARDO | COMPUTERS |  |  | 01046 | 2011-09-13 | 2011-09-15 | NONE | MAIN READING ROOM | 1899-12-31 | USD | 0 | Active | UNIVERSITY NEW MEXICO HOSPITAL
0000020581 | 1214121 | PARKS MEDICAL ELECTRONICS INC | 811-B | 811-B | BLOOD-FLOW DETECTORS/ ULTRASONIC |  |  | NONE |  | 2017-06-15 | 12210 | CORONARY CARE SUBACUTE | 1899-12-31 | USD | 0 | Active | UNIVERSITY NEW MEXICO HOSPITAL
0000049879 | 1217025 | SIEMENS MEDICAL SYSTEMS INC | LEONARDO | LEONARDO | COMPUTERS |  |  | 01050 | 2004-10-14 | 2017-06-15 | NONE | ZZCT READING ROOM | 1899-12-31 | USD | 0 | Active | UNIVERSITY NEW MEXICO HOSPITAL
0000021334 | 1214198 | PARKS MEDICAL ELECTRONICS INC | 811-B | 811-B | BLOOD-FLOW DETECTORS/ ULTRASONIC |  |  | NONE | 2003-08-01 | 2017-06-15 | 12220 | MED/SURG SUBACUTE (4-E) | 1899-12-31 | USD | 0 | Active | UNIVERSITY NEW MEXICO HOSPITAL
0000049831 | 1217011 | SIEMENS MEDICAL SYSTEMS INC | LEONARDO | LEONARDO | COMPUTERS |  |  | YBDQ014481 | 2004-10-14 | 2017-06-15 | NONE | OSIS READING ROOM | 1899-12-31 | USD | 0 | Active | UNIVERSITY NEW MEXICO HOSPITAL
0000010591 | 1439657 | PARKS MEDICAL ELECTRONICS INC | 811-B | 811-B | BLOOD-FLOW DETECTORS/ ULTRASONIC |  |  | NONE | 2004-04-01 | 2017-06-15 | 12460 | PEDIATRIC ICU | 1899-12-31 | USD | 0 | Active | UNIVERSITY NEW MEXICO HOSPITAL
0000029133 | 1144478 | CLAY-ADAMS | COMPACT II | COMPACT II | CENTRIFUGES/ TABLETOP |  |  | 3500-276044 | 2017-01-13 | 2017-07-15 | 21015 | ED-NORTH | 1899-12-31 | USD | 0 | Reactivated | UNIVERSITY NEW MEXICO HOSPITAL
0000050922 | 1142953 | CDW | SUA750RM2U | SUA750RM2U | POWER SYSTEMS/ UNINTERRUPTIBLE |  |  | AS0304111049 | 2017-03-30 | 2018-03-15 | 12350 | CRC/CTC (5-E) | 1899-12-31 | USD | 0 | Active | UNIVERSITY NEW MEXICO HOSPITAL
0000033598 | 1144479 | CLAY-ADAMS | COMPACT II | COMPACT II | CENTRIFUGES/ TABLETOP |  |  | 261676 | 2017-01-13 | 2017-07-15 | 21015 | ED-NORTH | 1899-12-31 | USD | 0 | Reactivated | UNIVERSITY NEW MEXICO HOSPITAL
0000038674 | 1215548 | TRIP LITE POWER PROTECTION | SU1000RT | SU1000RT | POWER SYSTEMS/ UNINTERRUPTIBLE |  |  | 4199490022502 | 2017-03-30 | 2018-03-15 | 78010 | NEURODIAGNOSTICS LAB | 1899-12-31 | USD | 0 | Active | UNIVERSITY NEW MEXICO HOSPITAL
0000050867 | 1077820 | KARL STORZ ENDOSCOPY-AMERICA INC | 300 | 300 | LIGHT SOURCES |  |  | KG0603259 | 2017-05-01 | 2018-05-15 | 15500 | OSIS OPERATING ROOM | 1899-12-31 | USD | 0 | Active | UNIVERSITY NEW MEXICO HOSPITAL
0000021063 | 1214161 | WESTINGHOUSE | SMALL | SMALL | REFRIGERATORS |  |  | N/A |  | 2017-06-15 | 12360 | NEUROSCIENCE | 1899-12-31 | USD | 0 | Active | UNIVERSITY NEW MEXICO HOSPITAL
0000038054 | 1215414 | BURTON MED | 09615 | 09615 | LIGHTS/ EXAMINATION |  | NIS | 015211 |  | 2017-06-15 | 7210 | CLINICAL TRIALS (07) | 1899-12-31 | USD | 0 | Active | UNIVERSITY NEW MEXICO HOSPITAL
0000023155 | 1085535 | MIDMARK CORP | 11101 | 11101 | TABLES/ EXAMINATION/TREATMENT |  |  | BX002582 | 2004-03-01 | 2017-06-15 | 34655 | DERMATOLOGY CLINIC 1021 MED | 1899-12-31 | USD | 0 | Active | UNIVERSITY NEW MEXICO HOSPITAL
0000033180 | 1215163 | DEVILBISS HEALTH CARE INC | 65 | 65 | NEBULIZERS/ ULTRASONIC |  |  | NONE |  | 2017-06-15 | 32025 | FAMILY PRACTICE CLINIC | 1899-12-31 | USD | 0 | Active | UNIVERSITY NEW MEXICO HOSPITAL
0000049793 | 1216992 | TIMETER INSTRUMENT CORP | NO MODEL NAME | NO MODEL NUMBER | REGULATORS/ SUCTION |  |  | N/A |  | 2017-06-15 | 15000 | OPERATING ROOM | 1899-12-31 | USD | 0 | Active | UNIVERSITY NEW MEXICO HOSPITAL
0000041568 | 1216140 | APC | PS250 | PS250 | POWER SYSTEMS/ UNINTERRUPTIBLE |  | FOUND | NSO124241024 | 2017-04-28 | 2018-04-15 | 12210 | CORONARY CARE SUBACUTE | 1899-12-31 | USD | 0 | Active | UNIVERSITY NEW MEXICO HOSPITAL
0000010797 | 1085183 | OXEQUIP HEALTH INDUSTRIES | NO MODEL NAME | NO MODEL NUMBER | REGULATORS/ SUCTION |  |  | NONE |  | 2017-06-15 | 34150 | PEDIATRICS CLINIC | 1899-12-31 | USD | 0 | Active | UNIVERSITY NEW MEXICO HOSPITAL
0000038133 | 1215434 | NICOLET INSTRUMENT CORP | BMSIEZ-CAL | BMSIEZ-CAL | TESTERS/ IMPEDANCE |  |  | DX990409 | 2005-09-30 | 2017-06-15 | 78010 | NEURODIAGNOSTICS LAB | 1899-12-31 | USD | 0 | Active | UNIVERSITY NEW MEXICO HOSPITAL
0000023682 | 1214372 | PRECISION MEDICAL INC | NO MODEL NAME | NO MODEL NUMBER | REGULATORS/ SUCTION |  |  | NONE | 2011-09-12 | 2011-09-15 | 15000 | OPERATING ROOM | 1899-12-31 | USD | 0 | Active | UNIVERSITY NEW MEXICO HOSPITAL
0000016260 | 92029 | MARQUETTE | MIDAS 5100 | MIDAS 5100 | MONITORING SYSTEMS/ PHYSIOLOGIC |  |  | 6801800055F9 | 2004-07-09 | 2017-06-15 | 71040 | CARDIAC CATH LAB | 1899-12-31 | USD | 0 | Active | UNIVERSITY NEW MEXICO HOSPITAL
0000013382 | 1141073 | METTLER INSTRUMENT CORP | ME 4.6 | ME 4.6 | ULTRASOUND CLEANING SYSTEMS |  |  | 100M7156 | 2005-09-28 | 2017-06-15 | 71520 | PULMONARY DIAGNOSTICS | 1899-12-31 | USD | 0 | Active | UNIVERSITY NEW MEXICO HOSPITAL
0000041407 | 1141044 | GAST MANUFACTURING | 1631-107B | 1631-107B | COMPRESSORS |  |  | 562 | 2016-09-07 | 2017-09-15 | 78010 | NEURODIAGNOSTICS LAB | 1899-12-31 | USD | 0 | Active | UNIVERSITY NEW MEXICO HOSPITAL
0000033414 | 1004350 | PARKS MEDICAL ELECTRONICS INC | 909 | 909 | BLOOD-FLOW DETECTORS/ ULTRASONIC |  |  | 014352 |  | 2017-06-15 | 15000 | OPERATING ROOM | 1899-12-31 | USD | 0 | Active | UNIVERSITY NEW MEXICO HOSPITAL
0000010907 | 1085209 | CHEMETRON MEDICAL DIV ALLIED HEALTHCARE PRODUCTS INC | REGU-GAGE | REGU-GAGE | REGULATORS/ SUCTION |  |  | #32 |  | 2017-06-15 | 34230 | SURGICAL SPECIALTIES | 1899-12-31 | USD | 0 | Active | UNIVERSITY NEW MEXICO HOSPITAL
0000016410 | 1004353 | PARKS MEDICAL ELECTRONICS INC | 909 | 909 | BLOOD-FLOW DETECTORS/ ULTRASONIC |  |  | 11690 |  | 2017-06-15 | 15000 | OPERATING ROOM | 1899-12-31 | USD | 0 | Active | UNIVERSITY NEW MEXICO HOSPITAL
0000010989 | 1085220 | CHEMETRON MEDICAL DIV ALLIED HEALTHCARE PRODUCTS INC | REGU-GAGE | REGU-GAGE | REGULATORS/ SUCTION |  |  | 3076 |  | 2017-06-15 | 12360 | NEUROSCIENCE | 1899-12-31 | USD | 0 | Active | UNIVERSITY NEW MEXICO HOSPITAL
0000015220 | 1439967 | PARKS MEDICAL ELECTRONICS INC | 909 | 909 | BLOOD-FLOW DETECTORS/ ULTRASONIC |  |  | 32396 | 2004-06-01 | 2017-06-15 | 95700 | CLINICAL ENGINEERING | 1899-12-31 | USD | 0 | Active | UNIVERSITY NEW MEXICO HOSPITAL
0000014187 | 1085290 | CHEMETRON MEDICAL DIV ALLIED HEALTHCARE PRODUCTS INC | REGU-GAGE | REGU-GAGE | REGULATORS/ SUCTION |  |  | 25077 |  | 2017-06-15 | 15040 | PACU (RECOVERY ROOM 1) | 1899-12-31 | USD | 0 | Active | UNIVERSITY NEW MEXICO HOSPITAL
0000023156 | 1142419 | MIDMARK CORP | 111 | 111 | TABLES/ EXAMINATION/TREATMENT |  | FOUND | BX002581 |  | 2017-06-15 | 34655 | DERMATOLOGY CLINIC 1021 MED | 1899-12-31 | USD | 0 | Active | UNIVERSITY NEW MEXICO HOSPITAL
0000013663 | 1085285 | CHEMETRON MEDICAL DIV ALLIED HEALTHCARE PRODUCTS INC | REGU-GAGE | REGU-GAGE | REGULATORS/ SUCTION |  |  | #122 |  | 2017-06-15 | 15010 | STERILE PROCESSING | 1899-12-31 | USD | 0 | Active | UNIVERSITY NEW MEXICO HOSPITAL
0000023154 | 1085538 | MIDMARK CORP | 111 | 111 | TABLES/ EXAMINATION/TREATMENT |  |  | BX002580 | 2004-03-01 | 2017-06-15 | 34655 | DERMATOLOGY CLINIC 1021 MED | 1899-12-31 | USD | 0 | Active | UNIVERSITY NEW MEXICO HOSPITAL
0000012411 | 1140348 | CHEMETRON MEDICAL DIV ALLIED HEALTHCARE PRODUCTS INC | REGU-GAGE | REGU-GAGE | REGULATORS/ SUCTION |  |  | NONE |  | 2017-06-15 | 12520 | MOTHER & BABY UNIT (3-E) BBRP | 1899-12-31 | USD | 0 | Active | UNIVERSITY NEW MEXICO HOSPITAL
0000020313 | 1085603 | MIDMARK CORP | 111 | 111 | TABLES/ EXAMINATION/TREATMENT |  |  | BX2342 | 2004-03-01 | 2017-06-15 | 34655 | DERMATOLOGY CLINIC 1021 MED | 1899-12-31 | USD | 0 | Active | UNIVERSITY NEW MEXICO HOSPITAL
0000013156 | 1141842 | CHEMETRON MEDICAL DIV ALLIED HEALTHCARE PRODUCTS INC | REGU-GAGE | REGU-GAGE | REGULATORS/ SUCTION |  |  | CDU #135 |  | 2017-06-15 | 12000 | LABOR AND DELIVERY | 1899-12-31 | USD | 0 | Active | UNIVERSITY NEW MEXICO HOSPITAL
0000027806 | 1214715 | HENLEY INTERNATIONAL INC DIV MAXXIM MEDICAL INC | 400006 | 400006 | TABLES/ EXAMINATION/TREATMENT |  |  | 31987 |  | 2017-06-15 | 34315 | CLINICAL NEUROSCIENCE CENTER | 1899-12-31 | USD | 0 | Active | UNIVERSITY NEW MEXICO HOSPITAL
0000012140 | 1085233 | CHEMETRON MEDICAL DIV ALLIED HEALTHCARE PRODUCTS INC | REGU-GAGE | REGU-GAGE | REGULATORS/ SUCTION |  |  | #119 |  | 2017-06-15 | 12210 | CORONARY CARE SUBACUTE | 1899-12-31 | USD | 0 | Active | UNIVERSITY NEW MEXICO HOSPITAL
0000049608 | 1216922 | SCIENTIFIC PRODUCTS DIV AMERICAN HOSPITAL SUPPLY | S8220 | S8220 | STIRRERS |  |  | NONE |  | 2017-06-15 | 34120 | REPRO/ENDO CLINIC | 1899-12-31 | USD | 0 | Active | UNIVERSITY NEW MEXICO HOSPITAL
0000012045 | 1439931 | CHEMETRON MEDICAL DIV ALLIED HEALTHCARE PRODUCTS INC | REGU-GAGE | REGU-GAGE | REGULATORS/ SUCTION |  |  | NONE |  | 2017-06-15 | 12460 | PEDIATRIC ICU | 1899-12-31 | USD | 0 | Active | UNIVERSITY NEW MEXICO HOSPITAL
0000033874 | 1215255 | INTERNATIONAL TECHNIDYNE CORP | 801 | 801 | TIMERS/ COAGULATION |  |  | T14439-8 | 2004-04-01 | 2017-06-15 | 70050 | ECMO | 1899-12-31 | USD | 0 | Active | UNIVERSITY NEW MEXICO HOSPITAL
0000013463 | 1085270 | CHEMETRON MEDICAL DIV ALLIED HEALTHCARE PRODUCTS INC | REGU-GAGE | REGU-GAGE | REGULATORS/ SUCTION |  |  | NONE |  | 2017-06-15 | 12210 | CORONARY CARE SUBACUTE | 1899-12-31 | USD | 0 | Active | UNIVERSITY NEW MEXICO HOSPITAL
0000046249 | 1421502 | SCALE-TRONIX INC | 4302 | 4302 | SCALES/ DIAPER |  |  | 4302197 | 2017-01-01 | 2017-12-15 | 15500 | OSIS OPERATING ROOM | 1899-12-31 | USD | 0 | Reactivated | UNIVERSITY NEW MEXICO HOSPITAL
0000049610 | 496100000049610 Control # 90402 Megasite | LABNET INTERNATIONAL INC | C-1200 | C-1200 | CENTRIFUGES |  |  | 6884 | 2016-10-20 | 2017-10-15 | 34120 | REPRO/ENDO CLINIC | 1899-12-31 | USD | 0 | Reactivated | UNIVERSITY NEW MEXICO HOSPITAL
0000034248 | 1215292 | CHEMETRON MEDICAL DIV ALLIED HEALTHCARE PRODUCTS INC | 193-H | 193-H | REGULATORS/ SUCTION |  |  | 6205020993 |  | 2017-06-15 | 12110 | NEUROSCIENCE ICU | 1899-12-31 | USD | 0 | Active | UNIVERSITY NEW MEXICO HOSPITAL
0000010684 | 1085156 | AMERICAN OPTICAL CORP | 11444 | 11444 | BATTERY CHARGERS |  |  | 823 |  | 2017-06-15 | 34610 | OPHTHALMOLOGY ON SITE CLINIC | 1899-12-31 | USD | 0 | Active | UNIVERSITY NEW MEXICO HOSPITAL
| 385403 | FLUKE BIOMEDICAL CORP | DPM2 PLUS | DPM2 PLUS | PRESSURE METERS/ DIGITAL |  |  | 156081 | 2017-03-22 | 2018-03-15 | 95700 | CLINICAL ENGINEERING | 1899-12-31 | USD | 0 | Active | UNIVERSITY NEW MEXICO HOSPITAL
0000050913 | 1217147 | PENTAX MEDICAL CO | FB-10B | FB-10B | BRONCHOSCOPES |  |  | A110195 |  | 2017-06-15 | 71520 | PULMONARY DIAGNOSTICS | 1899-12-31 | USD | 0 | Active | UNIVERSITY NEW MEXICO HOSPITAL
| 385400 | FLUKE BIOMEDICAL CORP | DPM2 PLUS | DPM2 PLUS | PRESSURE METERS/ DIGITAL |  |  | 158740 | 2017-03-21 | 2018-03-15 | 95700 | CLINICAL ENGINEERING | 1899-12-31 | USD | 0 | Active | UNIVERSITY NEW MEXICO HOSPITAL
0000050937 | 1003610 | KARL STORZ ENDOSCOPY-AMERICA INC | 20133120 | 20133120 | LIGHT SOURCES |  |  | E70608567 | 2017-06-14 | 2018-06-15 | 15000 | OPERATING ROOM | 1899-12-31 | USD | 0 | Active | UNIVERSITY NEW MEXICO HOSPITAL
0000041907 | 1140351 | FISHER & PAYKEL HEALTHCARE INC | IW910JEU | IW910JEU | WARMING UNITS/ PATIENT/ RADIANT/ INFANT |  |  | 2001-91JEU00174 | 2017-04-25 | 2017-10-15 | 12520 | MOTHER & BABY UNIT (3-E) BBRP | 1899-12-31 | USD | 0 | Reactivated | UNIVERSITY NEW MEXICO HOSPITAL
0000046174 | 1077900 | KARL STORZ ENDOSCOPY-AMERICA INC | 20133120 | 20133120 | LIGHT SOURCES |  |  | BG6316-L | 2017-05-01 | 2018-05-15 | 15500 | OSIS OPERATING ROOM | 1899-12-31 | USD | 0 | Active | UNIVERSITY NEW MEXICO HOSPITAL
0000041906 | 1140345 | FISHER & PAYKEL HEALTHCARE INC | IW910JEU | IW910JEU | WARMING UNITS/ PATIENT/ RADIANT/ INFANT |  |  | 2001-91JEU00197 | 2017-05-05 | 2017-10-15 | 12520 | MOTHER & BABY UNIT (3-E) BBRP | 1899-12-31 | USD | 0 | Active | UNIVERSITY NEW MEXICO HOSPITAL
0000046472 | 1077974 | KARL STORZ ENDOSCOPY-AMERICA INC | 20133120 | 20133120 | LIGHT SOURCES |  |  | AF0605660 | 2016-10-31 | 2017-10-15 | 15005 | OPERATING ROOM - BBRP | 1899-12-31 | USD | 0 | Reactivated | UNIVERSITY NEW MEXICO HOSPITAL
0000046542 | 1142628 | FISHER & PAYKEL HEALTHCARE INC | IW910JEU | IW910JEU | WARMING UNITS/ PATIENT/ RADIANT/ INFANT |  |  | 03050700366 | 2017-05-04 | 2017-11-15 | 12000 | LABOR AND DELIVERY | 1899-12-31 | USD | 0 | Active | UNIVERSITY NEW MEXICO HOSPITAL
0000046466 | 1216701 | KARL STORZ ENDOSCOPY-AMERICA INC | 20133120 | 20133120 | LIGHT SOURCES |  |  | AF0605666 | 2017-05-01 | 2018-05-15 | 15500 | OSIS OPERATING ROOM | 1899-12-31 | USD | 0 | Active | UNIVERSITY NEW MEXICO HOSPITAL
0000020747 | 1141300 | BIRD PRODUCTS CORP | 10209 | 10209 | OXYGEN-AIR PROPORTIONERS |  |  | KEF11592 | 2016-09-23 | 2017-09-15 | 71510 | PULMONARY SERVICES | 1899-12-31 | USD | 0 | Active | UNIVERSITY NEW MEXICO HOSPITAL
0000046262 | 1003451 | KARL STORZ ENDOSCOPY-AMERICA INC | 20133120 | 20133120 | LIGHT SOURCES |  |  | IG0602551 | 2017-06-08 | 2018-06-15 | 15000 | OPERATING ROOM | 1899-12-31 | USD | 0 | Active | UNIVERSITY NEW MEXICO HOSPITAL
0000022795 | 1141305 | BIRD PRODUCTS CORP | 10209 | 10209 | OXYGEN-AIR PROPORTIONERS |  |  | KEF11601 | 2016-09-29 | 2017-09-15 | 71510 | PULMONARY SERVICES | 1899-12-31 | USD | 0 | Active | UNIVERSITY NEW MEXICO HOSPITAL
0000046819 | 1003642 | KARL STORZ ENDOSCOPY-AMERICA INC | 20133120 | 20133120 | LIGHT SOURCES |  |  | IG0602561 | 2017-06-07 | 2018-06-15 | 15055 | ANESTHESIA | 1899-12-31 | USD | 0 | Active | UNIVERSITY NEW MEXICO HOSPITAL
0000022793 | 1141302 | BIRD PRODUCTS CORP | 10209 | 10209 | OXYGEN-AIR PROPORTIONERS |  |  | KEF11587 | 2016-09-26 | 2017-09-15 | 71510 | PULMONARY SERVICES | 1899-12-31 | USD | 0 | Active | UNIVERSITY NEW MEXICO HOSPITAL
0000043505 | 1004303 | KARL STORZ ENDOSCOPY-AMERICA INC | 20133120 | 20133120 | LIGHT SOURCES |  |  | FH5487 | 2017-06-07 | 2018-06-15 | 15000 | OPERATING ROOM | 1899-12-31 | USD | 0 | Active | UNIVERSITY NEW MEXICO HOSPITAL
0000022791 | 1140616 | BIRD PRODUCTS CORP | 10209 | 10209 | OXYGEN-AIR PROPORTIONERS |  |  | KEF11595 | 2015-09-03 | 2016-09-15 | 71510 | PULMONARY SERVICES | 1899-12-31 | USD | 0 | Active | UNIVERSITY NEW MEXICO HOSPITAL
0000043495 | 1004130 | KARL STORZ ENDOSCOPY-AMERICA INC | 20133120 | 20133120 | LIGHT SOURCES |  |  | GH5585 | 2017-06-29 | 2018-06-15 | 15000 | OPERATING ROOM | 1899-12-31 | USD | 0 | Active | UNIVERSITY NEW MEXICO HOSPITAL
0000045430 | 1216530 | GE / MARQUETTE ELECTRONICS INC | APEX PRO | APEX PRO | RECEIVERS/ TELEMETRIC |  |  | C3TS1484G | 2016-08-17 | 2017-08-15 | 12220 | MED/SURG SUBACUTE (4-E) | 1899-12-31 | USD | 0 | Active | UNIVERSITY NEW MEXICO HOSPITAL
0000043845 | 1077899 | KARL STORZ ENDOSCOPY-AMERICA INC | 20133120 | 20133120 | LIGHT SOURCES |  |  | IH5738 | 2017-05-18 | 2018-05-15 | 15500 | OSIS OPERATING ROOM | 1899-12-31 | USD | 0 | Active | UNIVERSITY NEW MEXICO HOSPITAL
0000033991 | 1215286 | COMPAQ COMPUTER CORP | S700 | S700 | MONITORS |  |  | 915CD61SC842 |  | 2017-06-15 | 71020 | CARDIAC REHAB | 1899-12-31 | USD | 0 | Active | UNIVERSITY NEW MEXICO HOSPITAL
0000046407 | 1216693 | INTERNATIONAL TECHNIDYNE CORP | AVOXIMETER 1000E | AVOX1000E-110 | OXIMETERS/ IN VITRO |  |  | 2095 | 2006-01-30 | 2017-06-15 | 71040 | CARDIAC CATH LAB | 1899-12-31 | USD | 0 | Active | UNIVERSITY NEW MEXICO HOSPITAL
00000000TV | 1085002 | CURBELL ELECTRONICS INC | DPSPOI-Z9TV-B | DPSPOI-Z9TV-B | TELEVISION SETS/ HOSPITAL |  | TV | NONE | 2005-02-14 | 2017-06-15 | 95700 | CLINICAL ENGINEERING | 1899-12-31 | USD | 0 | Active | UNIVERSITY NEW MEXICO HOSPITAL
0000038468 | 1144089 | BELMONT EQUIPMENT | PRO 2 | 037S | CHAIRS/ EXAMINATION/ TREATMENT/ DENTISTRY |  |  | 060120 | 2010-12-03 | 2017-06-15 | 30030 | CTH OUTPATIENT CLINIC | 1899-12-31 | USD | 0 | Active | UNIVERSITY NEW MEXICO HOSPITAL
| 385401 | FLUKE BIOMEDICAL CORP | IMPULSE 4000 | IMPULSE 4000 | TESTERS/ DEFIBRILLATOR |  |  | 927 | 2017-03-22 | 2018-03-15 | 95700 | CLINICAL ENGINEERING | 1899-12-31 | USD | 0 | Active | UNIVERSITY NEW MEXICO HOSPITAL
0000050962 | 1217171 | MEDTRONIC INC | DUALSCREEN | 3628 | STIMULATORS/ ELECTRICAL/ NEUROMUSCULAR |  |  | NEU003986 |  | 2017-06-15 | 15515 | OSIS ANESTHESIA | 1899-12-31 | USD | 0 | Active | UNIVERSITY NEW MEXICO HOSPITAL
| 385387 | FLUKE BIOMEDICAL CORP | IMPULSE 4000 | IMPULSE 4000 | TESTERS/ DEFIBRILLATOR |  | FOUND | 1877 | 2017-03-22 | 2018-03-15 | 95700 | CLINICAL ENGINEERING | 1899-12-31 | USD | 0 | Active | UNIVERSITY NEW MEXICO HOSPITAL
0000034424 | 106761 | RADX TECHNOLOGIES INC | 200 D | 200 D | VIEW BOXES/ X-RAY/ MOTORIZED |  |  | PS 1818 | 2004-04-21 | 2017-06-15 | 75000 | RADIOLOGY - GENERAL | 1899-12-31 | USD | 0 | Active | UNIVERSITY NEW MEXICO HOSPITAL
0000041910 | 1440286 | WELCH ALLYN INC | 204EL | 204EL | MONITORING SYSTEMS/ PHYSIOLOGIC/ ACUTE CARE |  |  | DA020628 | 2017-02-01 | 2018-02-15 | 70800 | NEONATAL AMBULANCE | 1899-12-31 | USD | 0 | Reactivated | UNIVERSITY NEW MEXICO HOSPITAL
0000034423 | 106760 | RADX TECHNOLOGIES INC | 200 D | 200 D | VIEW BOXES/ X-RAY/ MOTORIZED |  |  | PS 181-6 | 2004-04-21 | 2017-06-15 | 75000 | RADIOLOGY - GENERAL | 1899-12-31 | USD | 0 | Active | UNIVERSITY NEW MEXICO HOSPITAL
0000021520 | 1214223 | PHILIPS BURTON | 31501 | 31501 | LIGHTS/ ULTRAVIOLET |  |  | 09300 | 2016-10-06 | 2017-10-15 | 32005 | YCHC GENERAL | 1899-12-31 | USD | 0 | Active | UNIVERSITY NEW MEXICO HOSPITAL
0000041891 | 1216213 | APC | PS450 | PS450 | POWER SYSTEMS/ UNINTERRUPTIBLE |  | FOUND | NS01541981 | 2017-04-28 | 2018-04-15 | 12210 | CORONARY CARE SUBACUTE | 1899-12-31 | USD | 0 | Active | UNIVERSITY NEW MEXICO HOSPITAL
0000021823 | 1214247 | DATASCOPE CORP | ACCUTOR 4 | ACCUTOR 4 | MONITORS/ BEDSIDE/ BLOOD PRESSURE |  |  | 6979-E1 | 2017-01-30 | 2018-01-15 | 32025 | FAMILY PRACTICE CLINIC | 1899-12-31 | USD | 0 | Active | UNIVERSITY NEW MEXICO HOSPITAL
0000045316 | 1216494 | APC | PS450 | PS450 | POWER SYSTEMS/ UNINTERRUPTIBLE |  |  | NS0150142022 | 2017-01-31 | 2018-01-15 | 95700 | CLINICAL ENGINEERING | 1899-12-31 | USD | 0 | Active | UNIVERSITY NEW MEXICO HOSPITAL
0000027780 | 1141320 | GRASS INSTRUMENT CO | 512C | 512C | STIMULATORS/ ELECTRICAL/ NEUROMUSCULAR |  |  | 11P83M | 2016-09-07 | 2017-09-15 | 78010 | NEURODIAGNOSTICS LAB | 1899-12-31 | USD | 0 | Active | UNIVERSITY NEW MEXICO HOSPITAL
0000038069 | 38069 | MED-TEC INC | MT-VL-1A | MT-VL-1A | ASPIRATORS |  |  | 677 | 2015-10-22 | 2016-10-15 |  | ZZ OLD CRTC DO NOT USE | 1899-12-31 | USD | 0 | Reactivated | UNIVERSITY NEW MEXICO HOSPITAL
0000050934 | 1004107 | CINCINNATI SUB-ZERO PRODUCTS INC | BLANKETROL II | 222S | WARMING UNITS/ PATIENT/ CIRCULATING-FLUID |  |  | 042-16684 | 2017-07-07 | 2017-10-15 | 15005 | OPERATING ROOM - BBRP | 1899-12-31 | USD | 0 | Active | UNIVERSITY NEW MEXICO HOSPITAL
0000015096 | 1085323 | BAUM | 33 | 33 | SPHYGMOMANOMETERS |  |  | R81427 |  | 2017-06-15 | 21015 | ED-NORTH | 1899-12-31 | USD | 0 | Active | UNIVERSITY NEW MEXICO HOSPITAL
0000049611 | 1216923 | OHAUS CORP | DIAL-O-GRAM | DIAL-O-GRAM | BALANCES/ MECHANICAL |  |  | 3458 |  | 2017-06-15 | 34120 | REPRO/ENDO CLINIC | 1899-12-31 | USD | 0 | Active | UNIVERSITY NEW MEXICO HOSPITAL
0000050899 | 50899 | MIDMARK CORP | RITTER 404 | 404-005 | TABLES/ EXAMINATION/TREATMENT |  |  | AX080747 |  | 2013-01-15 | 34110 | WOMEN'S HEALTH CENTER | 1899-12-31 | USD | 0 | Reactivated | UNIVERSITY NEW MEXICO HOSPITAL
0000038284 | 1215460 | BMS | 825301 | 825301 | SPHYGMOMANOMETERS |  |  | 575655 |  | 2017-06-15 | 12480 | CTH REHAB-ORTHO UNIT | 1899-12-31 | USD | 0 | Active | UNIVERSITY NEW MEXICO HOSPITAL
0000049902 | 1217034 | MIDMARK CORP | RITTER 404 | 404-005 | TABLES/ EXAMINATION/TREATMENT |  |  | AX041527 |  | 2017-06-15 | 34540 | SPORTS MEDICINE | 1899-12-31 | USD | 0 | Active | UNIVERSITY NEW MEXICO HOSPITAL
0000013112 | 1141843 | BLICKMAN HEALTH INDUSTRIES INC | 7922 SSD | 7922 SSD | WARMING UNITS/ BLANKET |  |  | 70466-28 | 2016-11-23 | 2017-11-15 | 12000 | LABOR AND DELIVERY | 1899-12-31 | USD | 0 | Active | UNIVERSITY NEW MEXICO HOSPITAL
0000049901 | 1217033 | MIDMARK CORP | RITTER 404 | 404-005 | TABLES/ EXAMINATION/TREATMENT |  |  | AX041525 |  | 2017-06-15 | 34540 | SPORTS MEDICINE | 1899-12-31 | USD | 0 | Active | UNIVERSITY NEW MEXICO HOSPITAL
0000050861 | 1217126 | STRYKER ENDOSCOPY DIV STRYKER CORP | TPS | TPS | SHAVERS |  |  | 411700713 | 2016-05-01 | 2017-05-15 | 15500 | OSIS OPERATING ROOM | 1899-12-31 | USD | 0 | Active | UNIVERSITY NEW MEXICO HOSPITAL
0000050961 | 1217170 | MIDMARK CORP | RITTER 404 | 404-005 | TABLES/ EXAMINATION/TREATMENT |  |  | NONE |  | 2017-06-15 | 34520 | ORTHOPEDICS CLINIC | 1899-12-31 | USD | 0 | Active | UNIVERSITY NEW MEXICO HOSPITAL
0000046663 | 1216731 | STRYKER ENDOSCOPY DIV STRYKER CORP | TPS | TPS | SHAVERS |  |  | 0325801563 | 2017-05-01 | 2018-05-15 | 15500 | OSIS OPERATING ROOM | 1899-12-31 | USD | 0 | Reactivated | UNIVERSITY NEW MEXICO HOSPITAL
0000046677 | 1142729 | MIDMARK CORP | RITTER 404 | 404-005 | TABLES/ EXAMINATION/TREATMENT |  |  | AX079214 |  | 2017-06-15 | NONE | DIABETES RESEARCH CENTER (11) DELETE | 1899-12-31 | USD | 0 | Active | UNIVERSITY NEW MEXICO HOSPITAL
0000026682 | 1140551 | OLYMPIC MEDICAL CORP | 56930 | 56930 | WARMING UNITS/ BLANKET |  |  | 1147 | 2017-01-24 | 2018-01-15 | 75010 | RADIOLOGY - CT SCAN | 1899-12-31 | USD | 0 | Active | UNIVERSITY NEW MEXICO HOSPITAL
0000046676 | 1142737 | MIDMARK CORP | RITTER 404 | 404-005 | TABLES/ EXAMINATION/TREATMENT |  |  | AX079204 |  | 2017-06-15 | 34530 | ORTHOPAEDICS FACULTY CLINIC | 1899-12-31 | USD | 0 | Active | UNIVERSITY NEW MEXICO HOSPITAL
0000038474 | 1215506 | STAR X-RAY CO INC | DE100 | DE100 | VIEW BOXES |  |  | NONE |  | 2017-06-15 | 30030 | CTH OUTPATIENT CLINIC | 1899-12-31 | USD | 0 | Active | UNIVERSITY NEW MEXICO HOSPITAL
0000046675 | 1142739 | MIDMARK CORP | RITTER 404 | 404-005 | TABLES/ EXAMINATION/TREATMENT |  |  | AX079213 |  | 2017-06-15 | 34530 | ORTHOPAEDICS FACULTY CLINIC | 1899-12-31 | USD | 0 | Active | UNIVERSITY NEW MEXICO HOSPITAL
0000046595 | 1003542 | GE HEALTHCARE | SOLAR 8000 | SOLAR 8000 | MONITORING SYSTEMS/ PHYSIOLOGIC |  |  | F3G46201G | 2017-06-21 | 2018-06-15 | 15055 | ANESTHESIA | 1899-12-31 | USD | 0 | Active | UNIVERSITY NEW MEXICO HOSPITAL
0000046674 | 1142741 | MIDMARK CORP | RITTER 404 | 404-005 | TABLES/ EXAMINATION/TREATMENT |  |  | AX079205 |  | 2017-06-15 | 34530 | ORTHOPAEDICS FACULTY CLINIC | 1899-12-31 | USD | 0 | Active | UNIVERSITY NEW MEXICO HOSPITAL
0000046594 | 1003732 | GE HEALTHCARE | SOLAR 8000 | SOLAR 8000 | MONITORING SYSTEMS/ PHYSIOLOGIC |  |  | F3G46196G | 2017-06-30 | 2018-06-15 | 15055 | ANESTHESIA | 1899-12-31 | USD | 0 | Active | UNIVERSITY NEW MEXICO HOSPITAL
0000046673 | 1142735 | MIDMARK CORP | RITTER 404 | 404-005 | TABLES/ EXAMINATION/TREATMENT |  |  | AX079206 |  | 2017-06-15 | 34530 | ORTHOPAEDICS FACULTY CLINIC | 1899-12-31 | USD | 0 | Active | UNIVERSITY NEW MEXICO HOSPITAL
0000046593 | 1003705 | GE HEALTHCARE | SOLAR 8000 | SOLAR 8000 | MONITORING SYSTEMS/ PHYSIOLOGIC |  |  | F3G46203G | 2017-06-08 | 2018-06-15 | 15055 | ANESTHESIA | 1899-12-31 | USD | 0 | Active | UNIVERSITY NEW MEXICO HOSPITAL
0000046672 | 1142734 | MIDMARK CORP | RITTER 404 | 404-005 | TABLES/ EXAMINATION/TREATMENT |  |  | AX079203 |  | 2017-06-15 | 34530 | ORTHOPAEDICS FACULTY CLINIC | 1899-12-31 | USD | 0 | Active | UNIVERSITY NEW MEXICO HOSPITAL
0000046589 | 1003750 | GE HEALTHCARE | SOLAR 8000 | SOLAR 8000 | MONITORING SYSTEMS/ PHYSIOLOGIC |  |  | F3G46202G | 2017-06-29 | 2018-06-15 | 15055 | ANESTHESIA | 1899-12-31 | USD | 0 | Active | UNIVERSITY NEW MEXICO HOSPITAL
0000046671 | 1142726 | MIDMARK CORP | RITTER 404 | 404-005 | TABLES/ EXAMINATION/TREATMENT |  |  | AX079210 |  | 2017-06-15 | 34530 | ORTHOPAEDICS FACULTY CLINIC | 1899-12-31 | USD | 0 | Active | UNIVERSITY NEW MEXICO HOSPITAL
0000029736 | 1142421 | GE HEALTHCARE | SOLAR 8000 | SOLAR 8000 | MONITORING SYSTEMS/ PHYSIOLOGIC |  |  | B8MC8851G | 2017-01-25 | 2018-01-15 | 95700 | CLINICAL ENGINEERING | 1899-12-31 | USD | 0 | Active | UNIVERSITY NEW MEXICO HOSPITAL
0000046670 | 1142742 | MIDMARK CORP | RITTER 404 | 404-005 | TABLES/ EXAMINATION/TREATMENT |  |  | AX079209 |  | 2017-06-15 | 34530 | ORTHOPAEDICS FACULTY CLINIC | 1899-12-31 | USD | 0 | Active | UNIVERSITY NEW MEXICO HOSPITAL
0000026270 | 1142434 | GE HEALTHCARE | SOLAR 8000 | SOLAR 8000 | MONITORING SYSTEMS/ PHYSIOLOGIC |  |  | C7MC3674G | 2016-12-01 | 2017-12-15 | 89025 | CLINICAL EDUCATION | 1899-12-31 | USD | 0 | Active | UNIVERSITY NEW MEXICO HOSPITAL
0000049573 | 1216910 | MIDMARK CORP | RITTER 404 | 404-005 | TABLES/ EXAMINATION/TREATMENT |  |  | NONE |  | 2017-06-15 | 34230 | SURGICAL SPECIALTIES | 1899-12-31 | USD | 0 | Active | UNIVERSITY NEW MEXICO HOSPITAL
0000014374 | 1085299 | RICHARD WOLF MEDICAL INSTRUMENTS CORP | 2009-20 | 2009-20 | DRILLS/ BONE |  |  | 375 |  | 2017-06-15 | 15000 | OPERATING ROOM | 1899-12-31 | USD | 0 | Active | UNIVERSITY NEW MEXICO HOSPITAL
0000049564 | 1216905 | MIDMARK CORP | RITTER 404 | 404-005 | TABLES/ EXAMINATION/TREATMENT |  |  | NONE |  | 2017-06-15 | 34255 | POST TRANSPLANT CLINIC | 1899-12-31 | USD | 0 | Active | UNIVERSITY NEW MEXICO HOSPITAL
0000024603 | 1004493 | KARL STORZ ENDOSCOPY-AMERICA INC | 26012C | 26012C | INSUFFLATORS |  |  | 4679 | 2017-06-10 | 2017-12-15 | 15000 | OPERATING ROOM | 1899-12-31 | USD | 0 | Active | UNIVERSITY NEW MEXICO HOSPITAL
0000049561 | 1216902 | MIDMARK CORP | RITTER 404 | 404-005 | TABLES/ EXAMINATION/TREATMENT |  |  | NONE |  | 2017-06-15 | 34255 | POST TRANSPLANT CLINIC | 1899-12-31 | USD | 0 | Active | UNIVERSITY NEW MEXICO HOSPITAL
0000049823 | 1142759 | CARL ZEISS INC MICROSCOPY & IMAGING SYSTEMS | 20 SL | 20 SL | SLIT LAMPS |  |  | 186099 | 2016-12-01 | 2017-12-15 | 34610 | OPHTHALMOLOGY ON SITE CLINIC | 1899-12-31 | USD | 0 | Reactivated | UNIVERSITY NEW MEXICO HOSPITAL
0000049719 | 1216977 | MIDMARK CORP | RITTER 404 | 404-005 | TABLES/ EXAMINATION/TREATMENT |  |  | AX031709 |  | 2017-06-15 | 30115 | SE HEIGHTS CLINIC-SAN PABLO | 1899-12-31 | USD | 0 | Active | UNIVERSITY NEW MEXICO HOSPITAL
0000049711 | 1142538 | CARL ZEISS INC MICROSCOPY & IMAGING SYSTEMS | 20 SL | 20 SL | SLIT LAMPS |  |  | 238681 | 2016-12-01 | 2017-12-15 | 34610 | OPHTHALMOLOGY ON SITE CLINIC | 1899-12-31 | USD | 0 | Active | UNIVERSITY NEW MEXICO HOSPITAL
0000049660 | 1216946 | MIDMARK CORP | RITTER 404 | 404-005 | TABLES/ EXAMINATION/TREATMENT |  |  | N/A |  | 2017-06-15 | 34350 | MEDICINE CLINIC | 1899-12-31 | USD | 0 | Active | UNIVERSITY NEW MEXICO HOSPITAL
0000010824 | 1142338 | AMERICAN OPTICAL CORP | 1031 | 1031 | MICROSCOPES |  |  | 168363 | 2016-09-21 | 2017-09-15 | 34350 | MEDICINE CLINIC | 1899-12-31 | USD | 0 | Active | UNIVERSITY NEW MEXICO HOSPITAL
0000049659 | 1216945 | MIDMARK CORP | RITTER 404 | 404-005 | TABLES/ EXAMINATION/TREATMENT |  |  | AX051501 |  | 2017-06-15 | 34350 | MEDICINE CLINIC | 1899-12-31 | USD | 0 | Active | UNIVERSITY NEW MEXICO HOSPITAL
0000038348 | 1215475 | LUXO CORP | L-350 | L-350 | LIGHTS/ EXAMINATION |  |  | NONE |  | 2017-06-15 | 78010 | NEURODIAGNOSTICS LAB | 1899-12-31 | USD | 0 | Active | UNIVERSITY NEW MEXICO HOSPITAL
0000049647 | 1216940 | MIDMARK CORP | RITTER 404 | 404-005 | TABLES/ EXAMINATION/TREATMENT |  |  | AX0031331 |  | 2017-06-15 | 34520 | ORTHOPEDICS CLINIC | 1899-12-31 | USD | 0 | Active | UNIVERSITY NEW MEXICO HOSPITAL
0000038346 | 1215473 | LUXO CORP | L-350 | L-350 | LIGHTS/ EXAMINATION |  |  | NONE |  | 2017-06-15 | 78010 | NEURODIAGNOSTICS LAB | 1899-12-31 | USD | 0 | Active | UNIVERSITY NEW MEXICO HOSPITAL
0000040382 | 1215614 | MIDMARK CORP | RITTER 404 | 404-005 | TABLES/ EXAMINATION/TREATMENT |  |  | AX072234 |  | 2017-06-15 | 30115 | SE HEIGHTS CLINIC-SAN PABLO | 1899-12-31 | USD | 0 | Active | UNIVERSITY NEW MEXICO HOSPITAL
0000014078 | 49789153 | PICKER | VTX 1050 | VTX 1050 | RADIOGRAPHIC/FLUOROSCOPIC SYSTEMS |  |  | 213 | 2011-12-07 | 2012-06-15 | 75000 | RADIOLOGY - GENERAL | 1899-12-31 | USD | 0 | Active | UNIVERSITY NEW MEXICO HOSPITAL
0000038758 | 1215573 | MIDMARK CORP | RITTER 404 | 404-005 | TABLES/ EXAMINATION/TREATMENT |  |  | N/A |  | 2017-06-15 | 71010 | PEDIATRIC CARDIOLOGY | 1899-12-31 | USD | 0 | Active | UNIVERSITY NEW MEXICO HOSPITAL
0000041885 | 1216211 | WELCH ALLYN INC | 23641 | 23641 | MICROTYMPANOMETER |  |  | 0000408 | 2016-10-28 | 2017-11-15 | 32050 | WESTSIDE FAMILY & SENIOR HLTH | 1899-12-31 | USD | 0 | Active | UNIVERSITY NEW MEXICO HOSPITAL
0000033203 | 1215182 | MIDMARK CORP | RITTER 404 | 404-005 | TABLES/ EXAMINATION/TREATMENT |  |  | AX057512 |  | 2017-06-15 | 32055 | 1209 CLINIC | 1899-12-31 | USD | 0 | Active | UNIVERSITY NEW MEXICO HOSPITAL
0000041415 | 1216086 | AMERICAN POWER CONVERSION (APC) | SU700NET | SU700NET | POWER SYSTEMS/ UNINTERRUPTIBLE |  |  | NSO111242109 | 2017-04-28 | 2018-04-15 | 12410 | PEDIATRIC SPECIALTY CARE | 1899-12-31 | USD | 0 | Active | UNIVERSITY NEW MEXICO HOSPITAL
0000033134 | 1215154 | MIDMARK CORP | RITTER 404 | 404-005 | TABLES/ EXAMINATION/TREATMENT |  |  | AX057511 |  | 2017-06-15 | 32055 | 1209 CLINIC | 1899-12-31 | USD | 0 | Active | UNIVERSITY NEW MEXICO HOSPITAL
0000049918 | 1217044 | WELCH ALLYN INC | 74710 | 74710 | OPHTHALMOSCOPE/OTOSCOPES |  | NIS | NONE | 2005-06-20 | 2017-06-15 | 12035 | UPC INPATIENT ADULT SERVICES | 1899-12-31 | USD | 0 | Active | UNIVERSITY NEW MEXICO HOSPITAL
0000033133 | 1215153 | MIDMARK CORP | RITTER 404 | 404-005 | TABLES/ EXAMINATION/TREATMENT |  |  | AX057510 |  | 2017-06-15 | 32055 | 1209 CLINIC | 1899-12-31 | USD | 0 | Active | UNIVERSITY NEW MEXICO HOSPITAL
0000049724 | 1142719 | WELCH ALLYN INC | 74710 | 74710 | OPHTHALMOSCOPE/OTOSCOPES |  |  | NONE | 2005-11-18 | 2017-06-15 | 3180-CDD | UNMMG - CENTER FOR DEVELOPMENT AND DISABILITIES | 1899-12-31 | USD | 0 | Active | UNIVERSITY NEW MEXICO HOSPITAL
0000033131 | 1215152 | MIDMARK CORP | RITTER 404 | 404-005 | TABLES/ EXAMINATION/TREATMENT |  |  | AX057553 |  | 2017-06-15 | 32055 | 1209 CLINIC | 1899-12-31 | USD | 0 | Active | UNIVERSITY NEW MEXICO HOSPITAL
0000041479 | 1216113 | WELCH ALLYN INC | 74710 | 74710 | OPHTHALMOSCOPE/OTOSCOPES |  |  | NONE |  | 2017-06-15 | 30030 | CTH OUTPATIENT CLINIC | 1899-12-31 | USD | 0 | Active | UNIVERSITY NEW MEXICO HOSPITAL
0000033103 | 1215127 | MIDMARK CORP | RITTER 404 | 404-005 | TABLES/ EXAMINATION/TREATMENT |  |  | AX048964 |  | 2017-06-15 | 32040 | NE HEIGHTS CLINIC | 1899-12-31 | USD | 0 | Active | UNIVERSITY NEW MEXICO HOSPITAL
0000040455 | 1422456 | WELCH ALLYN INC | 74710 | 74710 | OPHTHALMOSCOPE/OTOSCOPES |  |  | NONE |  | 2017-06-15 | 21015 | ED-NORTH | 1899-12-31 | USD | 0 | Active | UNIVERSITY NEW MEXICO HOSPITAL
0000033099 | 1215125 | MIDMARK CORP | RITTER 404 | 404-005 | TABLES/ EXAMINATION/TREATMENT |  |  | AX048981 |  | 2017-06-15 | 32040 | NE HEIGHTS CLINIC | 1899-12-31 | USD | 0 | Active | UNIVERSITY NEW MEXICO HOSPITAL
0000040454 | 1440348 | WELCH ALLYN INC | 74710 | 74710 | OPHTHALMOSCOPE/OTOSCOPES |  |  | NONE |  | 2017-06-15 | 32070 | M & FP-S BROADWAY-1500WAL | 1899-12-31 | USD | 0 | Active | UNIVERSITY NEW MEXICO HOSPITAL
0000033200 | 1215179 | MIDMARK CORP | RITTER 404 | 404-005 | TABLES/ EXAMINATION/TREATMENT |  |  | AX057517 |  | 2017-06-15 | 32055 | 1209 CLINIC | 1899-12-31 | USD | 0 | Active | UNIVERSITY NEW MEXICO HOSPITAL
0000041943 | 1216231 | WELCH ALLYN INC | 74710 | 74710 | OPHTHALMOSCOPE/OTOSCOPES |  |  | NONE |  | 2017-06-15 | 12480 | CTH REHAB-ORTHO UNIT | 1899-12-31 | USD | 0 | Active | UNIVERSITY NEW MEXICO HOSPITAL
0000033199 | 1215178 | MIDMARK CORP | RITTER 404 | 404-005 | TABLES/ EXAMINATION/TREATMENT |  |  | AX057550 |  | 2017-06-15 | 32055 | 1209 CLINIC | 1899-12-31 | USD | 0 | Active | UNIVERSITY NEW MEXICO HOSPITAL
0000041942 | 1216230 | WELCH ALLYN INC | 74710 | 74710 | OPHTHALMOSCOPE/OTOSCOPES |  |  | NONE |  | 2017-06-15 | 12480 | CTH REHAB-ORTHO UNIT | 1899-12-31 | USD | 0 | Active | UNIVERSITY NEW MEXICO HOSPITAL
0000033198 | 1215177 | MIDMARK CORP | RITTER 404 | 404-005 | TABLES/ EXAMINATION/TREATMENT |  |  | AX057551 |  | 2017-06-15 | 32055 | 1209 CLINIC | 1899-12-31 | USD | 0 | Active | UNIVERSITY NEW MEXICO HOSPITAL
0000041940 | 1216228 | WELCH ALLYN INC | 74710 | 74710 | OPHTHALMOSCOPE/OTOSCOPES |  |  | NONE |  | 2017-06-15 | 12480 | CTH REHAB-ORTHO UNIT | 1899-12-31 | USD | 0 | Active | UNIVERSITY NEW MEXICO HOSPITAL
0000033130 | 1215151 | MIDMARK CORP | RITTER 404 | 404-005 | TABLES/ EXAMINATION/TREATMENT |  |  | AX057519 |  | 2017-06-15 | 32055 | 1209 CLINIC | 1899-12-31 | USD | 0 | Active | UNIVERSITY NEW MEXICO HOSPITAL
0000041937 | 1216225 | WELCH ALLYN INC | 74710 | 74710 | OPHTHALMOSCOPE/OTOSCOPES |  |  | NONE |  | 2017-06-15 | 12480 | CTH REHAB-ORTHO UNIT | 1899-12-31 | USD | 0 | Active | UNIVERSITY NEW MEXICO HOSPITAL
0000033129 | 1215150 | MIDMARK CORP | RITTER 404 | 404-005 | TABLES/ EXAMINATION/TREATMENT |  |  | AX057520 |  | 2017-06-15 | 32055 | 1209 CLINIC | 1899-12-31 | USD | 0 | Active | UNIVERSITY NEW MEXICO HOSPITAL
0000045365 | 1216505 | WELCH ALLYN INC | 74710 | 74710 | OPHTHALMOSCOPE/OTOSCOPES |  | NIS | NONE | 2005-11-14 | 2017-06-15 | 1701 | ABQ METRO CENTRAL INTAKE (11) | 1899-12-31 | USD | 0 | Active | UNIVERSITY NEW MEXICO HOSPITAL
0000033128 | 1215149 | MIDMARK CORP | RITTER 404 | 404-005 | TABLES/ EXAMINATION/TREATMENT |  |  | AX057552 |  | 2017-06-15 | 32055 | 1209 CLINIC | 1899-12-31 | USD | 0 | Active | UNIVERSITY NEW MEXICO HOSPITAL
0000032829 | 1215061 | WELCH ALLYN INC | 74710 | 74710 | OPHTHALMOSCOPE/OTOSCOPES |  |  | NONE |  | 2017-06-15 | 34350 | MEDICINE CLINIC | 1899-12-31 | USD | 0 | Active | UNIVERSITY NEW MEXICO HOSPITAL
0000033098 | 1215124 | MIDMARK CORP | RITTER 404 | 404-005 | TABLES/ EXAMINATION/TREATMENT |  |  | AX063987 | 2003-10-01 | 2017-06-15 | 32040 | NE HEIGHTS CLINIC | 1899-12-31 | USD | 0 | Active | UNIVERSITY NEW MEXICO HOSPITAL
0000033434 | 1215210 | WELCH ALLYN INC | 74710 | 74710 | OPHTHALMOSCOPE/OTOSCOPES |  |  | NONE |  | 2017-06-15 | 34150 | PEDIATRICS CLINIC | 1899-12-31 | USD | 0 | Active | UNIVERSITY NEW MEXICO HOSPITAL
0000033097 | 1215123 | MIDMARK CORP | RITTER 404 | 404-005 | TABLES/ EXAMINATION/TREATMENT |  |  | AX048985 | 2003-10-01 | 2017-06-15 | 32040 | NE HEIGHTS CLINIC | 1899-12-31 | USD | 0 | Active | UNIVERSITY NEW MEXICO HOSPITAL
0000038229 | 1215454 | WELCH ALLYN INC | 74710 | 74710 | OPHTHALMOSCOPE/OTOSCOPES |  |  | NONE |  | 2017-06-15 | 32070 | M & FP-S BROADWAY-1500WAL | 1899-12-31 | USD | 0 | Active | UNIVERSITY NEW MEXICO HOSPITAL
0000032934 | 1215091 | MIDMARK CORP | RITTER 404 | 404-005 | TABLES/ EXAMINATION/TREATMENT |  |  | AX026078 |  | 2017-06-15 | 34530 | ORTHOPAEDICS FACULTY CLINIC | 1899-12-31 | USD | 0 | Active | UNIVERSITY NEW MEXICO HOSPITAL
0000032134 | 1214885 | WELCH ALLYN INC | 74710 | 74710 | OPHTHALMOSCOPE/OTOSCOPES |  |  | NONE | 2003-11-01 | 2017-06-15 | 34130 | MILAGRO OP OB CLINIC | 1899-12-31 | USD | 0 | Active | UNIVERSITY NEW MEXICO HOSPITAL
0000032933 | 1215090 | MIDMARK CORP | RITTER 404 | 404-005 | TABLES/ EXAMINATION/TREATMENT |  |  | AX026083 |  | 2017-06-15 | 34230 | SURGICAL SPECIALTIES | 1899-12-31 | USD | 0 | Active | UNIVERSITY NEW MEXICO HOSPITAL
0000032133 | 1214884 | WELCH ALLYN INC | 74710 | 74710 | OPHTHALMOSCOPE/OTOSCOPES |  |  | NONE | 2003-11-01 | 2017-06-15 | 34130 | MILAGRO OP OB CLINIC | 1899-12-31 | USD | 0 | Active | UNIVERSITY NEW MEXICO HOSPITAL
0000032928 | 1215087 | MIDMARK CORP | RITTER 404 | 404-005 | TABLES/ EXAMINATION/TREATMENT |  |  | AX058235 |  | 2017-06-15 | 34230 | SURGICAL SPECIALTIES | 1899-12-31 | USD | 0 | Active | UNIVERSITY NEW MEXICO HOSPITAL
0000023061 | 1214315 | WELCH ALLYN INC | 74710 | 74710 | OPHTHALMOSCOPE/OTOSCOPES |  |  | NONE |  | 2017-06-15 | 34150 | PEDIATRICS CLINIC | 1899-12-31 | USD | 0 | Active | UNIVERSITY NEW MEXICO HOSPITAL
0000033197 | 1215176 | MIDMARK CORP | RITTER 404 | 404-005 | TABLES/ EXAMINATION/TREATMENT |  |  | AX057515 |  | 2017-06-15 | 32055 | 1209 CLINIC | 1899-12-31 | USD | 0 | Active | UNIVERSITY NEW MEXICO HOSPITAL
0000024092 | 1214408 | WELCH ALLYN INC | 74710 | 74710 | OPHTHALMOSCOPE/OTOSCOPES |  |  | NONE |  | 2017-06-15 | 12520 | MOTHER & BABY UNIT (3-E) BBRP | 1899-12-31 | USD | 0 | Active | UNIVERSITY NEW MEXICO HOSPITAL
0000033196 | 1215175 | MIDMARK CORP | RITTER 404 | 404-005 | TABLES/ EXAMINATION/TREATMENT |  |  | AX057554 |  | 2017-06-15 | 32055 | 1209 CLINIC | 1899-12-31 | USD | 0 | Active | UNIVERSITY NEW MEXICO HOSPITAL
0000026254 | 1214548 | WELCH ALLYN INC | 74710 | 74710 | OPHTHALMOSCOPE/OTOSCOPES |  | FOUND | NONE |  | 2017-06-15 | 30030 | CTH OUTPATIENT CLINIC | 1899-12-31 | USD | 0 | Active | UNIVERSITY NEW MEXICO HOSPITAL
0000033195 | 1215174 | MIDMARK CORP | RITTER 404 | 404-005 | TABLES/ EXAMINATION/TREATMENT |  |  | AX057514 |  | 2017-06-15 | 32055 | 1209 CLINIC | 1899-12-31 | USD | 0 | Active | UNIVERSITY NEW MEXICO HOSPITAL
0000027344 | 1214641 | WELCH ALLYN INC | 74710 | 74710 | OPHTHALMOSCOPE/OTOSCOPES |  |  | NONE |  | 2017-06-15 | 12035 | UPC INPATIENT ADULT SERVICES | 1899-12-31 | USD | 0 | Active | UNIVERSITY NEW MEXICO HOSPITAL
0000033126 | 1215147 | MIDMARK CORP | RITTER 404 | 404-005 | TABLES/ EXAMINATION/TREATMENT |  |  | AX048987 |  | 2017-06-15 | 32040 | NE HEIGHTS CLINIC | 1899-12-31 | USD | 0 | Active | UNIVERSITY NEW MEXICO HOSPITAL
0000027303 | 1162348 | WELCH ALLYN INC | 74710 | 74710 | OPHTHALMOSCOPE/OTOSCOPES |  | NIS | NONE | 2005-06-20 | 2017-06-15 | 12035 | UPC INPATIENT ADULT SERVICES | 1899-12-31 | USD | 0 | Active | UNIVERSITY NEW MEXICO HOSPITAL
0000033193 | 1215172 | MIDMARK CORP | RITTER 404 | 404-005 | TABLES/ EXAMINATION/TREATMENT |  |  | AX057513 |  | 2017-06-15 | 32055 | 1209 CLINIC | 1899-12-31 | USD | 0 | Active | UNIVERSITY NEW MEXICO HOSPITAL
0000027531 | 1214668 | WELCH ALLYN INC | 74710 | 74710 | OPHTHALMOSCOPE/OTOSCOPES |  |  | NONE |  | 2017-06-15 | 34350 | MEDICINE CLINIC | 1899-12-31 | USD | 0 | Active | UNIVERSITY NEW MEXICO HOSPITAL
0000033124 | 1215145 | MIDMARK CORP | RITTER 404 | 404-005 | TABLES/ EXAMINATION/TREATMENT |  |  | AX048982 | 2003-10-01 | 2017-06-15 | 32040 | NE HEIGHTS CLINIC | 1899-12-31 | USD | 0 | Active | UNIVERSITY NEW MEXICO HOSPITAL
0000027373 | 1214652 | WELCH ALLYN INC | 74710 | 74710 | OPHTHALMOSCOPE/OTOSCOPES |  |  | NONE |  | 2017-06-15 | 60400 | CPC ACUTE SERVICES | 1899-12-31 | USD | 0 | Active | UNIVERSITY NEW MEXICO HOSPITAL
0000033122 | 1215143 | MIDMARK CORP | RITTER 404 | 404-005 | TABLES/ EXAMINATION/TREATMENT |  |  | AX048920 |  | 2017-06-15 | 32040 | NE HEIGHTS CLINIC | 1899-12-31 | USD | 0 | Active | UNIVERSITY NEW MEXICO HOSPITAL
0000027185 | 1214617 | WELCH ALLYN INC | 74710 | 74710 | OPHTHALMOSCOPE/OTOSCOPES |  |  | NONE |  | 2017-06-15 | 60400 | CPC ACUTE SERVICES | 1899-12-31 | USD | 0 | Active | UNIVERSITY NEW MEXICO HOSPITAL
0000033064 | 1215117 | MIDMARK CORP | RITTER 404 | 404-005 | TABLES/ EXAMINATION/TREATMENT |  |  | AX051039 |  | 2017-06-15 | 30075 | SENIOR HEALTH CENTER | 1899-12-31 | USD | 0 | Active | UNIVERSITY NEW MEXICO HOSPITAL
0000027179 | 1214612 | WELCH ALLYN INC | 74710 | 74710 | OPHTHALMOSCOPE/OTOSCOPES |  |  | NONE |  | 2017-06-15 | 60400 | CPC ACUTE SERVICES | 1899-12-31 | USD | 0 | Active | UNIVERSITY NEW MEXICO HOSPITAL
0000033059 | 1215115 | MIDMARK CORP | RITTER 404 | 404-005 | TABLES/ EXAMINATION/TREATMENT |  |  | AX051027 |  | 2017-06-15 | 32050 | WESTSIDE FAMILY & SENIOR HLTH | 1899-12-31 | USD | 0 | Active | UNIVERSITY NEW MEXICO HOSPITAL
0000018001 | 1422271 | WELCH ALLYN INC | 74710 | 74710 | OPHTHALMOSCOPE/OTOSCOPES |  |  | NONE |  | 2017-06-15 | 21015 | ED-NORTH | 1899-12-31 | USD | 0 | Active | UNIVERSITY NEW MEXICO HOSPITAL
0000033190 | 1215169 | MIDMARK CORP | RITTER 404 | 404-005 | TABLES/ EXAMINATION/TREATMENT |  |  | AX057518 |  | 2017-06-15 | 32055 | 1209 CLINIC | 1899-12-31 | USD | 0 | Active | UNIVERSITY NEW MEXICO HOSPITAL
0000017029 | 1213961 | WELCH ALLYN INC | 74710 | 74710 | OPHTHALMOSCOPE/OTOSCOPES |  |  | NONE |  | 2017-06-15 | 30075 | SENIOR HEALTH CENTER | 1899-12-31 | USD | 0 | Active | UNIVERSITY NEW MEXICO HOSPITAL
0000033189 | 1215168 | MIDMARK CORP | RITTER 404 | 404-005 | TABLES/ EXAMINATION/TREATMENT |  |  | AX057559 |  | 2017-06-15 | 32055 | 1209 CLINIC | 1899-12-31 | USD | 0 | Active | UNIVERSITY NEW MEXICO HOSPITAL
0000017027 | 1422072 | WELCH ALLYN INC | 74710 | 74710 | OPHTHALMOSCOPE/OTOSCOPES |  |  | NONE |  | 2017-06-15 | 21015 | ED-NORTH | 1899-12-31 | USD | 0 | Active | UNIVERSITY NEW MEXICO HOSPITAL
0000033120 | 1215142 | MIDMARK CORP | RITTER 404 | 404-005 | TABLES/ EXAMINATION/TREATMENT |  |  | AX048983 |  | 2017-06-15 | 32040 | NE HEIGHTS CLINIC | 1899-12-31 | USD | 0 | Active | UNIVERSITY NEW MEXICO HOSPITAL
0000017025 | 1213959 | WELCH ALLYN INC | 74710 | 74710 | OPHTHALMOSCOPE/OTOSCOPES |  |  | NONE |  | 2017-06-15 | 30075 | SENIOR HEALTH CENTER | 1899-12-31 | USD | 0 | Active | UNIVERSITY NEW MEXICO HOSPITAL
0000033118 | 1215140 | MIDMARK CORP | RITTER 404 | 404-005 | TABLES/ EXAMINATION/TREATMENT |  |  | AX048991 |  | 2017-06-15 | 32040 | NE HEIGHTS CLINIC | 1899-12-31 | USD | 0 | Active | UNIVERSITY NEW MEXICO HOSPITAL
0000017023 | 1213958 | WELCH ALLYN INC | 74710 | 74710 | OPHTHALMOSCOPE/OTOSCOPES |  |  | NONE |  | 2017-06-15 | 34230 | SURGICAL SPECIALTIES | 1899-12-31 | USD | 0 | Active | UNIVERSITY NEW MEXICO HOSPITAL
0000033057 | 1215113 | MIDMARK CORP | RITTER 404 | 404-005 | TABLES/ EXAMINATION/TREATMENT |  |  | AX051037 |  | 2017-06-15 | 32050 | WESTSIDE FAMILY & SENIOR HLTH | 1899-12-31 | USD | 0 | Active | UNIVERSITY NEW MEXICO HOSPITAL
0000017021 | 1213957 | WELCH ALLYN INC | 74710 | 74710 | OPHTHALMOSCOPE/OTOSCOPES |  |  | NONE |  | 2017-06-15 | 32050 | WESTSIDE FAMILY & SENIOR HLTH | 1899-12-31 | USD | 0 | Active | UNIVERSITY NEW MEXICO HOSPITAL
0000033056 | 1215112 | MIDMARK CORP | RITTER 404 | 404-005 | TABLES/ EXAMINATION/TREATMENT |  |  | AX051043 |  | 2017-06-15 | 32050 | WESTSIDE FAMILY & SENIOR HLTH | 1899-12-31 | USD | 0 | Active | UNIVERSITY NEW MEXICO HOSPITAL
0000017019 | 1213956 | WELCH ALLYN INC | 74710 | 74710 | OPHTHALMOSCOPE/OTOSCOPES |  |  | NONE |  | 2017-06-15 | 30075 | SENIOR HEALTH CENTER | 1899-12-31 | USD | 0 | Active | UNIVERSITY NEW MEXICO HOSPITAL
0000033188 | 1215167 | MIDMARK CORP | RITTER 404 | 404-005 | TABLES/ EXAMINATION/TREATMENT |  |  | AX057516 |  | 2017-06-15 | 32055 | 1209 CLINIC | 1899-12-31 | USD | 0 | Active | UNIVERSITY NEW MEXICO HOSPITAL
0000017017 | 1213955 | WELCH ALLYN INC | 74710 | 74710 | OPHTHALMOSCOPE/OTOSCOPES |  |  | NONE |  | 2017-06-15 | 30075 | SENIOR HEALTH CENTER | 1899-12-31 | USD | 0 | Active | UNIVERSITY NEW MEXICO HOSPITAL
0000033187 | 1215166 | MIDMARK CORP | RITTER 404 | 404-005 | TABLES/ EXAMINATION/TREATMENT |  |  | AX057556 |  | 2017-06-15 | 32055 | 1209 CLINIC | 1899-12-31 | USD | 0 | Active | UNIVERSITY NEW MEXICO HOSPITAL
0000016222 | 1140105 | WELCH ALLYN INC | 74710 | 74710 | OPHTHALMOSCOPE/OTOSCOPES |  |  | NONE |  | 2017-06-15 | 12110 | NEUROSCIENCE ICU | 1899-12-31 | USD | 0 | Active | UNIVERSITY NEW MEXICO HOSPITAL
0000033117 | 1215139 | MIDMARK CORP | RITTER 404 | 404-005 | TABLES/ EXAMINATION/TREATMENT |  |  | AX048984 |  | 2017-06-15 | 32040 | NE HEIGHTS CLINIC | 1899-12-31 | USD | 0 | Active | UNIVERSITY NEW MEXICO HOSPITAL
0000017054 | 1213975 | WELCH ALLYN INC | 74710 | 74710 | OPHTHALMOSCOPE/OTOSCOPES |  |  | NONE |  | 2017-06-15 | 30075 | SENIOR HEALTH CENTER | 1899-12-31 | USD | 0 | Active | UNIVERSITY NEW MEXICO HOSPITAL
0000033115 | 1215137 | MIDMARK CORP | RITTER 404 | 404-005 | TABLES/ EXAMINATION/TREATMENT |  |  | AX048989 |  | 2017-06-15 | 32040 | NE HEIGHTS CLINIC | 1899-12-31 | USD | 0 | Active | UNIVERSITY NEW MEXICO HOSPITAL
0000017050 | 1213973 | WELCH ALLYN INC | 74710 | 74710 | OPHTHALMOSCOPE/OTOSCOPES |  |  | NONE |  | 2017-06-15 | 30075 | SENIOR HEALTH CENTER | 1899-12-31 | USD | 0 | Active | UNIVERSITY NEW MEXICO HOSPITAL
0000033054 | 1215111 | MIDMARK CORP | RITTER 404 | 404-005 | TABLES/ EXAMINATION/TREATMENT |  |  | AX051028 |  | 2017-06-15 | 32050 | WESTSIDE FAMILY & SENIOR HLTH | 1899-12-31 | USD | 0 | Active | UNIVERSITY NEW MEXICO HOSPITAL
0000017048 | 1213972 | WELCH ALLYN INC | 74710 | 74710 | OPHTHALMOSCOPE/OTOSCOPES |  |  | NONE |  | 2017-06-15 | 30075 | SENIOR HEALTH CENTER | 1899-12-31 | USD | 0 | Active | UNIVERSITY NEW MEXICO HOSPITAL
0000032844 | 1215067 | MIDMARK CORP | RITTER 404 | 404-005 | TABLES/ EXAMINATION/TREATMENT |  |  | AX026085 |  | 2017-06-15 | 34230 | SURGICAL SPECIALTIES | 1899-12-31 | USD | 0 | Active | UNIVERSITY NEW MEXICO HOSPITAL
0000017046 | 1213971 | WELCH ALLYN INC | 74710 | 74710 | OPHTHALMOSCOPE/OTOSCOPES |  |  | NONE |  | 2017-06-15 | 21020 | PEDIATRIC EMERGENCY DEPARTMENT | 1899-12-31 | USD | 0 | Active | UNIVERSITY NEW MEXICO HOSPITAL
0000033111 | 1215135 | MIDMARK CORP | RITTER 404 | 404-005 | TABLES/ EXAMINATION/TREATMENT |  |  | AX048980 |  | 2017-06-15 | 32040 | NE HEIGHTS CLINIC | 1899-12-31 | USD | 0 | Active | UNIVERSITY NEW MEXICO HOSPITAL
0000016586 | 1440465 | WELCH ALLYN INC | 74710 | 74710 | OPHTHALMOSCOPE/OTOSCOPES |  |  | NONE |  | 2017-06-15 | 12455 | NEWBORN ICU | 1899-12-31 | USD | 0 | Active | UNIVERSITY NEW MEXICO HOSPITAL
0000033110 | 1215134 | MIDMARK CORP | RITTER 404 | 404-005 | TABLES/ EXAMINATION/TREATMENT |  |  | AX048978 |  | 2017-06-15 | 32040 | NE HEIGHTS CLINIC | 1899-12-31 | USD | 0 | Active | UNIVERSITY NEW MEXICO HOSPITAL
0000016575 | 1213932 | WELCH ALLYN INC | 74710 | 74710 | OPHTHALMOSCOPE/OTOSCOPES |  |  | NONE |  | 2017-06-15 | 32025 | FAMILY PRACTICE CLINIC | 1899-12-31 | USD | 0 | Active | UNIVERSITY NEW MEXICO HOSPITAL
0000033050 | 1215108 | MIDMARK CORP | RITTER 404 | 404-005 | TABLES/ EXAMINATION/TREATMENT |  |  | AX051029 |  | 2017-06-15 | 32050 | WESTSIDE FAMILY & SENIOR HLTH | 1899-12-31 | USD | 0 | Active | UNIVERSITY NEW MEXICO HOSPITAL
0000018058 | 1422239 | WELCH ALLYN INC | 74710 | 74710 | OPHTHALMOSCOPE/OTOSCOPES |  |  | NONE |  | 2017-06-15 | 21015 | ED-NORTH | 1899-12-31 | USD | 0 | Active | UNIVERSITY NEW MEXICO HOSPITAL
0000032842 | 1215066 | MIDMARK CORP | RITTER 404 | 404-005 | TABLES/ EXAMINATION/TREATMENT |  |  | AX026082 |  | 2017-06-15 | 34230 | SURGICAL SPECIALTIES | 1899-12-31 | USD | 0 | Active | UNIVERSITY NEW MEXICO HOSPITAL
0000017044 | 1213970 | WELCH ALLYN INC | 74710 | 74710 | OPHTHALMOSCOPE/OTOSCOPES |  |  | NONE |  | 2017-06-15 | 30075 | SENIOR HEALTH CENTER | 1899-12-31 | USD | 0 | Active | UNIVERSITY NEW MEXICO HOSPITAL
0000033108 | 1215132 | MIDMARK CORP | RITTER 404 | 404-005 | TABLES/ EXAMINATION/TREATMENT |  |  | AX048990 |  | 2017-06-15 | 32040 | NE HEIGHTS CLINIC | 1899-12-31 | USD | 0 | Active | UNIVERSITY NEW MEXICO HOSPITAL
0000017042 | 1213969 | WELCH ALLYN INC | 74710 | 74710 | OPHTHALMOSCOPE/OTOSCOPES |  |  | NONE |  | 2017-06-15 | 21015 | ED-NORTH | 1899-12-31 | USD | 0 | Active | UNIVERSITY NEW MEXICO HOSPITAL
0000033044 | 1215103 | MIDMARK CORP | RITTER 404 | 404-005 | TABLES/ EXAMINATION/TREATMENT |  |  | AX051032 |  | 2017-06-15 | 32050 | WESTSIDE FAMILY & SENIOR HLTH | 1899-12-31 | USD | 0 | Active | UNIVERSITY NEW MEXICO HOSPITAL
0000016574 | 1085432 | WELCH ALLYN INC | 74710 | 74710 | OPHTHALMOSCOPE/OTOSCOPES |  |  | NONE |  | 2017-06-15 | 32025 | FAMILY PRACTICE CLINIC | 1899-12-31 | USD | 0 | Active | UNIVERSITY NEW MEXICO HOSPITAL
0000033401 | 1085531 | MIDMARK CORP | RITTER 404 | 404-005 | TABLES/ EXAMINATION/TREATMENT |  |  | AX048500 |  | 2017-06-15 | 34655 | DERMATOLOGY CLINIC 1021 MED | 1899-12-31 | USD | 0 | Active | UNIVERSITY NEW MEXICO HOSPITAL
0000016573 | 1085431 | WELCH ALLYN INC | 74710 | 74710 | OPHTHALMOSCOPE/OTOSCOPES |  |  | NONE |  | 2017-06-15 | 32025 | FAMILY PRACTICE CLINIC | 1899-12-31 | USD | 0 | Active | UNIVERSITY NEW MEXICO HOSPITAL
0000033400 | 1085601 | MIDMARK CORP | RITTER 404 | 404-005 | TABLES/ EXAMINATION/TREATMENT |  |  | AX048680 |  | 2017-06-15 | 34655 | DERMATOLOGY CLINIC 1021 MED | 1899-12-31 | USD | 0 | Active | UNIVERSITY NEW MEXICO HOSPITAL
0000018028 | 1213994 | WELCH ALLYN INC | 74710 | 74710 | OPHTHALMOSCOPE/OTOSCOPES |  |  | NONE |  | 2017-06-15 | 21015 | ED-NORTH | 1899-12-31 | USD | 0 | Active | UNIVERSITY NEW MEXICO HOSPITAL
0000033396 | 1085539 | MIDMARK CORP | RITTER 404 | 404-005 | TABLES/ EXAMINATION/TREATMENT |  |  | AX048359 |  | 2017-06-15 | 34655 | DERMATOLOGY CLINIC 1021 MED | 1899-12-31 | USD | 0 | Active | UNIVERSITY NEW MEXICO HOSPITAL
0000016569 | 1085429 | WELCH ALLYN INC | 74710 | 74710 | OPHTHALMOSCOPE/OTOSCOPES |  |  | NONE |  | 2017-06-15 | 32025 | FAMILY PRACTICE CLINIC | 1899-12-31 | USD | 0 | Active | UNIVERSITY NEW MEXICO HOSPITAL
0000033395 | 1085529 | MIDMARK CORP | RITTER 404 | 404-005 | TABLES/ EXAMINATION/TREATMENT |  |  | AX048358 |  | 2017-06-15 | 34655 | DERMATOLOGY CLINIC 1021 MED | 1899-12-31 | USD | 0 | Active | UNIVERSITY NEW MEXICO HOSPITAL
0000016568 | 1085428 | WELCH ALLYN INC | 74710 | 74710 | OPHTHALMOSCOPE/OTOSCOPES |  |  | NONE |  | 2017-06-15 | 32025 | FAMILY PRACTICE CLINIC | 1899-12-31 | USD | 0 | Active | UNIVERSITY NEW MEXICO HOSPITAL
0000033394 | 1085524 | MIDMARK CORP | RITTER 404 | 404-005 | TABLES/ EXAMINATION/TREATMENT |  |  | AX48355 |  | 2017-06-15 | 34655 | DERMATOLOGY CLINIC 1021 MED | 1899-12-31 | USD | 0 | Active | UNIVERSITY NEW MEXICO HOSPITAL
0000016567 | 1085427 | WELCH ALLYN INC | 74710 | 74710 | OPHTHALMOSCOPE/OTOSCOPES |  |  | NONE |  | 2017-06-15 | 32025 | FAMILY PRACTICE CLINIC | 1899-12-31 | USD | 0 | Active | UNIVERSITY NEW MEXICO HOSPITAL
0000033204 | 1215183 | MIDMARK CORP | RITTER 404 | 404-005 | TABLES/ EXAMINATION/TREATMENT |  |  | AX057557 |  | 2017-06-15 | 32055 | 1209 CLINIC | 1899-12-31 | USD | 0 | Active | UNIVERSITY NEW MEXICO HOSPITAL
0000015979 | 1085390 | WELCH ALLYN INC | 74710 | 74710 | OPHTHALMOSCOPE/OTOSCOPES |  |  | NONE |  | 2017-06-15 | 34315 | CLINICAL NEUROSCIENCE CENTER | 1899-12-31 | USD | 0 | Active | UNIVERSITY NEW MEXICO HOSPITAL
0000033135 | 1215155 | MIDMARK CORP | RITTER 404 | 404-005 | TABLES/ EXAMINATION/TREATMENT |  |  | AX057555 |  | 2017-06-15 | 32055 | 1209 CLINIC | 1899-12-31 | USD | 0 | Active | UNIVERSITY NEW MEXICO HOSPITAL
0000019971 | 1214070 | WELCH ALLYN INC | 74710 | 74710 | OPHTHALMOSCOPE/OTOSCOPES |  |  | NONE |  | 2017-06-15 | 32025 | FAMILY PRACTICE CLINIC | 1899-12-31 | USD | 0 | Active | UNIVERSITY NEW MEXICO HOSPITAL
0000033106 | 1215130 | MIDMARK CORP | RITTER 404 | 404-005 | TABLES/ EXAMINATION/TREATMENT |  |  | AX048986 |  | 2017-06-15 | 32040 | NE HEIGHTS CLINIC | 1899-12-31 | USD | 0 | Active | UNIVERSITY NEW MEXICO HOSPITAL
0000019970 | 1214069 | WELCH ALLYN INC | 74710 | 74710 | OPHTHALMOSCOPE/OTOSCOPES |  |  | NONE |  | 2017-06-15 | 32025 | FAMILY PRACTICE CLINIC | 1899-12-31 | USD | 0 | Active | UNIVERSITY NEW MEXICO HOSPITAL
0000033104 | 1215128 | MIDMARK CORP | RITTER 404 | 404-005 | TABLES/ EXAMINATION/TREATMENT |  |  | AX048988 |  | 2017-06-15 | 32040 | NE HEIGHTS CLINIC | 1899-12-31 | USD | 0 | Active | UNIVERSITY NEW MEXICO HOSPITAL
0000019969 | 1214068 | WELCH ALLYN INC | 74710 | 74710 | OPHTHALMOSCOPE/OTOSCOPES |  |  | NONE |  | 2017-06-15 | 32025 | FAMILY PRACTICE CLINIC | 1899-12-31 | USD | 0 | Active | UNIVERSITY NEW MEXICO HOSPITAL
0000033034 | 1215102 | MIDMARK CORP | RITTER 404 | 404-005 | TABLES/ EXAMINATION/TREATMENT |  |  | AX051025 |  | 2017-06-15 | 32050 | WESTSIDE FAMILY & SENIOR HLTH | 1899-12-31 | USD | 0 | Active | UNIVERSITY NEW MEXICO HOSPITAL
0000018766 | 1214041 | WELCH ALLYN INC | 74710 | 74710 | OPHTHALMOSCOPE/OTOSCOPES |  |  | E |  | 2017-06-15 | 32025 | FAMILY PRACTICE CLINIC | 1899-12-31 | USD | 0 | Active | UNIVERSITY NEW MEXICO HOSPITAL
0000033033 | 1215101 | MIDMARK CORP | RITTER 404 | 404-005 | TABLES/ EXAMINATION/TREATMENT |  |  | AX051036 | 2003-10-01 | 2017-06-15 | 32050 | WESTSIDE FAMILY & SENIOR HLTH | 1899-12-31 | USD | 0 | Active | UNIVERSITY NEW MEXICO HOSPITAL
0000017033 | 1213963 | WELCH ALLYN INC | 74710 | 74710 | OPHTHALMOSCOPE/OTOSCOPES |  |  | NONE |  | 2017-06-15 | 30075 | SENIOR HEALTH CENTER | 1899-12-31 | USD | 0 | Active | UNIVERSITY NEW MEXICO HOSPITAL
0000033032 | 1215100 | MIDMARK CORP | RITTER 404 | 404-005 | TABLES/ EXAMINATION/TREATMENT |  |  | AX051038 |  | 2017-06-15 | 32050 | WESTSIDE FAMILY & SENIOR HLTH | 1899-12-31 | USD | 0 | Active | UNIVERSITY NEW MEXICO HOSPITAL
0000017031 | 1213962 | WELCH ALLYN INC | 74710 | 74710 | OPHTHALMOSCOPE/OTOSCOPES |  |  | NONE |  | 2017-06-15 | 21015 | ED-NORTH | 1899-12-31 | USD | 0 | Active | UNIVERSITY NEW MEXICO HOSPITAL
0000038100 | 1215428 | MIDMARK CORP | RITTER 404 | 404-005 | TABLES/ EXAMINATION/TREATMENT |  |  | AX025984 |  | 2017-06-15 | 34350 | MEDICINE CLINIC | 1899-12-31 | USD | 0 | Active | UNIVERSITY NEW MEXICO HOSPITAL
0000021303 | 1214188 | WELCH ALLYN INC | 74710 | 74710 | OPHTHALMOSCOPE/OTOSCOPES |  |  | NONE |  | 2017-06-15 | 34350 | MEDICINE CLINIC | 1899-12-31 | USD | 0 | Active | UNIVERSITY NEW MEXICO HOSPITAL
0000038099 | 1215427 | MIDMARK CORP | RITTER 404 | 404-005 | TABLES/ EXAMINATION/TREATMENT |  |  | AX025983 |  | 2017-06-15 | 34350 | MEDICINE CLINIC | 1899-12-31 | USD | 0 | Active | UNIVERSITY NEW MEXICO HOSPITAL
0000021302 | 1214187 | WELCH ALLYN INC | 74710 | 74710 | OPHTHALMOSCOPE/OTOSCOPES |  |  | NONE |  | 2017-06-15 | 34350 | MEDICINE CLINIC | 1899-12-31 | USD | 0 | Active | UNIVERSITY NEW MEXICO HOSPITAL
0000038095 | 1215425 | MIDMARK CORP | RITTER 404 | 404-005 | TABLES/ EXAMINATION/TREATMENT |  |  | AX026006 |  | 2017-06-15 | 34350 | MEDICINE CLINIC | 1899-12-31 | USD | 0 | Active | UNIVERSITY NEW MEXICO HOSPITAL
0000021257 | 1214186 | WELCH ALLYN INC | 74710 | 74710 | OPHTHALMOSCOPE/OTOSCOPES |  |  | NONE |  | 2017-06-15 | 34110 | WOMEN'S HEALTH CENTER | 1899-12-31 | USD | 0 | Active | UNIVERSITY NEW MEXICO HOSPITAL
0000038094 | 1215424 | MIDMARK CORP | RITTER 404 | 404-005 | TABLES/ EXAMINATION/TREATMENT |  |  | AX026028 |  | 2017-06-15 | 34350 | MEDICINE CLINIC | 1899-12-31 | USD | 0 | Active | UNIVERSITY NEW MEXICO HOSPITAL
0000021231 | 1214179 | WELCH ALLYN INC | 74710 | 74710 | OPHTHALMOSCOPE/OTOSCOPES |  |  | NONE |  | 2017-06-15 | 34350 | MEDICINE CLINIC | 1899-12-31 | USD | 0 | Active | UNIVERSITY NEW MEXICO HOSPITAL
0000036759 | 1215399 | MIDMARK CORP | RITTER 404 | 404-005 | TABLES/ EXAMINATION/TREATMENT |  |  | AX025997 |  | 2017-06-15 | 34350 | MEDICINE CLINIC | 1899-12-31 | USD | 0 | Active | UNIVERSITY NEW MEXICO HOSPITAL
0000021230 | 1214178 | WELCH ALLYN INC | 74710 | 74710 | OPHTHALMOSCOPE/OTOSCOPES |  |  | NONE |  | 2017-06-15 | 34350 | MEDICINE CLINIC | 1899-12-31 | USD | 0 | Active | UNIVERSITY NEW MEXICO HOSPITAL
0000038093 | 1215423 | MIDMARK CORP | RITTER 404 | 404-005 | TABLES/ EXAMINATION/TREATMENT |  |  | AX026025 |  | 2017-06-15 | 34350 | MEDICINE CLINIC | 1899-12-31 | USD | 0 | Active | UNIVERSITY NEW MEXICO HOSPITAL
0000021229 | 1214177 | WELCH ALLYN INC | 74710 | 74710 | OPHTHALMOSCOPE/OTOSCOPES |  |  | NONE |  | 2017-06-15 | 34230 | SURGICAL SPECIALTIES | 1899-12-31 | USD | 0 | Active | UNIVERSITY NEW MEXICO HOSPITAL
0000038092 | 1215422 | MIDMARK CORP | RITTER 404 | 404-005 | TABLES/ EXAMINATION/TREATMENT |  |  | AX026007 |  | 2017-06-15 | 34350 | MEDICINE CLINIC | 1899-12-31 | USD | 0 | Active | UNIVERSITY NEW MEXICO HOSPITAL
0000021228 | 1214176 | WELCH ALLYN INC | 74710 | 74710 | OPHTHALMOSCOPE/OTOSCOPES |  |  | NONE |  | 2017-06-15 | 34350 | MEDICINE CLINIC | 1899-12-31 | USD | 0 | Active | UNIVERSITY NEW MEXICO HOSPITAL
0000038091 | 1215421 | MIDMARK CORP | RITTER 404 | 404-005 | TABLES/ EXAMINATION/TREATMENT |  |  | AX025991 |  | 2017-06-15 | 34350 | MEDICINE CLINIC | 1899-12-31 | USD | 0 | Active | UNIVERSITY NEW MEXICO HOSPITAL
0000021472 | 1214217 | WELCH ALLYN INC | 74710 | 74710 | OPHTHALMOSCOPE/OTOSCOPES |  |  | NONE |  | 2017-06-15 | 21015 | ED-NORTH | 1899-12-31 | USD | 0 | Active | UNIVERSITY NEW MEXICO HOSPITAL
0000034246 | 1215291 | MIDMARK CORP | RITTER 404 | 404-005 | TABLES/ EXAMINATION/TREATMENT |  |  | AX026079 |  | 2017-06-15 | 34230 | SURGICAL SPECIALTIES | 1899-12-31 | USD | 0 | Active | UNIVERSITY NEW MEXICO HOSPITAL
0000021471 | 1422232 | WELCH ALLYN INC | 74710 | 74710 | OPHTHALMOSCOPE/OTOSCOPES |  |  | NONE |  | 2017-06-15 | 21020 | PEDIATRIC EMERGENCY DEPARTMENT | 1899-12-31 | USD | 0 | Active | UNIVERSITY NEW MEXICO HOSPITAL
0000038409 | 1215488 | MIDMARK CORP | RITTER 404 | 404-005 | TABLES/ EXAMINATION/TREATMENT |  |  | AXO39595 |  | 2017-06-15 | 34130 | MILAGRO OP OB CLINIC | 1899-12-31 | USD | 0 | Active | UNIVERSITY NEW MEXICO HOSPITAL
0000021469 | 1214215 | WELCH ALLYN INC | 74710 | 74710 | OPHTHALMOSCOPE/OTOSCOPES |  |  | NONE |  | 2017-06-15 | 21015 | ED-NORTH | 1899-12-31 | USD | 0 | Active | UNIVERSITY NEW MEXICO HOSPITAL
0000038405 | 1215486 | MIDMARK CORP | RITTER 404 | 404-005 | TABLES/ EXAMINATION/TREATMENT |  |  | AX039594 |  | 2017-06-15 | 34130 | MILAGRO OP OB CLINIC | 1899-12-31 | USD | 0 | Active | UNIVERSITY NEW MEXICO HOSPITAL
0000021336 | 1214199 | WELCH ALLYN INC | 74710 | 74710 | OPHTHALMOSCOPE/OTOSCOPES |  |  | NONE |  | 2017-06-15 | 12240 | GENERAL SURGERY (6-S) | 1899-12-31 | USD | 0 | Active | UNIVERSITY NEW MEXICO HOSPITAL
0000038231 | 1215455 | MIDMARK CORP | RITTER 404 | 404-005 | TABLES/ EXAMINATION/TREATMENT |  |  | AX071484 |  | 2017-06-15 | 30115 | SE HEIGHTS CLINIC-SAN PABLO | 1899-12-31 | USD | 0 | Active | UNIVERSITY NEW MEXICO HOSPITAL
0000010124 | 1085048 | WELCH ALLYN INC | 74710 | 74710 | OPHTHALMOSCOPE/OTOSCOPES |  |  | NONE |  | 2017-06-15 | 34110 | WOMEN'S HEALTH CENTER | 1899-12-31 | USD | 0 | Active | UNIVERSITY NEW MEXICO HOSPITAL
0000038228 | 1215453 | MIDMARK CORP | RITTER 404 | 404-005 | TABLES/ EXAMINATION/TREATMENT |  |  | AX071485 |  | 2017-06-15 | 30115 | SE HEIGHTS CLINIC-SAN PABLO | 1899-12-31 | USD | 0 | Active | UNIVERSITY NEW MEXICO HOSPITAL
0000010123 | 1085047 | WELCH ALLYN INC | 74710 | 74710 | OPHTHALMOSCOPE/OTOSCOPES |  |  | NONE |  | 2017-06-15 | 34110 | WOMEN'S HEALTH CENTER | 1899-12-31 | USD | 0 | Active | UNIVERSITY NEW MEXICO HOSPITAL
0000038090 | 1215420 | MIDMARK CORP | RITTER 404 | 404-005 | TABLES/ EXAMINATION/TREATMENT |  |  | AX025996 |  | 2017-06-15 | 34350 | MEDICINE CLINIC | 1899-12-31 | USD | 0 | Active | UNIVERSITY NEW MEXICO HOSPITAL
0000010122 | 1085046 | WELCH ALLYN INC | 74710 | 74710 | OPHTHALMOSCOPE/OTOSCOPES |  |  | NONE |  | 2017-06-15 | 34110 | WOMEN'S HEALTH CENTER | 1899-12-31 | USD | 0 | Active | UNIVERSITY NEW MEXICO HOSPITAL
0000038089 | 1215419 | MIDMARK CORP | RITTER 404 | 404-005 | TABLES/ EXAMINATION/TREATMENT |  |  | AX025995 |  | 2017-06-15 | 34350 | MEDICINE CLINIC | 1899-12-31 | USD | 0 | Active | UNIVERSITY NEW MEXICO HOSPITAL
0000010162 | 1085075 | WELCH ALLYN INC | 74710 | 74710 | OPHTHALMOSCOPE/OTOSCOPES |  |  | NONE |  | 2017-06-15 | 34350 | MEDICINE CLINIC | 1899-12-31 | USD | 0 | Active | UNIVERSITY NEW MEXICO HOSPITAL
0000030251 | 1214845 | MIDMARK CORP | RITTER 404 | 404-005 | TABLES/ EXAMINATION/TREATMENT |  |  | AX029712 |  | 2017-06-15 | 32025 | FAMILY PRACTICE CLINIC | 1899-12-31 | USD | 0 | Active | UNIVERSITY NEW MEXICO HOSPITAL
0000010161 | 1085074 | WELCH ALLYN INC | 74710 | 74710 | OPHTHALMOSCOPE/OTOSCOPES |  |  | NONE |  | 2017-06-15 | 34350 | MEDICINE CLINIC | 1899-12-31 | USD | 0 | Active | UNIVERSITY NEW MEXICO HOSPITAL
0000032574 | 1215044 | MIDMARK CORP | RITTER 404 | 404-005 | TABLES/ EXAMINATION/TREATMENT |  |  | AX049433 |  | 2017-06-15 | 34520 | ORTHOPEDICS CLINIC | 1899-12-31 | USD | 0 | Active | UNIVERSITY NEW MEXICO HOSPITAL
0000010160 | 1085073 | WELCH ALLYN INC | 74710 | 74710 | OPHTHALMOSCOPE/OTOSCOPES |  |  | NONE |  | 2017-06-15 | 34350 | MEDICINE CLINIC | 1899-12-31 | USD | 0 | Active | UNIVERSITY NEW MEXICO HOSPITAL
0000032565 | 1215042 | MIDMARK CORP | RITTER 404 | 404-005 | TABLES/ EXAMINATION/TREATMENT |  |  | AX031405 |  | 2017-06-15 | 34315 | CLINICAL NEUROSCIENCE CENTER | 1899-12-31 | USD | 0 | Active | UNIVERSITY NEW MEXICO HOSPITAL
0000010121 | 1085045 | WELCH ALLYN INC | 74710 | 74710 | OPHTHALMOSCOPE/OTOSCOPES |  |  | NONE |  | 2017-06-15 | 34110 | WOMEN'S HEALTH CENTER | 1899-12-31 | USD | 0 | Active | UNIVERSITY NEW MEXICO HOSPITAL
0000023473 | 1096874 | MIDMARK CORP | RITTER 404 | 404-005 | TABLES/ EXAMINATION/TREATMENT |  |  | N/A |  | 2017-06-15 | 71010 | PEDIATRIC CARDIOLOGY | 1899-12-31 | USD | 0 | Active | UNIVERSITY NEW MEXICO HOSPITAL
0000010120 | 1085044 | WELCH ALLYN INC | 74710 | 74710 | OPHTHALMOSCOPE/OTOSCOPES |  |  | NONE |  | 2017-06-15 | 34350 | MEDICINE CLINIC | 1899-12-31 | USD | 0 | Active | UNIVERSITY NEW MEXICO HOSPITAL
0000023472 | 1096876 | MIDMARK CORP | RITTER 404 | 404-005 | TABLES/ EXAMINATION/TREATMENT |  |  | N/A |  | 2017-06-15 | 71010 | PEDIATRIC CARDIOLOGY | 1899-12-31 | USD | 0 | Active | UNIVERSITY NEW MEXICO HOSPITAL
0000010119 | 1085043 | WELCH ALLYN INC | 74710 | 74710 | OPHTHALMOSCOPE/OTOSCOPES |  |  | NONE |  | 2017-06-15 | 34350 | MEDICINE CLINIC | 1899-12-31 | USD | 0 | Active | UNIVERSITY NEW MEXICO HOSPITAL
0000025252 | 1214469 | MIDMARK CORP | RITTER 404 | 404-005 | TABLES/ EXAMINATION/TREATMENT |  |  | AX059301 |  | 2017-06-15 | 21015 | ED-NORTH | 1899-12-31 | USD | 0 | Active | UNIVERSITY NEW MEXICO HOSPITAL
0000010159 | 1085072 | WELCH ALLYN INC | 74710 | 74710 | OPHTHALMOSCOPE/OTOSCOPES |  |  | NONE |  | 2017-06-15 | 34350 | MEDICINE CLINIC | 1899-12-31 | USD | 0 | Active | UNIVERSITY NEW MEXICO HOSPITAL
0000017959 | 1213984 | MIDMARK CORP | RITTER 404 | 404-005 | TABLES/ EXAMINATION/TREATMENT |  |  | AX039619 |  | 2017-06-15 | 32025 | FAMILY PRACTICE CLINIC | 1899-12-31 | USD | 0 | Active | UNIVERSITY NEW MEXICO HOSPITAL
0000010157 | 1085071 | WELCH ALLYN INC | 74710 | 74710 | OPHTHALMOSCOPE/OTOSCOPES |  |  | NONE |  | 2017-06-15 | 34350 | MEDICINE CLINIC | 1899-12-31 | USD | 0 | Active | UNIVERSITY NEW MEXICO HOSPITAL
0000017903 | 1213983 | MIDMARK CORP | RITTER 404 | 404-005 | TABLES/ EXAMINATION/TREATMENT |  |  | AX038421 |  | 2017-06-15 | 32025 | FAMILY PRACTICE CLINIC | 1899-12-31 | USD | 0 | Active | UNIVERSITY NEW MEXICO HOSPITAL
0000010155 | 1085070 | WELCH ALLYN INC | 74710 | 74710 | OPHTHALMOSCOPE/OTOSCOPES |  |  | N/A |  | 2017-06-15 | 34150 | PEDIATRICS CLINIC | 1899-12-31 | USD | 0 | Active | UNIVERSITY NEW MEXICO HOSPITAL
0000017902 | 1213982 | MIDMARK CORP | RITTER 404 | 404-005 | TABLES/ EXAMINATION/TREATMENT |  |  | AX038419 |  | 2017-06-15 | 32025 | FAMILY PRACTICE CLINIC | 1899-12-31 | USD | 0 | Active | UNIVERSITY NEW MEXICO HOSPITAL
0000010118 | 1085042 | WELCH ALLYN INC | 74710 | 74710 | OPHTHALMOSCOPE/OTOSCOPES |  |  | NONE |  | 2017-06-15 | 34350 | MEDICINE CLINIC | 1899-12-31 | USD | 0 | Active | UNIVERSITY NEW MEXICO HOSPITAL
0000017900 | 1213981 | MIDMARK CORP | RITTER 404 | 404-005 | TABLES/ EXAMINATION/TREATMENT |  |  | AX038423 |  | 2017-06-15 | 32025 | FAMILY PRACTICE CLINIC | 1899-12-31 | USD | 0 | Active | UNIVERSITY NEW MEXICO HOSPITAL
0000010116 | 1085041 | WELCH ALLYN INC | 74710 | 74710 | OPHTHALMOSCOPE/OTOSCOPES |  |  | NONE |  | 2017-06-15 | 34350 | MEDICINE CLINIC | 1899-12-31 | USD | 0 | Active | UNIVERSITY NEW MEXICO HOSPITAL
0000017088 | 1213980 | MIDMARK CORP | RITTER 404 | 404-005 | TABLES/ EXAMINATION/TREATMENT |  |  | AX029720 |  | 2017-06-15 | 32025 | FAMILY PRACTICE CLINIC | 1899-12-31 | USD | 0 | Active | UNIVERSITY NEW MEXICO HOSPITAL
0000010114 | 1085040 | WELCH ALLYN INC | 74710 | 74710 | OPHTHALMOSCOPE/OTOSCOPES |  |  | NONE |  | 2017-06-15 | 34110 | WOMEN'S HEALTH CENTER | 1899-12-31 | USD | 0 | Active | UNIVERSITY NEW MEXICO HOSPITAL
0000017086 | 1213979 | MIDMARK CORP | RITTER 404 | 404-005 | TABLES/ EXAMINATION/TREATMENT |  |  | AX029714 |  | 2017-06-15 | 32025 | FAMILY PRACTICE CLINIC | 1899-12-31 | USD | 0 | Active | UNIVERSITY NEW MEXICO HOSPITAL
0000010154 | 1085069 | WELCH ALLYN INC | 74710 | 74710 | OPHTHALMOSCOPE/OTOSCOPES |  |  | NONE |  | 2017-06-15 | 21015 | ED-NORTH | 1899-12-31 | USD | 0 | Active | UNIVERSITY NEW MEXICO HOSPITAL
0000017085 | 1213978 | MIDMARK CORP | RITTER 404 | 404-005 | TABLES/ EXAMINATION/TREATMENT |  |  | AX029716 |  | 2017-06-15 | 32025 | FAMILY PRACTICE CLINIC | 1899-12-31 | USD | 0 | Active | UNIVERSITY NEW MEXICO HOSPITAL
0000010151 | 1085068 | WELCH ALLYN INC | 74710 | 74710 | OPHTHALMOSCOPE/OTOSCOPES |  |  | NONE |  | 2017-06-15 | 34655 | DERMATOLOGY CLINIC 1021 MED | 1899-12-31 | USD | 0 | Active | UNIVERSITY NEW MEXICO HOSPITAL
0000017056 | 1213976 | MIDMARK CORP | RITTER 404 | 404-005 | TABLES/ EXAMINATION/TREATMENT |  |  | BR006093 |  | 2017-06-15 | 30075 | SENIOR HEALTH CENTER | 1899-12-31 | USD | 0 | Active | UNIVERSITY NEW MEXICO HOSPITAL
0000010113 | 1085039 | WELCH ALLYN INC | 74710 | 74710 | OPHTHALMOSCOPE/OTOSCOPES |  |  | NONE |  | 2017-06-15 | 34110 | WOMEN'S HEALTH CENTER | 1899-12-31 | USD | 0 | Active | UNIVERSITY NEW MEXICO HOSPITAL
0000018031 | 1213997 | MIDMARK CORP | RITTER 404 | 404-005 | TABLES/ EXAMINATION/TREATMENT |  |  | AX029722 | 2003-10-01 | 2017-06-15 | 32005 | YCHC GENERAL | 1899-12-31 | USD | 0 | Active | UNIVERSITY NEW MEXICO HOSPITAL
0000010112 | 1085038 | WELCH ALLYN INC | 74710 | 74710 | OPHTHALMOSCOPE/OTOSCOPES |  |  | NONE |  | 2017-06-15 | 34110 | WOMEN'S HEALTH CENTER | 1899-12-31 | USD | 0 | Active | UNIVERSITY NEW MEXICO HOSPITAL
0000018030 | 1213996 | MIDMARK CORP | RITTER 404 | 404-005 | TABLES/ EXAMINATION/TREATMENT |  |  | AX031706 |  | 2017-06-15 | 30115 | SE HEIGHTS CLINIC-SAN PABLO | 1899-12-31 | USD | 0 | Active | UNIVERSITY NEW MEXICO HOSPITAL
0000010111 | 1085037 | WELCH ALLYN INC | 74710 | 74710 | OPHTHALMOSCOPE/OTOSCOPES |  |  | NONE |  | 2017-06-15 | 34110 | WOMEN'S HEALTH CENTER | 1899-12-31 | USD | 0 | Active | UNIVERSITY NEW MEXICO HOSPITAL
0000018029 | 1213995 | MIDMARK CORP | RITTER 404 | 404-005 | TABLES/ EXAMINATION/TREATMENT |  |  | AX029723 |  | 2017-06-15 | 30115 | SE HEIGHTS CLINIC-SAN PABLO | 1899-12-31 | USD | 0 | Active | UNIVERSITY NEW MEXICO HOSPITAL
0000010149 | 1085066 | WELCH ALLYN INC | 74710 | 74710 | OPHTHALMOSCOPE/OTOSCOPES |  |  | NONE |  | 2017-06-15 | 34110 | WOMEN'S HEALTH CENTER | 1899-12-31 | USD | 0 | Active | UNIVERSITY NEW MEXICO HOSPITAL
0000019855 | 1214066 | MIDMARK CORP | RITTER 404 | 404-005 | TABLES/ EXAMINATION/TREATMENT |  |  | AX040966 |  | 2017-06-15 | 32025 | FAMILY PRACTICE CLINIC | 1899-12-31 | USD | 0 | Active | UNIVERSITY NEW MEXICO HOSPITAL
0000010147 | 1085064 | WELCH ALLYN INC | 74710 | 74710 | OPHTHALMOSCOPE/OTOSCOPES |  |  | NONE |  | 2017-06-15 | 34110 | WOMEN'S HEALTH CENTER | 1899-12-31 | USD | 0 | Active | UNIVERSITY NEW MEXICO HOSPITAL
0000020172 | 1214085 | MIDMARK CORP | RITTER 404 | 404-005 | TABLES/ EXAMINATION/TREATMENT |  |  | AX042568 |  | 2017-06-15 | 32025 | FAMILY PRACTICE CLINIC | 1899-12-31 | USD | 0 | Active | UNIVERSITY NEW MEXICO HOSPITAL
0000010110 | 1085036 | WELCH ALLYN INC | 74710 | 74710 | OPHTHALMOSCOPE/OTOSCOPES |  |  | NONE |  | 2017-06-15 | 34110 | WOMEN'S HEALTH CENTER | 1899-12-31 | USD | 0 | Active | UNIVERSITY NEW MEXICO HOSPITAL
0000020171 | 1214084 | MIDMARK CORP | RITTER 404 | 404-005 | TABLES/ EXAMINATION/TREATMENT |  |  | AX042567 |  | 2017-06-15 | 32025 | FAMILY PRACTICE CLINIC | 1899-12-31 | USD | 0 | Active | UNIVERSITY NEW MEXICO HOSPITAL
0000010109 | 1085035 | WELCH ALLYN INC | 74710 | 74710 | OPHTHALMOSCOPE/OTOSCOPES |  |  | NONE |  | 2017-06-15 | 34110 | WOMEN'S HEALTH CENTER | 1899-12-31 | USD | 0 | Active | UNIVERSITY NEW MEXICO HOSPITAL
0000019854 | 1214065 | MIDMARK CORP | RITTER 404 | 404-005 | TABLES/ EXAMINATION/TREATMENT |  |  | AX041173 |  | 2017-06-15 | 32025 | FAMILY PRACTICE CLINIC | 1899-12-31 | USD | 0 | Active | UNIVERSITY NEW MEXICO HOSPITAL
0000010108 | 1085034 | WELCH ALLYN INC | 74710 | 74710 | OPHTHALMOSCOPE/OTOSCOPES |  |  | NONE |  | 2017-06-15 | 34350 | MEDICINE CLINIC | 1899-12-31 | USD | 0 | Active | UNIVERSITY NEW MEXICO HOSPITAL
0000020170 | 1214083 | MIDMARK CORP | RITTER 404 | 404-005 | TABLES/ EXAMINATION/TREATMENT |  |  | AX042570 |  | 2017-06-15 | 32025 | FAMILY PRACTICE CLINIC | 1899-12-31 | USD | 0 | Active | UNIVERSITY NEW MEXICO HOSPITAL
0000010146 | 1085063 | WELCH ALLYN INC | 74710 | 74710 | OPHTHALMOSCOPE/OTOSCOPES |  |  | NONE |  | 2017-06-15 | 34110 | WOMEN'S HEALTH CENTER | 1899-12-31 | USD | 0 | Active | UNIVERSITY NEW MEXICO HOSPITAL
0000020169 | 1214082 | MIDMARK CORP | RITTER 404 | 404-005 | TABLES/ EXAMINATION/TREATMENT |  |  | AX042572 |  | 2017-06-15 | 32025 | FAMILY PRACTICE CLINIC | 1899-12-31 | USD | 0 | Active | UNIVERSITY NEW MEXICO HOSPITAL
0000010145 | 1085062 | WELCH ALLYN INC | 74710 | 74710 | OPHTHALMOSCOPE/OTOSCOPES |  |  | NONE |  | 2017-06-15 | 34110 | WOMEN'S HEALTH CENTER | 1899-12-31 | USD | 0 | Active | UNIVERSITY NEW MEXICO HOSPITAL
0000020168 | 1214081 | MIDMARK CORP | RITTER 404 | 404-005 | TABLES/ EXAMINATION/TREATMENT |  |  | AX042571 |  | 2017-06-15 | 32025 | FAMILY PRACTICE CLINIC | 1899-12-31 | USD | 0 | Active | UNIVERSITY NEW MEXICO HOSPITAL
0000010142 | 1085061 | WELCH ALLYN INC | 74710 | 74710 | OPHTHALMOSCOPE/OTOSCOPES |  |  | NONE |  | 2017-06-15 | 21015 | ED-NORTH | 1899-12-31 | USD | 0 | Active | UNIVERSITY NEW MEXICO HOSPITAL
0000020167 | 1214080 | MIDMARK CORP | RITTER 404 | 404-005 | TABLES/ EXAMINATION/TREATMENT |  |  | AX042569 |  | 2017-06-15 | 32025 | FAMILY PRACTICE CLINIC | 1899-12-31 | USD | 0 | Active | UNIVERSITY NEW MEXICO HOSPITAL
0000010107 | 1004950 | WELCH ALLYN INC | 74710 | 74710 | OPHTHALMOSCOPE/OTOSCOPES |  |  | NONE |  | 2017-06-15 | 21015 | ED-NORTH | 1899-12-31 | USD | 0 | Active | UNIVERSITY NEW MEXICO HOSPITAL
0000020166 | 1214079 | MIDMARK CORP | RITTER 404 | 404-005 | TABLES/ EXAMINATION/TREATMENT |  |  | AX042565 |  | 2017-06-15 | 32025 | FAMILY PRACTICE CLINIC | 1899-12-31 | USD | 0 | Active | UNIVERSITY NEW MEXICO HOSPITAL
0000010106 | 1085033 | WELCH ALLYN INC | 74710 | 74710 | OPHTHALMOSCOPE/OTOSCOPES |  |  | NONE |  | 2017-06-15 | 34350 | MEDICINE CLINIC | 1899-12-31 | USD | 0 | Active | UNIVERSITY NEW MEXICO HOSPITAL
0000020165 | 1214078 | MIDMARK CORP | RITTER 404 | 404-005 | TABLES/ EXAMINATION/TREATMENT |  |  | AX042566 |  | 2017-06-15 | 32025 | FAMILY PRACTICE CLINIC | 1899-12-31 | USD | 0 | Active | UNIVERSITY NEW MEXICO HOSPITAL
0000010105 | 1085032 | WELCH ALLYN INC | 74710 | 74710 | OPHTHALMOSCOPE/OTOSCOPES |  |  | NONE |  | 2017-06-15 | 34350 | MEDICINE CLINIC | 1899-12-31 | USD | 0 | Active | UNIVERSITY NEW MEXICO HOSPITAL
0000020164 | 1214077 | MIDMARK CORP | RITTER 404 | 404-005 | TABLES/ EXAMINATION/TREATMENT |  |  | AX042422 |  | 2017-06-15 | 32025 | FAMILY PRACTICE CLINIC | 1899-12-31 | USD | 0 | Active | UNIVERSITY NEW MEXICO HOSPITAL
0000010139 | 1085060 | WELCH ALLYN INC | 74710 | 74710 | OPHTHALMOSCOPE/OTOSCOPES |  |  | NONE |  | 2017-06-15 | 34150 | PEDIATRICS CLINIC | 1899-12-31 | USD | 0 | Active | UNIVERSITY NEW MEXICO HOSPITAL
0000021717 | 1214233 | MIDMARK CORP | RITTER 404 | 404-005 | TABLES/ EXAMINATION/TREATMENT |  |  | NONE |  | 2017-06-15 | 30075 | SENIOR HEALTH CENTER | 1899-12-31 | USD | 0 | Active | UNIVERSITY NEW MEXICO HOSPITAL
0000010137 | 1085058 | WELCH ALLYN INC | 74710 | 74710 | OPHTHALMOSCOPE/OTOSCOPES |  |  | NONE |  | 2017-06-15 | 30115 | SE HEIGHTS CLINIC-SAN PABLO | 1899-12-31 | USD | 0 | Active | UNIVERSITY NEW MEXICO HOSPITAL
0000021716 | 1214232 | MIDMARK CORP | RITTER 404 | 404-005 | TABLES/ EXAMINATION/TREATMENT |  |  | NONE |  | 2017-06-15 | 30075 | SENIOR HEALTH CENTER | 1899-12-31 | USD | 0 | Active | UNIVERSITY NEW MEXICO HOSPITAL
0000010103 | 1085031 | WELCH ALLYN INC | 74710 | 74710 | OPHTHALMOSCOPE/OTOSCOPES |  |  | NONE |  | 2017-06-15 | 34350 | MEDICINE CLINIC | 1899-12-31 | USD | 0 | Active | UNIVERSITY NEW MEXICO HOSPITAL
0000010265 | 1085102 | MIDMARK CORP | RITTER 404 | 404-005 | TABLES/ EXAMINATION/TREATMENT |  |  | AX026003 |  | 2017-06-15 | 34350 | MEDICINE CLINIC | 1899-12-31 | USD | 0 | Active | UNIVERSITY NEW MEXICO HOSPITAL
0000010102 | 1085030 | WELCH ALLYN INC | 74710 | 74710 | OPHTHALMOSCOPE/OTOSCOPES |  |  | NONE |  | 2017-06-15 | 34350 | MEDICINE CLINIC | 1899-12-31 | USD | 0 | Active | UNIVERSITY NEW MEXICO HOSPITAL
0000010263 | 1085101 | MIDMARK CORP | RITTER 404 | 404-005 | TABLES/ EXAMINATION/TREATMENT |  |  | AX026004 |  | 2017-06-15 | 34350 | MEDICINE CLINIC | 1899-12-31 | USD | 0 | Active | UNIVERSITY NEW MEXICO HOSPITAL
0000010135 | 1085056 | WELCH ALLYN INC | 74710 | 74710 | OPHTHALMOSCOPE/OTOSCOPES |  |  | NONE |  | 2017-06-15 | 21015 | ED-NORTH | 1899-12-31 | USD | 0 | Active | UNIVERSITY NEW MEXICO HOSPITAL
0000010259 | 1085100 | MIDMARK CORP | RITTER 404 | 404-005 | TABLES/ EXAMINATION/TREATMENT |  |  | AX025994 |  | 2017-06-15 | 34350 | MEDICINE CLINIC | 1899-12-31 | USD | 0 | Active | UNIVERSITY NEW MEXICO HOSPITAL
0000010132 | 1085055 | WELCH ALLYN INC | 74710 | 74710 | OPHTHALMOSCOPE/OTOSCOPES |  |  | NONE |  | 2017-06-15 | 34350 | MEDICINE CLINIC | 1899-12-31 | USD | 0 | Active | UNIVERSITY NEW MEXICO HOSPITAL
0000010255 | 1085097 | MIDMARK CORP | RITTER 404 | 404-005 | TABLES/ EXAMINATION/TREATMENT |  |  | NONE |  | 2017-06-15 | 34110 | WOMEN'S HEALTH CENTER | 1899-12-31 | USD | 0 | Active | UNIVERSITY NEW MEXICO HOSPITAL
0000010101 | 1085029 | WELCH ALLYN INC | 74710 | 74710 | OPHTHALMOSCOPE/OTOSCOPES |  |  | NONE |  | 2017-06-15 | 34350 | MEDICINE CLINIC | 1899-12-31 | USD | 0 | Active | UNIVERSITY NEW MEXICO HOSPITAL
0000010254 | 1085096 | MIDMARK CORP | RITTER 404 | 404-005 | TABLES/ EXAMINATION/TREATMENT |  |  | AX026032 | 2003-08-01 | 2017-06-15 | 34110 | WOMEN'S HEALTH CENTER | 1899-12-31 | USD | 0 | Active | UNIVERSITY NEW MEXICO HOSPITAL
0000010099 | 1085028 | WELCH ALLYN INC | 74710 | 74710 | OPHTHALMOSCOPE/OTOSCOPES |  |  | NONE |  | 2017-06-15 | 34350 | MEDICINE CLINIC | 1899-12-31 | USD | 0 | Active | UNIVERSITY NEW MEXICO HOSPITAL
0000010253 | 1085095 | MIDMARK CORP | RITTER 404 | 404-005 | TABLES/ EXAMINATION/TREATMENT |  |  | AX025993 |  | 2017-06-15 | 34110 | WOMEN'S HEALTH CENTER | 1899-12-31 | USD | 0 | Active | UNIVERSITY NEW MEXICO HOSPITAL
0000010098 | 1085027 | WELCH ALLYN INC | 74710 | 74710 | OPHTHALMOSCOPE/OTOSCOPES |  |  | NONE |  | 2017-06-15 | 34350 | MEDICINE CLINIC | 1899-12-31 | USD | 0 | Active | UNIVERSITY NEW MEXICO HOSPITAL
0000010251 | 1085094 | MIDMARK CORP | RITTER 404 | 404-005 | TABLES/ EXAMINATION/TREATMENT |  |  | AX025989 |  | 2017-06-15 | 34110 | WOMEN'S HEALTH CENTER | 1899-12-31 | USD | 0 | Active | UNIVERSITY NEW MEXICO HOSPITAL
0000010131 | 1085054 | WELCH ALLYN INC | 74710 | 74710 | OPHTHALMOSCOPE/OTOSCOPES |  |  | NONE |  | 2017-06-15 | 34350 | MEDICINE CLINIC | 1899-12-31 | USD | 0 | Active | UNIVERSITY NEW MEXICO HOSPITAL
0000010250 | 1085093 | MIDMARK CORP | RITTER 404 | 404-005 | TABLES/ EXAMINATION/TREATMENT |  |  | NONE |  | 2017-06-15 | 34110 | WOMEN'S HEALTH CENTER | 1899-12-31 | USD | 0 | Active | UNIVERSITY NEW MEXICO HOSPITAL
0000010129 | 1085053 | WELCH ALLYN INC | 74710 | 74710 | OPHTHALMOSCOPE/OTOSCOPES |  |  | N/A |  | 2017-06-15 | 34230 | SURGICAL SPECIALTIES | 1899-12-31 | USD | 0 | Active | UNIVERSITY NEW MEXICO HOSPITAL
0000010248 | 1085092 | MIDMARK CORP | RITTER 404 | 404-005 | TABLES/ EXAMINATION/TREATMENT |  |  | AX025975 |  | 2017-06-15 | 34110 | WOMEN'S HEALTH CENTER | 1899-12-31 | USD | 0 | Active | UNIVERSITY NEW MEXICO HOSPITAL
0000010128 | 1085052 | WELCH ALLYN INC | 74710 | 74710 | OPHTHALMOSCOPE/OTOSCOPES |  |  | NONE |  | 2017-06-15 | 34110 | WOMEN'S HEALTH CENTER | 1899-12-31 | USD | 0 | Active | UNIVERSITY NEW MEXICO HOSPITAL
0000010247 | 1085091 | MIDMARK CORP | RITTER 404 | 404-005 | TABLES/ EXAMINATION/TREATMENT |  |  | AX026039 |  | 2017-06-15 | 34350 | MEDICINE CLINIC | 1899-12-31 | USD | 0 | Active | UNIVERSITY NEW MEXICO HOSPITAL
0000010097 | 1085026 | WELCH ALLYN INC | 74710 | 74710 | OPHTHALMOSCOPE/OTOSCOPES |  |  | NONE |  | 2017-06-15 | 34350 | MEDICINE CLINIC | 1899-12-31 | USD | 0 | Active | UNIVERSITY NEW MEXICO HOSPITAL
0000010246 | 1085090 | MIDMARK CORP | RITTER 404 | 404-005 | TABLES/ EXAMINATION/TREATMENT |  |  | AX026041 |  | 2017-06-15 | 34110 | WOMEN'S HEALTH CENTER | 1899-12-31 | USD | 0 | Active | UNIVERSITY NEW MEXICO HOSPITAL
0000010096 | 1085025 | WELCH ALLYN INC | 74710 | 74710 | OPHTHALMOSCOPE/OTOSCOPES |  |  | NONE |  | 2017-06-15 | 34350 | MEDICINE CLINIC | 1899-12-31 | USD | 0 | Active | UNIVERSITY NEW MEXICO HOSPITAL
0000010242 | 1085089 | MIDMARK CORP | RITTER 404 | 404-005 | TABLES/ EXAMINATION/TREATMENT |  |  | AX026036 |  | 2017-06-15 | 34110 | WOMEN'S HEALTH CENTER | 1899-12-31 | USD | 0 | Active | UNIVERSITY NEW MEXICO HOSPITAL
0000010095 | 1085024 | WELCH ALLYN INC | 74710 | 74710 | OPHTHALMOSCOPE/OTOSCOPES |  |  | NONE |  | 2017-06-15 | 34350 | MEDICINE CLINIC | 1899-12-31 | USD | 0 | Active | UNIVERSITY NEW MEXICO HOSPITAL
0000010284 | 1085113 | MIDMARK CORP | RITTER 404 | 404-005 | TABLES/ EXAMINATION/TREATMENT |  |  | AX026034 |  | 2017-06-15 | 34350 | MEDICINE CLINIC | 1899-12-31 | USD | 0 | Active | UNIVERSITY NEW MEXICO HOSPITAL
0000010809 | 1085190 | WELCH ALLYN INC | 74710 | 74710 | OPHTHALMOSCOPE/OTOSCOPES |  |  | NONE |  | 2017-06-15 | 34150 | PEDIATRICS CLINIC | 1899-12-31 | USD | 0 | Active | UNIVERSITY NEW MEXICO HOSPITAL
0000010283 | 1085112 | MIDMARK CORP | RITTER 404 | 404-005 | TABLES/ EXAMINATION/TREATMENT |  |  | AX026002 |  | 2017-06-15 | 34350 | MEDICINE CLINIC | 1899-12-31 | USD | 0 | Active | UNIVERSITY NEW MEXICO HOSPITAL
0000011043 | 1085223 | WELCH ALLYN INC | 74710 | 74710 | OPHTHALMOSCOPE/OTOSCOPES |  |  | NONE |  | 2017-06-15 | 21015 | ED-NORTH | 1899-12-31 | USD | 0 | Active | UNIVERSITY NEW MEXICO HOSPITAL
0000010238 | 1085087 | MIDMARK CORP | RITTER 404 | 404-005 | TABLES/ EXAMINATION/TREATMENT |  |  | NONE |  | 2017-06-15 | 34230 | SURGICAL SPECIALTIES | 1899-12-31 | USD | 0 | Active | UNIVERSITY NEW MEXICO HOSPITAL
0000010806 | 1421984 | WELCH ALLYN INC | 74710 | 74710 | OPHTHALMOSCOPE/OTOSCOPES |  |  | NONE |  | 2017-06-15 | 21015 | ED-NORTH | 1899-12-31 | USD | 0 | Active | UNIVERSITY NEW MEXICO HOSPITAL
0000010236 | 1085086 | MIDMARK CORP | RITTER 404 | 404-005 | TABLES/ EXAMINATION/TREATMENT |  |  | NONE |  | 2017-06-15 | 34230 | SURGICAL SPECIALTIES | 1899-12-31 | USD | 0 | Active | UNIVERSITY NEW MEXICO HOSPITAL
0000010803 | 1085186 | WELCH ALLYN INC | 74710 | 74710 | OPHTHALMOSCOPE/OTOSCOPES |  |  | NONE |  | 2017-06-15 | 34150 | PEDIATRICS CLINIC | 1899-12-31 | USD | 0 | Active | UNIVERSITY NEW MEXICO HOSPITAL
0000010282 | 1085111 | MIDMARK CORP | RITTER 404 | 404-005 | TABLES/ EXAMINATION/TREATMENT |  |  | AX025998 |  | 2017-06-15 | 34350 | MEDICINE CLINIC | 1899-12-31 | USD | 0 | Active | UNIVERSITY NEW MEXICO HOSPITAL
0000010871 | 1085204 | WELCH ALLYN INC | 74710 | 74710 | OPHTHALMOSCOPE/OTOSCOPES |  |  | NONE |  | 2017-06-15 | 34150 | PEDIATRICS CLINIC | 1899-12-31 | USD | 0 | Active | UNIVERSITY NEW MEXICO HOSPITAL
0000010279 | 1085110 | MIDMARK CORP | RITTER 404 | 404-005 | TABLES/ EXAMINATION/TREATMENT |  |  | AX025979 |  | 2017-06-15 | 34350 | MEDICINE CLINIC | 1899-12-31 | USD | 0 | Active | UNIVERSITY NEW MEXICO HOSPITAL
0000010972 | 1085218 | WELCH ALLYN INC | 74710 | 74710 | OPHTHALMOSCOPE/OTOSCOPES |  |  | NONE |  | 2017-06-15 | 34110 | WOMEN'S HEALTH CENTER | 1899-12-31 | USD | 0 | Active | UNIVERSITY NEW MEXICO HOSPITAL
0000010278 | 1085109 | MIDMARK CORP | RITTER 404 | 404-005 | TABLES/ EXAMINATION/TREATMENT |  |  | AX025980 |  | 2017-06-15 | 34350 | MEDICINE CLINIC | 1899-12-31 | USD | 0 | Active | UNIVERSITY NEW MEXICO HOSPITAL
0000010965 | 1085217 | WELCH ALLYN INC | 74710 | 74710 | OPHTHALMOSCOPE/OTOSCOPES |  |  | NONE |  | 2017-06-15 | 34110 | WOMEN'S HEALTH CENTER | 1899-12-31 | USD | 0 | Active | UNIVERSITY NEW MEXICO HOSPITAL
0000010275 | 1085108 | MIDMARK CORP | RITTER 404 | 404-005 | TABLES/ EXAMINATION/TREATMENT |  |  | AX026005 |  | 2017-06-15 | 34350 | MEDICINE CLINIC | 1899-12-31 | USD | 0 | Active | UNIVERSITY NEW MEXICO HOSPITAL
0000010961 | 1085216 | WELCH ALLYN INC | 74710 | 74710 | OPHTHALMOSCOPE/OTOSCOPES |  |  | NONE |  | 2017-06-15 | 34110 | WOMEN'S HEALTH CENTER | 1899-12-31 | USD | 0 | Active | UNIVERSITY NEW MEXICO HOSPITAL
0000010273 | 1085107 | MIDMARK CORP | RITTER 404 | 404-005 | TABLES/ EXAMINATION/TREATMENT |  |  | AX026026 |  | 2017-06-15 | 34350 | MEDICINE CLINIC | 1899-12-31 | USD | 0 | Active | UNIVERSITY NEW MEXICO HOSPITAL
0000010958 | 1085215 | WELCH ALLYN INC | 74710 | 74710 | OPHTHALMOSCOPE/OTOSCOPES |  |  | NONE |  | 2017-06-15 | 34110 | WOMEN'S HEALTH CENTER | 1899-12-31 | USD | 0 | Active | UNIVERSITY NEW MEXICO HOSPITAL
0000010271 | 1085106 | MIDMARK CORP | RITTER 404 | 404-005 | TABLES/ EXAMINATION/TREATMENT |  |  | AX026027 |  | 2017-06-15 | 34315 | CLINICAL NEUROSCIENCE CENTER | 1899-12-31 | USD | 0 | Active | UNIVERSITY NEW MEXICO HOSPITAL
0000010853 | 1085198 | WELCH ALLYN INC | 74710 | 74710 | OPHTHALMOSCOPE/OTOSCOPES |  |  | NONE |  | 2017-06-15 | 34250 | UROLOGY | 1899-12-31 | USD | 0 | Active | UNIVERSITY NEW MEXICO HOSPITAL
0000011517 | 1085225 | MIDMARK CORP | RITTER 404 | 404-005 | TABLES/ EXAMINATION/TREATMENT |  |  | BB007519 |  | 2017-06-15 | 32070 | M & FP-S BROADWAY-1500WAL | 1899-12-31 | USD | 0 | Active | UNIVERSITY NEW MEXICO HOSPITAL
0000010940 | 1085213 | WELCH ALLYN INC | 74710 | 74710 | OPHTHALMOSCOPE/OTOSCOPES |  |  | NONE |  | 2017-06-15 | 34110 | WOMEN'S HEALTH CENTER | 1899-12-31 | USD | 0 | Active | UNIVERSITY NEW MEXICO HOSPITAL
0000010420 | 1085145 | MIDMARK CORP | RITTER 404 | 404-005 | TABLES/ EXAMINATION/TREATMENT |  |  | NONE |  | 2017-06-15 | 34230 | SURGICAL SPECIALTIES | 1899-12-31 | USD | 0 | Active | UNIVERSITY NEW MEXICO HOSPITAL
0000010939 | 1085212 | WELCH ALLYN INC | 74710 | 74710 | OPHTHALMOSCOPE/OTOSCOPES |  |  | NONE |  | 2017-06-15 | 34110 | WOMEN'S HEALTH CENTER | 1899-12-31 | USD | 0 | Active | UNIVERSITY NEW MEXICO HOSPITAL
0000010418 | 1085143 | MIDMARK CORP | RITTER 404 | 404-005 | TABLES/ EXAMINATION/TREATMENT |  |  | N/A |  | 2017-06-15 | 34230 | SURGICAL SPECIALTIES | 1899-12-31 | USD | 0 | Active | UNIVERSITY NEW MEXICO HOSPITAL
0000010127 | 1085051 | WELCH ALLYN INC | 74710 | 74710 | OPHTHALMOSCOPE/OTOSCOPES |  |  | NONE |  | 2017-06-15 | 34110 | WOMEN'S HEALTH CENTER | 1899-12-31 | USD | 0 | Active | UNIVERSITY NEW MEXICO HOSPITAL
0000010270 | 1085105 | MIDMARK CORP | RITTER 404 | 404-005 | TABLES/ EXAMINATION/TREATMENT |  |  | AX026033 |  | 2017-06-15 | 34350 | MEDICINE CLINIC | 1899-12-31 | USD | 0 | Active | UNIVERSITY NEW MEXICO HOSPITAL
0000010126 | 1085050 | WELCH ALLYN INC | 74710 | 74710 | OPHTHALMOSCOPE/OTOSCOPES |  |  | NONE |  | 2017-06-15 | 34110 | WOMEN'S HEALTH CENTER | 1899-12-31 | USD | 0 | Active | UNIVERSITY NEW MEXICO HOSPITAL
0000010267 | 1085104 | MIDMARK CORP | RITTER 404 | 404-005 | TABLES/ EXAMINATION/TREATMENT |  |  | AX026001 |  | 2017-06-15 | 34350 | MEDICINE CLINIC | 1899-12-31 | USD | 0 | Active | UNIVERSITY NEW MEXICO HOSPITAL
0000010125 | 1085049 | WELCH ALLYN INC | 74710 | 74710 | OPHTHALMOSCOPE/OTOSCOPES |  |  | NONE |  | 2017-06-15 | 34110 | WOMEN'S HEALTH CENTER | 1899-12-31 | USD | 0 | Active | UNIVERSITY NEW MEXICO HOSPITAL
0000010266 | 1085103 | MIDMARK CORP | RITTER 404 | 404-005 | TABLES/ EXAMINATION/TREATMENT |  |  | AX026031 |  | 2017-06-15 | 34350 | MEDICINE CLINIC | 1899-12-31 | USD | 0 | Active | UNIVERSITY NEW MEXICO HOSPITAL
0000014969 | 1085316 | WELCH ALLYN INC | 74710 | 74710 | OPHTHALMOSCOPE/OTOSCOPES |  |  | NONE |  | 2017-06-15 | 21015 | ED-NORTH | 1899-12-31 | USD | 0 | Active | UNIVERSITY NEW MEXICO HOSPITAL
0000011672 | 1085227 | MIDMARK CORP | RITTER 404 | 404-005 | TABLES/ EXAMINATION/TREATMENT |  |  | AX036728 |  | 2017-06-15 | 30075 | SENIOR HEALTH CENTER | 1899-12-31 | USD | 0 | Active | UNIVERSITY NEW MEXICO HOSPITAL
0000013626 | 1144337 | WELCH ALLYN INC | 74710 | 74710 | OPHTHALMOSCOPE/OTOSCOPES |  |  | N/A |  | 2017-06-15 | 34520 | ORTHOPEDICS CLINIC | 1899-12-31 | USD | 0 | Active | UNIVERSITY NEW MEXICO HOSPITAL
0000011543 | 1085226 | MIDMARK CORP | RITTER 404 | 404-005 | TABLES/ EXAMINATION/TREATMENT |  |  | N/A |  | 2017-06-15 | 12000 | LABOR AND DELIVERY | 1899-12-31 | USD | 0 | Active | UNIVERSITY NEW MEXICO HOSPITAL
0000014877 | 1085313 | WELCH ALLYN INC | 74710 | 74710 | OPHTHALMOSCOPE/OTOSCOPES |  |  | NONE |  | 2017-06-15 | 21015 | ED-NORTH | 1899-12-31 | USD | 0 | Active | UNIVERSITY NEW MEXICO HOSPITAL
0000050923 | 1142348 | GE HEALTHCARE | DASH 4000 | DASH 4000 | MONITORING SYSTEMS/ PHYSIOLOGIC |  |  | AAB04210847GA | 2016-09-28 | 2017-09-15 | 12350 | CRC/CTC (5-E) | 1899-12-31 | USD | 0 | Active | UNIVERSITY NEW MEXICO HOSPITAL
0000013624 | 1144338 | WELCH ALLYN INC | 74710 | 74710 | OPHTHALMOSCOPE/OTOSCOPES |  |  | NONE |  | 2017-06-15 | 34520 | ORTHOPEDICS CLINIC | 1899-12-31 | USD | 0 | Active | UNIVERSITY NEW MEXICO HOSPITAL
0000050919 | 1141023 | GE HEALTHCARE | DASH 4000 | DASH 4000 | MONITORING SYSTEMS/ PHYSIOLOGIC |  |  | AAB04210806GA | 2016-09-28 | 2017-09-15 | 12350 | CRC/CTC (5-E) | 1899-12-31 | USD | 0 | Active | UNIVERSITY NEW MEXICO HOSPITAL
0000013622 | 1085282 | WELCH ALLYN INC | 74710 | 74710 | OPHTHALMOSCOPE/OTOSCOPES |  |  | NONE |  | 2017-06-15 | 34520 | ORTHOPEDICS CLINIC | 1899-12-31 | USD | 0 | Active | UNIVERSITY NEW MEXICO HOSPITAL
0000050917 | 1142280 | GE HEALTHCARE | DASH 4000 | DASH 4000 | MONITORING SYSTEMS/ PHYSIOLOGIC |  |  | AAB04210845GA | 2016-09-01 | 2017-09-15 | 12350 | CRC/CTC (5-E) | 1899-12-31 | USD | 0 | Active | UNIVERSITY NEW MEXICO HOSPITAL
0000013620 | 1085281 | WELCH ALLYN INC | 74710 | 74710 | OPHTHALMOSCOPE/OTOSCOPES |  |  | NONE |  | 2017-06-15 | 34520 | ORTHOPEDICS CLINIC | 1899-12-31 | USD | 0 | Active | UNIVERSITY NEW MEXICO HOSPITAL
0000050906 | 1142147 | GE HEALTHCARE | DASH 4000 | DASH 4000 | MONITORING SYSTEMS/ PHYSIOLOGIC |  |  | AAB04190468GA | 2016-09-28 | 2017-09-15 | 12350 | CRC/CTC (5-E) | 1899-12-31 | USD | 0 | Active | UNIVERSITY NEW MEXICO HOSPITAL
0000014732 | 1085309 | WELCH ALLYN INC | 74710 | 74710 | OPHTHALMOSCOPE/OTOSCOPES |  |  | NONE |  | 2017-06-15 | 34315 | CLINICAL NEUROSCIENCE CENTER | 1899-12-31 | USD | 0 | Active | UNIVERSITY NEW MEXICO HOSPITAL
0000050905 | 1142264 | GE HEALTHCARE | DASH 4000 | DASH 4000 | MONITORING SYSTEMS/ PHYSIOLOGIC |  |  | AAB04220923GA | 2016-09-28 | 2017-09-15 | 12350 | CRC/CTC (5-E) | 1899-12-31 | USD | 0 | Active | UNIVERSITY NEW MEXICO HOSPITAL
0000014730 | 1085308 | WELCH ALLYN INC | 74710 | 74710 | OPHTHALMOSCOPE/OTOSCOPES |  |  | NONE |  | 2017-06-15 | 34250 | UROLOGY | 1899-12-31 | USD | 0 | Active | UNIVERSITY NEW MEXICO HOSPITAL
0000050904 | 1141026 | GE HEALTHCARE | DASH 4000 | DASH 4000 | MONITORING SYSTEMS/ PHYSIOLOGIC |  |  | AAB04210805GA | 2016-09-28 | 2017-09-15 | 12350 | CRC/CTC (5-E) | 1899-12-31 | USD | 0 | Active | UNIVERSITY NEW MEXICO HOSPITAL
0000014728 | 1085307 | WELCH ALLYN INC | 74710 | 74710 | OPHTHALMOSCOPE/OTOSCOPES |  |  | NONE |  | 2017-06-15 | 34315 | CLINICAL NEUROSCIENCE CENTER | 1899-12-31 | USD | 0 | Active | UNIVERSITY NEW MEXICO HOSPITAL
0000052249 | 1140792 | GE HEALTHCARE | DASH 4000 | DASH 4000 | MONITORING SYSTEMS/ PHYSIOLOGIC |  | 398392 | DSH05196234GA | 2016-08-19 | 2017-08-15 | 12360 | NEUROSCIENCE | 1899-12-31 | USD | 15624.5 | Active | UNIVERSITY NEW MEXICO HOSPITAL
0000013616 | 1085280 | WELCH ALLYN INC | 74710 | 74710 | OPHTHALMOSCOPE/OTOSCOPES |  |  | NONE |  | 2017-06-15 | 34520 | ORTHOPEDICS CLINIC | 1899-12-31 | USD | 0 | Active | UNIVERSITY NEW MEXICO HOSPITAL
0000046406 | 1140790 | GE HEALTHCARE | DASH 4000 | DASH 4000 | MONITORING SYSTEMS/ PHYSIOLOGIC |  |  | G3EH2753G | 2016-08-03 | 2017-08-15 | 12360 | NEUROSCIENCE | 1899-12-31 | USD | 0 | Active | UNIVERSITY NEW MEXICO HOSPITAL
0000013614 | 1144335 | WELCH ALLYN INC | 74710 | 74710 | OPHTHALMOSCOPE/OTOSCOPES |  |  | NONE |  | 2017-06-15 | 34520 | ORTHOPEDICS CLINIC | 1899-12-31 | USD | 0 | Active | UNIVERSITY NEW MEXICO HOSPITAL
0000046230 | 1142274 | GE HEALTHCARE | DASH 4000 | DASH 4000 | MONITORING SYSTEMS/ PHYSIOLOGIC |  |  | G3EH2988G | 2016-09-19 | 2017-09-15 | 12240 | GENERAL SURGERY (6-S) | 1899-12-31 | USD | 0 | Active | UNIVERSITY NEW MEXICO HOSPITAL
0000014726 | 1085306 | WELCH ALLYN INC | 74710 | 74710 | OPHTHALMOSCOPE/OTOSCOPES |  |  | NONE |  | 2017-06-15 | 34250 | UROLOGY | 1899-12-31 | USD | 0 | Active | UNIVERSITY NEW MEXICO HOSPITAL
0000046229 | 1142275 | GE HEALTHCARE | DASH 4000 | DASH 4000 | MONITORING SYSTEMS/ PHYSIOLOGIC |  |  | G3EH2847G | 2016-09-23 | 2017-09-15 | 12240 | GENERAL SURGERY (6-S) | 1899-12-31 | USD | 0 | Active | UNIVERSITY NEW MEXICO HOSPITAL
0000014724 | 1085305 | WELCH ALLYN INC | 74710 | 74710 | OPHTHALMOSCOPE/OTOSCOPES |  |  | NONE |  | 2017-06-15 | 34250 | UROLOGY | 1899-12-31 | USD | 0 | Active | UNIVERSITY NEW MEXICO HOSPITAL
0000046228 | 1141014 | GE HEALTHCARE | DASH 4000 | DASH 4000 | MONITORING SYSTEMS/ PHYSIOLOGIC |  |  | G3EH2868G | 2016-09-19 | 2017-09-15 | 12240 | GENERAL SURGERY (6-S) | 1899-12-31 | USD | 0 | Active | UNIVERSITY NEW MEXICO HOSPITAL
0000014718 | 1085303 | WELCH ALLYN INC | 74710 | 74710 | OPHTHALMOSCOPE/OTOSCOPES |  |  | NONE |  | 2017-06-15 | 34315 | CLINICAL NEUROSCIENCE CENTER | 1899-12-31 | USD | 0 | Active | UNIVERSITY NEW MEXICO HOSPITAL
0000046227 | 1142276 | GE HEALTHCARE | DASH 4000 | DASH 4000 | MONITORING SYSTEMS/ PHYSIOLOGIC |  |  | G3EH2870G | 2016-09-19 | 2017-09-15 | 12240 | GENERAL SURGERY (6-S) | 1899-12-31 | USD | 0 | Active | UNIVERSITY NEW MEXICO HOSPITAL
0000013505 | 1096371 | WELCH ALLYN INC | 74710 | 74710 | OPHTHALMOSCOPE/OTOSCOPES |  |  | NONE |  | 2017-06-15 | 9025 | CLINICAL AND TRANSLATIONAL SCIENCE CENTER (07) | 1899-12-31 | USD | 0 | Active | UNIVERSITY NEW MEXICO HOSPITAL
0000046226 | 1142277 | GE HEALTHCARE | DASH 4000 | DASH 4000 | MONITORING SYSTEMS/ PHYSIOLOGIC |  |  | G3EH2951G | 2016-09-23 | 2017-09-15 | 12240 | GENERAL SURGERY (6-S) | 1899-12-31 | USD | 0 | Active | UNIVERSITY NEW MEXICO HOSPITAL
0000013503 | 1096548 | WELCH ALLYN INC | 74710 | 74710 | OPHTHALMOSCOPE/OTOSCOPES |  |  | NONE |  | 2017-06-15 | 9025 | CLINICAL AND TRANSLATIONAL SCIENCE CENTER (07) | 1899-12-31 | USD | 0 | Active | UNIVERSITY NEW MEXICO HOSPITAL
0000046225 | 1142269 | GE HEALTHCARE | DASH 4000 | DASH 4000 | MONITORING SYSTEMS/ PHYSIOLOGIC |  |  | G3EH2548G | 2016-09-19 | 2017-09-15 | 12240 | GENERAL SURGERY (6-S) | 1899-12-31 | USD | 0 | Active | UNIVERSITY NEW MEXICO HOSPITAL
0000015978 | 1085389 | WELCH ALLYN INC | 74710 | 74710 | OPHTHALMOSCOPE/OTOSCOPES |  |  | NONE |  | 2017-06-15 | 34315 | CLINICAL NEUROSCIENCE CENTER | 1899-12-31 | USD | 0 | Active | UNIVERSITY NEW MEXICO HOSPITAL
0000046224 | 1142263 | GE HEALTHCARE | DASH 4000 | DASH 4000 | MONITORING SYSTEMS/ PHYSIOLOGIC |  |  | G3EH2836G | 2016-09-19 | 2017-09-15 | 12240 | GENERAL SURGERY (6-S) | 1899-12-31 | USD | 0 | Active | UNIVERSITY NEW MEXICO HOSPITAL
0000015976 | 1085388 | WELCH ALLYN INC | 74710 | 74710 | OPHTHALMOSCOPE/OTOSCOPES |  |  | NONE |  | 2017-06-15 | 34315 | CLINICAL NEUROSCIENCE CENTER | 1899-12-31 | USD | 0 | Active | UNIVERSITY NEW MEXICO HOSPITAL
0000046223 | 1141016 | GE HEALTHCARE | DASH 4000 | DASH 4000 | MONITORING SYSTEMS/ PHYSIOLOGIC |  |  | G3EH2845G | 2016-09-23 | 2017-09-15 | 12240 | GENERAL SURGERY (6-S) | 1899-12-31 | USD | 0 | Active | UNIVERSITY NEW MEXICO HOSPITAL
0000015974 | 1085387 | WELCH ALLYN INC | 74710 | 74710 | OPHTHALMOSCOPE/OTOSCOPES |  |  | NONE |  | 2017-06-15 | 30095 | OCCUPATIONAL HEALTH SVCS | 1899-12-31 | USD | 0 | Active | UNIVERSITY NEW MEXICO HOSPITAL
0000046282 | 1077946 | GE HEALTHCARE | DASH 4000 | DASH 4000 | MONITORING SYSTEMS/ PHYSIOLOGIC |  |  | E3DJ8735G | 2017-05-01 | 2018-05-15 | 15510 | OSIS PACU | 1899-12-31 | USD | 0 | Active | UNIVERSITY NEW MEXICO HOSPITAL
0000015972 | 1085386 | WELCH ALLYN INC | 74710 | 74710 | OPHTHALMOSCOPE/OTOSCOPES |  |  | NONE |  | 2017-06-15 | 34315 | CLINICAL NEUROSCIENCE CENTER | 1899-12-31 | USD | 0 | Active | UNIVERSITY NEW MEXICO HOSPITAL
0000046281 | 1077921 | GE HEALTHCARE | DASH 4000 | DASH 4000 | MONITORING SYSTEMS/ PHYSIOLOGIC |  |  | E3DJ8741G | 2017-05-01 | 2018-05-15 | 15510 | OSIS PACU | 1899-12-31 | USD | 0 | Active | UNIVERSITY NEW MEXICO HOSPITAL
0000015558 | 1422214 | WELCH ALLYN INC | 74710 | 74710 | OPHTHALMOSCOPE/OTOSCOPES |  |  | NONE |  | 2017-06-15 | 34315 | CLINICAL NEUROSCIENCE CENTER | 1899-12-31 | USD | 0 | Active | UNIVERSITY NEW MEXICO HOSPITAL
0000046222 | 1216641 | GE HEALTHCARE | DASH 4000 | DASH 4000 | MONITORING SYSTEMS/ PHYSIOLOGIC |  |  | G3EH2841G | 2016-09-23 | 2017-09-15 | 12240 | GENERAL SURGERY (6-S) | 1899-12-31 | USD | 0 | Active | UNIVERSITY NEW MEXICO HOSPITAL
0000015554 | 1085367 | WELCH ALLYN INC | 74710 | 74710 | OPHTHALMOSCOPE/OTOSCOPES |  |  | NONE |  | 2017-06-15 | 34250 | UROLOGY | 1899-12-31 | USD | 0 | Active | UNIVERSITY NEW MEXICO HOSPITAL
0000046280 | 1003692 | GE HEALTHCARE | DASH 4000 | DASH 4000 | MONITORING SYSTEMS/ PHYSIOLOGIC |  |  | C3DJ6904G | 2017-01-27 | 2018-01-15 | 95700 | CLINICAL ENGINEERING | 1899-12-31 | USD | 0 | Active | UNIVERSITY NEW MEXICO HOSPITAL
0000015553 | 1085366 | WELCH ALLYN INC | 74710 | 74710 | OPHTHALMOSCOPE/OTOSCOPES |  |  | NONE |  | 2017-06-15 | 21020 | PEDIATRIC EMERGENCY DEPARTMENT | 1899-12-31 | USD | 0 | Active | UNIVERSITY NEW MEXICO HOSPITAL
0000046279 | 1077936 | GE HEALTHCARE | DASH 4000 | DASH 4000 | MONITORING SYSTEMS/ PHYSIOLOGIC |  |  | E3DJ8724G | 2017-05-01 | 2018-05-15 | 15510 | OSIS PACU | 1899-12-31 | USD | 0 | Active | UNIVERSITY NEW MEXICO HOSPITAL
0000015550 | 1085365 | WELCH ALLYN INC | 74710 | 74710 | OPHTHALMOSCOPE/OTOSCOPES |  |  | NONE |  | 2017-06-15 | 34250 | UROLOGY | 1899-12-31 | USD | 0 | Active | UNIVERSITY NEW MEXICO HOSPITAL
0000046278 | 1077925 | GE HEALTHCARE | DASH 4000 | DASH 4000 | MONITORING SYSTEMS/ PHYSIOLOGIC |  |  | D3DJ8116G | 2017-05-01 | 2018-05-15 | 15510 | OSIS PACU | 1899-12-31 | USD | 0 | Active | UNIVERSITY NEW MEXICO HOSPITAL
0000015696 | 1085372 | WELCH ALLYN INC | 74710 | 74710 | OPHTHALMOSCOPE/OTOSCOPES |  |  | N/A |  | 2017-06-15 | 15055 | ANESTHESIA | 1899-12-31 | USD | 0 | Active | UNIVERSITY NEW MEXICO HOSPITAL
0000046275 | 1142270 | GE HEALTHCARE | DASH 4000 | DASH 4000 | MONITORING SYSTEMS/ PHYSIOLOGIC |  |  | G3EH2950G | 2016-09-19 | 2017-09-15 | 12240 | GENERAL SURGERY (6-S) | 1899-12-31 | USD | 0 | Active | UNIVERSITY NEW MEXICO HOSPITAL
0000015297 | 1085343 | WELCH ALLYN INC | 74710 | 74710 | OPHTHALMOSCOPE/OTOSCOPES |  |  | NONE |  | 2017-06-15 | 34250 | UROLOGY | 1899-12-31 | USD | 0 | Active | UNIVERSITY NEW MEXICO HOSPITAL
0000046274 | 1142154 | GE HEALTHCARE | DASH 4000 | DASH 4000 | MONITORING SYSTEMS/ PHYSIOLOGIC |  |  | G3EH2844G | 2016-09-19 | 2017-09-15 | 12240 | GENERAL SURGERY (6-S) | 1899-12-31 | USD | 0 | Active | UNIVERSITY NEW MEXICO HOSPITAL
0000015294 | 1085342 | WELCH ALLYN INC | 74710 | 74710 | OPHTHALMOSCOPE/OTOSCOPES |  |  | NONE |  | 2017-06-15 | 21015 | ED-NORTH | 1899-12-31 | USD | 0 | Active | UNIVERSITY NEW MEXICO HOSPITAL
0000046273 | 1142265 | GE HEALTHCARE | DASH 4000 | DASH 4000 | MONITORING SYSTEMS/ PHYSIOLOGIC |  |  | G3EH2846G | 2016-09-23 | 2017-09-15 | 12240 | GENERAL SURGERY (6-S) | 1899-12-31 | USD | 0 | Active | UNIVERSITY NEW MEXICO HOSPITAL
0000015292 | 1004959 | WELCH ALLYN INC | 74710 | 74710 | OPHTHALMOSCOPE/OTOSCOPES |  |  | NONE |  | 2017-06-15 | 21015 | ED-NORTH | 1899-12-31 | USD | 0 | Active | UNIVERSITY NEW MEXICO HOSPITAL
0000046272 | 1142271 | GE HEALTHCARE | DASH 4000 | DASH 4000 | MONITORING SYSTEMS/ PHYSIOLOGIC |  |  | G3EH2991G | 2016-09-19 | 2017-09-15 | 12240 | GENERAL SURGERY (6-S) | 1899-12-31 | USD | 0 | Active | UNIVERSITY NEW MEXICO HOSPITAL
0000015161 | 1085332 | WELCH ALLYN INC | 74710 | 74710 | OPHTHALMOSCOPE/OTOSCOPES |  |  | NONE |  | 2017-06-15 | 21015 | ED-NORTH | 1899-12-31 | USD | 0 | Active | UNIVERSITY NEW MEXICO HOSPITAL
0000046271 | 1216651 | GE HEALTHCARE | DASH 4000 | DASH 4000 | MONITORING SYSTEMS/ PHYSIOLOGIC |  |  | G3EH2798G | 2016-09-19 | 2017-09-15 | 12240 | GENERAL SURGERY (6-S) | 1899-12-31 | USD | 0 | Active | UNIVERSITY NEW MEXICO HOSPITAL
0000015143 | 1140224 | WELCH ALLYN INC | 74710 | 74710 | OPHTHALMOSCOPE/OTOSCOPES |  |  | NONE |  | 2017-06-15 | 21015 | ED-NORTH | 1899-12-31 | USD | 0 | Active | UNIVERSITY NEW MEXICO HOSPITAL
0000046270 | 1141015 | GE HEALTHCARE | DASH 4000 | DASH 4000 | MONITORING SYSTEMS/ PHYSIOLOGIC |  |  | G3EH2869G | 2016-09-19 | 2017-09-15 | 12240 | GENERAL SURGERY (6-S) | 1899-12-31 | USD | 0 | Active | UNIVERSITY NEW MEXICO HOSPITAL
0000015118 | 1085327 | WELCH ALLYN INC | 74710 | 74710 | OPHTHALMOSCOPE/OTOSCOPES |  |  | NONE |  | 2017-06-15 | 21015 | ED-NORTH | 1899-12-31 | USD | 0 | Active | UNIVERSITY NEW MEXICO HOSPITAL
0000046799 | 1141701 | GE HEALTHCARE | DASH 4000 | DASH 4000 | MONITORING SYSTEMS/ PHYSIOLOGIC |  |  | G3EH2757G | 2016-10-27 | 2017-10-15 | 12210 | CORONARY CARE SUBACUTE | 1899-12-31 | USD | 0 | Active | UNIVERSITY NEW MEXICO HOSPITAL
0000015097 | 1085324 | WELCH ALLYN INC | 74710 | 74710 | OPHTHALMOSCOPE/OTOSCOPES |  |  | NONE |  | 2017-06-15 | 21015 | ED-NORTH | 1899-12-31 | USD | 0 | Active | UNIVERSITY NEW MEXICO HOSPITAL
0000046798 | 1140510 | GE HEALTHCARE | DASH 4000 | DASH 4000 | MONITORING SYSTEMS/ PHYSIOLOGIC |  |  | G3EH2694G | 2016-08-31 | 2017-08-15 | 12220 | MED/SURG SUBACUTE (4-E) | 1899-12-31 | USD | 0 | Active | UNIVERSITY NEW MEXICO HOSPITAL
0000015084 | 1140236 | WELCH ALLYN INC | 74710 | 74710 | OPHTHALMOSCOPE/OTOSCOPES |  |  | NONE |  | 2017-06-15 | 21015 | ED-NORTH | 1899-12-31 | USD | 0 | Active | UNIVERSITY NEW MEXICO HOSPITAL
0000046797 | 1162962 | GE HEALTHCARE | DASH 4000 | DASH 4000 | MONITORING SYSTEMS/ PHYSIOLOGIC |  |  | G3EH2688G | 2016-08-24 | 2017-08-15 | 12220 | MED/SURG SUBACUTE (4-E) | 1899-12-31 | USD | 0 | Active | UNIVERSITY NEW MEXICO HOSPITAL
0000012485 | 1085248 | WELCH ALLYN INC | 74710 | 74710 | OPHTHALMOSCOPE/OTOSCOPES |  |  | NONE |  | 2017-06-15 | 12455 | NEWBORN ICU | 1899-12-31 | USD | 0 | Active | UNIVERSITY NEW MEXICO HOSPITAL
0000046796 | 1140756 | GE HEALTHCARE | DASH 4000 | DASH 4000 | MONITORING SYSTEMS/ PHYSIOLOGIC |  |  | G3EH2625G | 2016-08-24 | 2017-08-15 | 12220 | MED/SURG SUBACUTE (4-E) | 1899-12-31 | USD | 0 | Active | UNIVERSITY NEW MEXICO HOSPITAL
0000010094 | 1085023 | WELCH ALLYN INC | 74710 | 74710 | OPHTHALMOSCOPE/OTOSCOPES |  |  | NONE |  | 2017-06-15 | 34350 | MEDICINE CLINIC | 1899-12-31 | USD | 0 | Active | UNIVERSITY NEW MEXICO HOSPITAL
0000046795 | 1140755 | GE HEALTHCARE | DASH 4000 | DASH 4000 | MONITORING SYSTEMS/ PHYSIOLOGIC |  |  | G3EH2687G | 2016-08-24 | 2017-08-15 | 12220 | MED/SURG SUBACUTE (4-E) | 1899-12-31 | USD | 0 | Active | UNIVERSITY NEW MEXICO HOSPITAL
0000010093 | 1085022 | WELCH ALLYN INC | 74710 | 74710 | OPHTHALMOSCOPE/OTOSCOPES |  |  | NONE |  | 2017-06-15 | 34350 | MEDICINE CLINIC | 1899-12-31 | USD | 0 | Active | UNIVERSITY NEW MEXICO HOSPITAL
0000046794 | 1216767 | GE HEALTHCARE | DASH 4000 | DASH 4000 | MONITORING SYSTEMS/ PHYSIOLOGIC |  |  | G3EH2627G | 2016-08-26 | 2017-08-15 | 12220 | MED/SURG SUBACUTE (4-E) | 1899-12-31 | USD | 0 | Active | UNIVERSITY NEW MEXICO HOSPITAL
0000010092 | 1085021 | WELCH ALLYN INC | 74710 | 74710 | OPHTHALMOSCOPE/OTOSCOPES |  |  | NONE |  | 2017-06-15 | 34350 | MEDICINE CLINIC | 1899-12-31 | USD | 0 | Active | UNIVERSITY NEW MEXICO HOSPITAL
0000046793 | 1140544 | GE HEALTHCARE | DASH 4000 | DASH 4000 | MONITORING SYSTEMS/ PHYSIOLOGIC |  |  | G3EH2623G | 2016-08-24 | 2017-08-15 | 12220 | MED/SURG SUBACUTE (4-E) | 1899-12-31 | USD | 0 | Active | UNIVERSITY NEW MEXICO HOSPITAL
0000010091 | 1085020 | WELCH ALLYN INC | 74710 | 74710 | OPHTHALMOSCOPE/OTOSCOPES |  |  | NONE |  | 2017-06-15 | 34350 | MEDICINE CLINIC | 1899-12-31 | USD | 0 | Active | UNIVERSITY NEW MEXICO HOSPITAL
0000046792 | 1216766 | GE HEALTHCARE | DASH 4000 | DASH 4000 | MONITORING SYSTEMS/ PHYSIOLOGIC |  |  | G3EH2507G | 2016-08-25 | 2017-08-15 | 12220 | MED/SURG SUBACUTE (4-E) | 1899-12-31 | USD | 0 | Active | UNIVERSITY NEW MEXICO HOSPITAL
0000010090 | 1085019 | WELCH ALLYN INC | 74710 | 74710 | OPHTHALMOSCOPE/OTOSCOPES |  |  | NONE |  | 2017-06-15 | 34350 | MEDICINE CLINIC | 1899-12-31 | USD | 0 | Active | UNIVERSITY NEW MEXICO HOSPITAL
0000046791 | 1140789 | GE HEALTHCARE | DASH 4000 | DASH 4000 | MONITORING SYSTEMS/ PHYSIOLOGIC |  |  | G3EH2695G | 2016-08-25 | 2017-08-15 | 12220 | MED/SURG SUBACUTE (4-E) | 1899-12-31 | USD | 0 | Active | UNIVERSITY NEW MEXICO HOSPITAL
0000010087 | 1085018 | WELCH ALLYN INC | 74710 | 74710 | OPHTHALMOSCOPE/OTOSCOPES |  |  | NONE |  | 2017-06-15 | 34150 | PEDIATRICS CLINIC | 1899-12-31 | USD | 0 | Active | UNIVERSITY NEW MEXICO HOSPITAL
0000046619 | 1142266 | GE HEALTHCARE | DASH 4000 | DASH 4000 | MONITORING SYSTEMS/ PHYSIOLOGIC |  |  | G3EH2945G | 2016-09-21 | 2017-09-15 | 12240 | GENERAL SURGERY (6-S) | 1899-12-31 | USD | 0 | Active | UNIVERSITY NEW MEXICO HOSPITAL
0000010086 | 1085017 | WELCH ALLYN INC | 74710 | 74710 | OPHTHALMOSCOPE/OTOSCOPES |  |  | NONE |  | 2017-06-15 | 34150 | PEDIATRICS CLINIC | 1899-12-31 | USD | 0 | Active | UNIVERSITY NEW MEXICO HOSPITAL
0000046618 | 1142153 | GE HEALTHCARE | DASH 4000 | DASH 4000 | MONITORING SYSTEMS/ PHYSIOLOGIC |  |  | G3EH2952G | 2016-09-21 | 2017-09-15 | 12240 | GENERAL SURGERY (6-S) | 1899-12-31 | USD | 0 | Active | UNIVERSITY NEW MEXICO HOSPITAL
0000010085 | 1085016 | WELCH ALLYN INC | 74710 | 74710 | OPHTHALMOSCOPE/OTOSCOPES |  |  | N/A |  | 2017-06-15 | 34150 | PEDIATRICS CLINIC | 1899-12-31 | USD | 0 | Active | UNIVERSITY NEW MEXICO HOSPITAL
0000046790 | 1140785 | GE HEALTHCARE | DASH 4000 | DASH 4000 | MONITORING SYSTEMS/ PHYSIOLOGIC |  |  | G3EH2624G | 2016-08-25 | 2017-08-15 | 12220 | MED/SURG SUBACUTE (4-E) | 1899-12-31 | USD | 0 | Active | UNIVERSITY NEW MEXICO HOSPITAL
0000010084 | 1085015 | WELCH ALLYN INC | 74710 | 74710 | OPHTHALMOSCOPE/OTOSCOPES |  |  | N/A |  | 2017-06-15 | 34150 | PEDIATRICS CLINIC | 1899-12-31 | USD | 0 | Active | UNIVERSITY NEW MEXICO HOSPITAL
0000046789 | 1140694 | GE HEALTHCARE | DASH 4000 | DASH 4000 | MONITORING SYSTEMS/ PHYSIOLOGIC |  |  | G3EH2629G | 2016-08-24 | 2017-08-15 | 12220 | MED/SURG SUBACUTE (4-E) | 1899-12-31 | USD | 0 | Active | UNIVERSITY NEW MEXICO HOSPITAL
0000010082 | 1085014 | WELCH ALLYN INC | 74710 | 74710 | OPHTHALMOSCOPE/OTOSCOPES |  |  | N/A |  | 2017-06-15 | 34150 | PEDIATRICS CLINIC | 1899-12-31 | USD | 0 | Active | UNIVERSITY NEW MEXICO HOSPITAL
0000046788 | 1140783 | GE HEALTHCARE | DASH 4000 | DASH 4000 | MONITORING SYSTEMS/ PHYSIOLOGIC |  |  | G3EH2626G | 2016-08-25 | 2017-08-15 | 12220 | MED/SURG SUBACUTE (4-E) | 1899-12-31 | USD | 0 | Active | UNIVERSITY NEW MEXICO HOSPITAL
0000010080 | 1085013 | WELCH ALLYN INC | 74710 | 74710 | OPHTHALMOSCOPE/OTOSCOPES |  |  | N/A |  | 2017-06-15 | 34150 | PEDIATRICS CLINIC | 1899-12-31 | USD | 0 | Active | UNIVERSITY NEW MEXICO HOSPITAL
0000046617 | 1142272 | GE HEALTHCARE | DASH 4000 | DASH 4000 | MONITORING SYSTEMS/ PHYSIOLOGIC |  |  | G3EH2955G | 2016-09-21 | 2017-09-15 | 12240 | GENERAL SURGERY (6-S) | 1899-12-31 | USD | 0 | Active | UNIVERSITY NEW MEXICO HOSPITAL
0000010079 | 1085012 | WELCH ALLYN INC | 74710 | 74710 | OPHTHALMOSCOPE/OTOSCOPES |  |  | NONE |  | 2017-06-15 | 34150 | PEDIATRICS CLINIC | 1899-12-31 | USD | 0 | Active | UNIVERSITY NEW MEXICO HOSPITAL
0000046616 | 1142273 | GE HEALTHCARE | DASH 4000 | DASH 4000 | MONITORING SYSTEMS/ PHYSIOLOGIC |  |  | G3EH2954G | 2016-09-21 | 2017-09-15 | 12240 | GENERAL SURGERY (6-S) | 1899-12-31 | USD | 0 | Active | UNIVERSITY NEW MEXICO HOSPITAL
0000035417 | 1215351 | DELL INC | DX110 | DX110 | COMPUTERS/ ECG INTERPRETATION |  |  | BG6N10B |  | 2017-06-15 | 34350 | MEDICINE CLINIC | 1899-12-31 | USD | 0 | Active | UNIVERSITY NEW MEXICO HOSPITAL
0000046615 | 1216717 | GE HEALTHCARE | DASH 4000 | DASH 4000 | MONITORING SYSTEMS/ PHYSIOLOGIC |  |  | G3EH2953G | 2016-09-21 | 2017-09-15 | 12240 | GENERAL SURGERY (6-S) | 1899-12-31 | USD | 0 | Active | UNIVERSITY NEW MEXICO HOSPITAL
0000038654 | 1215541 | HILL LABORATORIES CO | ADJUSTABLE | ADJUSTABLE | CHAIRS/ EXAMINATION/ TREATMENT |  |  | HA991222 |  | 2017-06-15 | 34520 | ORTHOPEDICS CLINIC | 1899-12-31 | USD | 0 | Active | UNIVERSITY NEW MEXICO HOSPITAL
0000046787 | 1140560 | GE HEALTHCARE | DASH 4000 | DASH 4000 | MONITORING SYSTEMS/ PHYSIOLOGIC |  |  | G3EH2691G | 2016-08-24 | 2017-08-15 | 12220 | MED/SURG SUBACUTE (4-E) | 1899-12-31 | USD | 0 | Active | UNIVERSITY NEW MEXICO HOSPITAL
0000018757 | 1214037 | HILL LABORATORIES CO | ADJUSTABLE | ADJUSTABLE | CHAIRS/ EXAMINATION/ TREATMENT |  |  | HA93187 | 2004-01-01 | 2017-06-15 | 76010 | REHABILITATION SERVICES | 1899-12-31 | USD | 0 | Active | UNIVERSITY NEW MEXICO HOSPITAL
0000046909 | 1216810 | GE HEALTHCARE | DASH 4000 | DASH 4000 | MONITORING SYSTEMS/ PHYSIOLOGIC |  |  | G3EH2696G | 2016-10-19 | 2017-10-15 | 12210 | CORONARY CARE SUBACUTE | 1899-12-31 | USD | 0 | Active | UNIVERSITY NEW MEXICO HOSPITAL
0000049368 | 1085614 | CYBEX | 700 | 700 | EXERCISERS/ BICYCLE |  |  | 652322 |  | 2017-06-15 | 76015 | REHABILITATION OUTPATIENT 1025 | 1899-12-31 | USD | 0 | Active | UNIVERSITY NEW MEXICO HOSPITAL
0000046908 | 1141815 | GE HEALTHCARE | DASH 4000 | DASH 4000 | MONITORING SYSTEMS/ PHYSIOLOGIC |  |  | G3EH2628G | 2016-10-19 | 2017-10-15 | 12210 | CORONARY CARE SUBACUTE | 1899-12-31 | USD | 0 | Active | UNIVERSITY NEW MEXICO HOSPITAL
0000045368 | 1216507 | ENOCHS MFG INC | NO MODEL NAME | NO MODEL NUMBER | TABLES/ EXAMINATION/TREATMENT |  | NIS | 195028 | 2005-11-14 | 2017-06-15 | 32050 | WESTSIDE FAMILY & SENIOR HLTH | 1899-12-31 | USD | 0 | Active | UNIVERSITY NEW MEXICO HOSPITAL
0000046907 | 1141816 | GE HEALTHCARE | DASH 4000 | DASH 4000 | MONITORING SYSTEMS/ PHYSIOLOGIC |  |  | F3EH2167G | 2016-10-19 | 2017-10-15 | 12210 | CORONARY CARE SUBACUTE | 1899-12-31 | USD | 0 | Active | UNIVERSITY NEW MEXICO HOSPITAL
0000032853 | 1215068 | ENOCHS MFG INC | NO MODEL NAME | NO MODEL NUMBER | TABLES/ EXAMINATION/TREATMENT |  |  | NONE |  | 2017-06-15 | 34130 | MILAGRO OP OB CLINIC | 1899-12-31 | USD | 0 | Active | UNIVERSITY NEW MEXICO HOSPITAL
0000046906 | 1141413 | GE HEALTHCARE | DASH 4000 | DASH 4000 | MONITORING SYSTEMS/ PHYSIOLOGIC |  |  | G3EH2421G | 2016-10-19 | 2017-10-15 | 12210 | CORONARY CARE SUBACUTE | 1899-12-31 | USD | 0 | Active | UNIVERSITY NEW MEXICO HOSPITAL
0000032901 | 1380161 | GAYMAR INDUSTRIES INC | TP500 | TP500 | WARMING UNITS/ PATIENT/ CIRCULATING-FLUID |  |  | TP500I99C86 | 2016-11-22 | 2017-09-15 | 15010 | STERILE PROCESSING | 1899-12-31 | USD | 0 | Reactivated | UNIVERSITY NEW MEXICO HOSPITAL
0000046800 | 1141412 | GE HEALTHCARE | DASH 4000 | DASH 4000 | MONITORING SYSTEMS/ PHYSIOLOGIC |  |  | G3EH2619G | 2016-10-19 | 2017-10-15 | 12210 | CORONARY CARE SUBACUTE | 1899-12-31 | USD | 0 | Active | UNIVERSITY NEW MEXICO HOSPITAL
0000032900 | 1142120 | GAYMAR INDUSTRIES INC | TP500 | TP500 | WARMING UNITS/ PATIENT/ CIRCULATING-FLUID |  |  | TP500I99C70 | 2016-09-21 | 2017-09-15 | 15010 | STERILE PROCESSING | 1899-12-31 | USD | 0 | Active | UNIVERSITY NEW MEXICO HOSPITAL
0000041426 | 1216096 | GE HEALTHCARE | DASH 4000 | DASH 4000 | MONITORING SYSTEMS/ PHYSIOLOGIC |  |  | E1DJ0331G | 2017-04-24 | 2018-04-15 | 12310 | ADULT ONCOLOGY MED/SURG | 1899-12-31 | USD | 0 | Active | UNIVERSITY NEW MEXICO HOSPITAL
0000032899 | 1215079 | GAYMAR INDUSTRIES INC | TP500 | TP500 | WARMING UNITS/ PATIENT/ CIRCULATING-FLUID |  |  | TP500I99C76 | 2016-09-22 | 2017-09-15 | 15010 | STERILE PROCESSING | 1899-12-31 | USD | 0 | Reactivated | UNIVERSITY NEW MEXICO HOSPITAL
0000041425 | 1216095 | GE HEALTHCARE | DASH 4000 | DASH 4000 | MONITORING SYSTEMS/ PHYSIOLOGIC |  |  | E1DJ0966G | 2017-04-24 | 2018-04-15 | 12310 | ADULT ONCOLOGY MED/SURG | 1899-12-31 | USD | 0 | Active | UNIVERSITY NEW MEXICO HOSPITAL
0000034239 | 1141334 | GAYMAR INDUSTRIES INC | TP500 | TP500 | WARMING UNITS/ PATIENT/ CIRCULATING-FLUID |  |  | TP500B89028 | 2016-09-22 | 2017-09-15 | 15010 | STERILE PROCESSING | 1899-12-31 | USD | 0 | Reactivated | UNIVERSITY NEW MEXICO HOSPITAL
0000041424 | 1096989 | GE HEALTHCARE | DASH 4000 | DASH 4000 | MONITORING SYSTEMS/ PHYSIOLOGIC |  |  | E1DJ0959G | 2017-04-24 | 2018-04-15 | 12310 | ADULT ONCOLOGY MED/SURG | 1899-12-31 | USD | 0 | Active | UNIVERSITY NEW MEXICO HOSPITAL
0000034237 | 1439962 | GAYMAR INDUSTRIES INC | TP500 | TP500 | WARMING UNITS/ PATIENT/ CIRCULATING-FLUID |  |  | TP500B79028 | 2016-09-16 | 2017-09-15 | 15010 | STERILE PROCESSING | 1899-12-31 | USD | 0 | Active | UNIVERSITY NEW MEXICO HOSPITAL
0000041423 | 1216093 | GE HEALTHCARE | DASH 4000 | DASH 4000 | MONITORING SYSTEMS/ PHYSIOLOGIC |  |  | E1DJ0954G | 2017-04-24 | 2018-04-15 | 12310 | ADULT ONCOLOGY MED/SURG | 1899-12-31 | USD | 0 | Active | UNIVERSITY NEW MEXICO HOSPITAL
0000034231 | 1141859 | GAYMAR INDUSTRIES INC | TP500 | TP500 | WARMING UNITS/ PATIENT/ CIRCULATING-FLUID |  | NIS | TP500I59024 | 2016-09-22 | 2017-09-15 | 15010 | STERILE PROCESSING | 1899-12-31 | USD | 0 | Active | UNIVERSITY NEW MEXICO HOSPITAL
0000041422 | 1163200 | GE HEALTHCARE | DASH 4000 | DASH 4000 | MONITORING SYSTEMS/ PHYSIOLOGIC |  |  | E1DJ0962G | 2017-04-24 | 2018-04-15 | 12310 | ADULT ONCOLOGY MED/SURG | 1899-12-31 | USD | 0 | Active | UNIVERSITY NEW MEXICO HOSPITAL
0000032908 | 1198504 | GAYMAR INDUSTRIES INC | TP500 | TP500 | WARMING UNITS/ PATIENT/ CIRCULATING-FLUID |  |  | TP500I99C32 | 2016-02-09 | 2017-09-15 | 15010 | STERILE PROCESSING | 1899-12-31 | USD | 0 | Reactivated | UNIVERSITY NEW MEXICO HOSPITAL
0000041421 | 1162738 | GE HEALTHCARE | DASH 4000 | DASH 4000 | MONITORING SYSTEMS/ PHYSIOLOGIC |  |  | E1DJ0913G | 2017-04-24 | 2018-04-15 | 12310 | ADULT ONCOLOGY MED/SURG | 1899-12-31 | USD | 0 | Active | UNIVERSITY NEW MEXICO HOSPITAL
0000032907 | 1141555 | GAYMAR INDUSTRIES INC | TP500 | TP500 | WARMING UNITS/ PATIENT/ CIRCULATING-FLUID |  |  | TP500I99C71 | 2016-09-30 | 2017-09-15 | 15010 | STERILE PROCESSING | 1899-12-31 | USD | 0 | Reactivated | UNIVERSITY NEW MEXICO HOSPITAL
0000041420 | 1216090 | GE HEALTHCARE | DASH 4000 | DASH 4000 | MONITORING SYSTEMS/ PHYSIOLOGIC |  |  | E1DJ0892G | 2017-04-24 | 2018-04-15 | 12310 | ADULT ONCOLOGY MED/SURG | 1899-12-31 | USD | 0 | Active | UNIVERSITY NEW MEXICO HOSPITAL
0000032905 | 1215084 | GAYMAR INDUSTRIES INC | TP500 | TP500 | WARMING UNITS/ PATIENT/ CIRCULATING-FLUID |  |  | TP500I99C43 | 2016-09-09 | 2017-09-15 | 15010 | STERILE PROCESSING | 1899-12-31 | USD | 0 | Active | UNIVERSITY NEW MEXICO HOSPITAL
0000042002 | 1004906 | GE HEALTHCARE | DASH 4000 | DASH 4000 | MONITORING SYSTEMS/ PHYSIOLOGIC |  |  | M1DJ8248G | 2017-01-01 | 2018-01-15 | 75025 | RADIOLOGY - INTERVENTIONAL RAD | 1899-12-31 | USD | 0 | Active | UNIVERSITY NEW MEXICO HOSPITAL
0000032903 | 1215082 | GAYMAR INDUSTRIES INC | TP500 | TP500 | WARMING UNITS/ PATIENT/ CIRCULATING-FLUID |  |  | TP500I99C54 | 2016-09-19 | 2017-09-15 | 15010 | STERILE PROCESSING | 1899-12-31 | USD | 0 | Active | UNIVERSITY NEW MEXICO HOSPITAL
0000042001 | 1144484 | GE HEALTHCARE | DASH 4000 | DASH 4000 | MONITORING SYSTEMS/ PHYSIOLOGIC |  |  | M1DJ8231G | 2016-01-01 | 2018-01-15 | 75025 | RADIOLOGY - INTERVENTIONAL RAD | 1899-12-31 | USD | 0 | Active | UNIVERSITY NEW MEXICO HOSPITAL
0000041549 | 1216136 | GE HEALTHCARE | PRO 400 | PRO 400 | MONITORS/ BEDSIDE/ BLOOD PRESSURE |  |  | 010M2499119 | 2016-09-19 | 2017-09-15 | 12240 | GENERAL SURGERY (6-S) | 1899-12-31 | USD | 0 | Active | UNIVERSITY NEW MEXICO HOSPITAL
0000042000 | 1004920 | GE HEALTHCARE | DASH 4000 | DASH 4000 | MONITORING SYSTEMS/ PHYSIOLOGIC |  |  | M1DJ8145G | 2017-01-01 | 2018-01-15 | 75025 | RADIOLOGY - INTERVENTIONAL RAD | 1899-12-31 | USD | 0 | Active | UNIVERSITY NEW MEXICO HOSPITAL
0000041548 | 1140692 | GE HEALTHCARE | PRO 400 | PRO 400 | MONITORS/ BEDSIDE/ BLOOD PRESSURE |  |  | 010M2499115 | 2017-05-02 | 2018-05-15 | 12130 | TRAUMA/SURGICAL ICU | 1899-12-31 | USD | 0 | Reactivated | UNIVERSITY NEW MEXICO HOSPITAL
0000041999 | 1004923 | GE HEALTHCARE | DASH 4000 | DASH 4000 | MONITORING SYSTEMS/ PHYSIOLOGIC |  |  | M1DJ8233G | 2017-01-05 | 2018-01-15 | 95700 | CLINICAL ENGINEERING | 1899-12-31 | USD | 0 | Active | UNIVERSITY NEW MEXICO HOSPITAL
0000041545 | 1140505 | GE HEALTHCARE | PRO 400 | PRO 400 | MONITORS/ BEDSIDE/ BLOOD PRESSURE |  |  | 010M24999128 | 2016-08-03 | 2017-08-15 | 12340 | SURGICAL SPECIALITY UNIT (4-S) | 1899-12-31 | USD | 0 | Active | UNIVERSITY NEW MEXICO HOSPITAL
0000046046 | 1077957 | GE HEALTHCARE | DASH 4000 | DASH 4000 | MONITORING SYSTEMS/ PHYSIOLOGIC |  |  | H2DJ7329G | 2017-05-01 | 2018-05-15 | 15510 | OSIS PACU | 1899-12-31 | USD | 0 | Active | UNIVERSITY NEW MEXICO HOSPITAL
0000041542 | 1216133 | GE HEALTHCARE | PRO 400 | PRO 400 | MONITORS/ BEDSIDE/ BLOOD PRESSURE |  |  | 010M2499127 | 2016-09-21 | 2017-09-15 | 34540 | SPORTS MEDICINE | 1899-12-31 | USD | 0 | Active | UNIVERSITY NEW MEXICO HOSPITAL
0000046045 | 1077991 | GE HEALTHCARE | DASH 4000 | DASH 4000 | MONITORING SYSTEMS/ PHYSIOLOGIC |  |  | H2DJ6931G | 2017-05-01 | 2018-05-15 | 15510 | OSIS PACU | 1899-12-31 | USD | 0 | Active | UNIVERSITY NEW MEXICO HOSPITAL
0000041541 | 1141689 | GE HEALTHCARE | PRO 400 | PRO 400 | MONITORS/ BEDSIDE/ BLOOD PRESSURE |  |  | 010M2499096 | 2016-12-01 | 2017-12-15 | 89025 | CLINICAL EDUCATION | 1899-12-31 | USD | 0 | Active | UNIVERSITY NEW MEXICO HOSPITAL
0000046044 | 1077910 | GE HEALTHCARE | DASH 4000 | DASH 4000 | MONITORING SYSTEMS/ PHYSIOLOGIC |  |  | H2DJ7335G | 2017-05-01 | 2018-05-15 | 15510 | OSIS PACU | 1899-12-31 | USD | 0 | Active | UNIVERSITY NEW MEXICO HOSPITAL
0000041531 | 1216128 | GE HEALTHCARE | PRO 400 | PRO 400 | MONITORS/ BEDSIDE/ BLOOD PRESSURE |  |  | 010M2499090 | 2016-12-01 | 2017-12-15 | 34230 | SURGICAL SPECIALTIES | 1899-12-31 | USD | 0 | Active | UNIVERSITY NEW MEXICO HOSPITAL
0000046043 | 1077924 | GE HEALTHCARE | DASH 4000 | DASH 4000 | MONITORING SYSTEMS/ PHYSIOLOGIC |  |  | H2DJ6929G | 2017-05-01 | 2018-05-15 | 15510 | OSIS PACU | 1899-12-31 | USD | 0 | Active | UNIVERSITY NEW MEXICO HOSPITAL
0000041530 | 1142591 | GE HEALTHCARE | PRO 400 | PRO 400 | MONITORS/ BEDSIDE/ BLOOD PRESSURE |  |  | 010M2499100 | 2016-12-12 | 2017-12-15 | 34230 | SURGICAL SPECIALTIES | 1899-12-31 | USD | 0 | Active | UNIVERSITY NEW MEXICO HOSPITAL
0000046042 | 1216559 | GE HEALTHCARE | DASH 4000 | DASH 4000 | MONITORING SYSTEMS/ PHYSIOLOGIC |  |  | H2DJ6922G | 2017-05-01 | 2018-05-15 | 15510 | OSIS PACU | 1899-12-31 | USD | 0 | Active | UNIVERSITY NEW MEXICO HOSPITAL
0000041529 | 1141616 | GE HEALTHCARE | PRO 400 | PRO 400 | MONITORS/ BEDSIDE/ BLOOD PRESSURE |  |  | 010M2499118 | 2016-10-01 | 2017-10-15 | 32050 | WESTSIDE FAMILY & SENIOR HLTH | 1899-12-31 | USD | 0 | Active | UNIVERSITY NEW MEXICO HOSPITAL
0000046041 | 1077939 | GE HEALTHCARE | DASH 4000 | DASH 4000 | MONITORING SYSTEMS/ PHYSIOLOGIC |  |  | G2DJ6568G | 2017-05-15 | 2018-05-15 | 15510 | OSIS PACU | 1899-12-31 | USD | 0 | Active | UNIVERSITY NEW MEXICO HOSPITAL
0000041528 | 1216125 | GE HEALTHCARE | PRO 400 | PRO 400 | MONITORS/ BEDSIDE/ BLOOD PRESSURE |  |  | 010M2499084 | 2016-09-27 | 2017-09-15 | 34350 | MEDICINE CLINIC | 1899-12-31 | USD | 0 | Active | UNIVERSITY NEW MEXICO HOSPITAL
0000046040 | 1077933 | GE HEALTHCARE | DASH 4000 | DASH 4000 | MONITORING SYSTEMS/ PHYSIOLOGIC |  |  | H2DJ7277G | 2017-05-01 | 2018-05-15 | 15510 | OSIS PACU | 1899-12-31 | USD | 0 | Active | UNIVERSITY NEW MEXICO HOSPITAL
0000041527 | 1142136 | GE HEALTHCARE | PRO 400 | PRO 400 | MONITORS/ BEDSIDE/ BLOOD PRESSURE |  |  | 010M2499072 | 2016-09-27 | 2017-09-15 | 12350 | CRC/CTC (5-E) | 1899-12-31 | USD | 0 | Active | UNIVERSITY NEW MEXICO HOSPITAL
0000046039 | 1077918 | GE HEALTHCARE | DASH 4000 | DASH 4000 | MONITORING SYSTEMS/ PHYSIOLOGIC |  |  | H2DJ7006G | 2017-05-01 | 2018-05-15 | 15510 | OSIS PACU | 1899-12-31 | USD | 0 | Active | UNIVERSITY NEW MEXICO HOSPITAL
0000041526 | 1144093 | GE HEALTHCARE | PRO 400 | PRO 400 | MONITORS/ BEDSIDE/ BLOOD PRESSURE |  |  | 010M2499093 | 2016-01-27 | 2017-01-15 | 30030 | CTH OUTPATIENT CLINIC | 1899-12-31 | USD | 0 | Active | UNIVERSITY NEW MEXICO HOSPITAL
0000046038 | 1077949 | GE HEALTHCARE | DASH 4000 | DASH 4000 | MONITORING SYSTEMS/ PHYSIOLOGIC |  |  | H2DJ6932G | 2017-05-01 | 2018-05-15 | 15510 | OSIS PACU | 1899-12-31 | USD | 0 | Active | UNIVERSITY NEW MEXICO HOSPITAL
0000041522 | 1003549 | GE HEALTHCARE | PRO 400 | PRO 400 | MONITORS/ BEDSIDE/ BLOOD PRESSURE |  |  | 010M2499082 | 2017-06-05 | 2018-06-15 | 15040 | PACU (RECOVERY ROOM 1) | 1899-12-31 | USD | 0 | Active | UNIVERSITY NEW MEXICO HOSPITAL
0000046053 | 1077986 | GE HEALTHCARE | DASH 4000 | DASH 4000 | MONITORING SYSTEMS/ PHYSIOLOGIC |  |  | G2DJ6575G | 2017-05-01 | 2018-05-15 | 15510 | OSIS PACU | 1899-12-31 | USD | 0 | Active | UNIVERSITY NEW MEXICO HOSPITAL
0000041520 | 1003551 | GE HEALTHCARE | PRO 400 | PRO 400 | MONITORS/ BEDSIDE/ BLOOD PRESSURE |  |  | 010M2499098 | 2017-07-11 | 2018-07-15 | 15040 | PACU (RECOVERY ROOM 1) | 1899-12-31 | USD | 0 | Reactivated | UNIVERSITY NEW MEXICO HOSPITAL
0000046037 | 1077912 | GE HEALTHCARE | DASH 4000 | DASH 4000 | MONITORING SYSTEMS/ PHYSIOLOGIC |  |  | H2DJ7360G | 2017-05-01 | 2018-05-15 | 15510 | OSIS PACU | 1899-12-31 | USD | 0 | Active | UNIVERSITY NEW MEXICO HOSPITAL
0000041519 | 1140366 | GE HEALTHCARE | PRO 400 | PRO 400 | MONITORS/ BEDSIDE/ BLOOD PRESSURE |  |  | 010M2499075 | 2016-10-24 | 2017-10-15 | 12230 | GEN MED/SAC (4-W) | 1899-12-31 | USD | 0 | Active | UNIVERSITY NEW MEXICO HOSPITAL
0000046036 | 1077934 | GE HEALTHCARE | DASH 4000 | DASH 4000 | MONITORING SYSTEMS/ PHYSIOLOGIC |  |  | H2DJ7362G | 2017-05-01 | 2018-05-15 | 15510 | OSIS PACU | 1899-12-31 | USD | 0 | Active | UNIVERSITY NEW MEXICO HOSPITAL
0000041550 | 1162899 | GE HEALTHCARE | PRO 400 | PRO 400 | MONITORS/ BEDSIDE/ BLOOD PRESSURE |  |  | 010M2499111 | 2016-12-01 | 2017-12-15 | 34250 | UROLOGY | 1899-12-31 | USD | 0 | Active | UNIVERSITY NEW MEXICO HOSPITAL
0000046011 | 1004687 | GE HEALTHCARE | DASH 4000 | DASH 4000 | MONITORING SYSTEMS/ PHYSIOLOGIC |  |  | G2DJ6576G | 2017-07-14 | 2018-07-15 | 21020 | PEDIATRIC EMERGENCY DEPARTMENT | 1899-12-31 | USD | 0 | Active | UNIVERSITY NEW MEXICO HOSPITAL
0000041518 | 1143185 | GE HEALTHCARE | PRO 400 | PRO 400 | MONITORS/ BEDSIDE/ BLOOD PRESSURE |  |  | 010M2479049 | 2017-01-24 | 2018-01-15 | 34150 | PEDIATRICS CLINIC | 1899-12-31 | USD | 0 | Active | UNIVERSITY NEW MEXICO HOSPITAL
0000046052 | 1077988 | GE HEALTHCARE | DASH 4000 | DASH 4000 | MONITORING SYSTEMS/ PHYSIOLOGIC |  |  | H2DJ7257G | 2017-05-01 | 2018-05-15 | 15510 | OSIS PACU | 1899-12-31 | USD | 0 | Active | UNIVERSITY NEW MEXICO HOSPITAL
0000041517 | 1083534 | GE HEALTHCARE | PRO 400 | PRO 400 | MONITORS/ BEDSIDE/ BLOOD PRESSURE |  |  | 010M2479032 | 2016-07-07 | 2017-07-15 | 21015 | ED-NORTH | 1899-12-31 | USD | 0 | Active | UNIVERSITY NEW MEXICO HOSPITAL
0000046051 | 1077928 | GE HEALTHCARE | DASH 4000 | DASH 4000 | MONITORING SYSTEMS/ PHYSIOLOGIC |  |  | G2DJ6579G | 2017-05-01 | 2018-05-15 | 15510 | OSIS PACU | 1899-12-31 | USD | 0 | Active | UNIVERSITY NEW MEXICO HOSPITAL
0000043866 | 1143191 | GE HEALTHCARE | PRO 400 | PRO 400 | MONITORS/ BEDSIDE/ BLOOD PRESSURE |  |  | 020M2689076 | 2017-01-23 | 2018-01-15 | 34150 | PEDIATRICS CLINIC | 1899-12-31 | USD | 0 | Active | UNIVERSITY NEW MEXICO HOSPITAL
0000046050 | 1077981 | GE HEALTHCARE | DASH 4000 | DASH 4000 | MONITORING SYSTEMS/ PHYSIOLOGIC |  |  | G2DJ6577G | 2017-05-01 | 2018-05-15 | 15510 | OSIS PACU | 1899-12-31 | USD | 0 | Active | UNIVERSITY NEW MEXICO HOSPITAL
0000043865 | 1140710 | GE HEALTHCARE | PRO 400 | PRO 400 | MONITORS/ BEDSIDE/ BLOOD PRESSURE |  |  | 020M2689041 | 2016-08-03 | 2017-08-15 | 12360 | NEUROSCIENCE | 1899-12-31 | USD | 0 | Active | UNIVERSITY NEW MEXICO HOSPITAL
0000046010 | 1004757 | GE HEALTHCARE | DASH 4000 | DASH 4000 | MONITORING SYSTEMS/ PHYSIOLOGIC |  |  | G2DJ6574G | 2017-07-06 | 2018-07-15 | 21015 | ED-NORTH | 1899-12-31 | USD | 0 | Active | UNIVERSITY NEW MEXICO HOSPITAL
95087 | 1421620 | GE HEALTHCARE | PRO 400 | PRO 400 | MONITORS/ BEDSIDE/ BLOOD PRESSURE |  |  | 033M3239026 | 2017-01-01 | 2018-01-15 | 95700 | CLINICAL ENGINEERING | 1899-12-31 | USD | 0 | Active | UNIVERSITY NEW MEXICO HOSPITAL
0000046009 | 1004749 | GE HEALTHCARE | DASH 4000 | DASH 4000 | MONITORING SYSTEMS/ PHYSIOLOGIC |  |  | H2DJ7320G | 2017-07-14 | 2018-07-15 | 21015 | ED-NORTH | 1899-12-31 | USD | 0 | Active | UNIVERSITY NEW MEXICO HOSPITAL
0000012885 | 1140530 | LEISEGANG MEDICAL INC | 66 | 66 | COLPOSCOPES |  |  | 26962 | 2016-10-21 | 2017-10-15 | 34110 | WOMEN'S HEALTH CENTER | 1899-12-31 | USD | 0 | Active | UNIVERSITY NEW MEXICO HOSPITAL
0000046008 | 1077908 | GE HEALTHCARE | DASH 4000 | DASH 4000 | MONITORING SYSTEMS/ PHYSIOLOGIC |  |  | H2DJ7001G | 2017-05-01 | 2018-05-15 | 15510 | OSIS PACU | 1899-12-31 | USD | 0 | Active | UNIVERSITY NEW MEXICO HOSPITAL
0000049684 | 1216954 | ULTRAK | KM1400CN | KM1400CN | MONITORS/ VIDEO |  |  | 9120247 |  | 2017-06-15 | 34610 | OPHTHALMOLOGY ON SITE CLINIC | 1899-12-31 | USD | 0 | Active | UNIVERSITY NEW MEXICO HOSPITAL
0000046049 | 1216560 | GE HEALTHCARE | DASH 4000 | DASH 4000 | MONITORING SYSTEMS/ PHYSIOLOGIC |  |  | H2DJ7079G | 2017-05-01 | 2018-05-15 | 15510 | OSIS PACU | 1899-12-31 | USD | 0 | Active | UNIVERSITY NEW MEXICO HOSPITAL
0000038618 | 1215532 | ULTRAK | KM1400CN | KM1400CN | MONITORS/ VIDEO |  |  | 9040085 |  | 2017-06-15 | 34610 | OPHTHALMOLOGY ON SITE CLINIC | 1899-12-31 | USD | 0 | Active | UNIVERSITY NEW MEXICO HOSPITAL
0000046048 | 1077914 | GE HEALTHCARE | DASH 4000 | DASH 4000 | MONITORING SYSTEMS/ PHYSIOLOGIC |  |  | G2DJ6565G | 2017-05-01 | 2018-05-15 | 15510 | OSIS PACU | 1899-12-31 | USD | 0 | Active | UNIVERSITY NEW MEXICO HOSPITAL
0000029386 | 1214757 | HUNTLEIGH HEALTHCARE LTD | D520 | D520 | FETAL HEART DETECTORS/ ULTRASONIC |  |  | 80581 | 2003-11-01 | 2017-06-15 | 32070 | M & FP-S BROADWAY-1500WAL | 1899-12-31 | USD | 0 | Active | UNIVERSITY NEW MEXICO HOSPITAL
0000046047 | 1077951 | GE HEALTHCARE | DASH 4000 | DASH 4000 | MONITORING SYSTEMS/ PHYSIOLOGIC |  |  | G2DJ6357G | 2017-05-01 | 2018-05-15 | 15510 | OSIS PACU | 1899-12-31 | USD | 0 | Active | UNIVERSITY NEW MEXICO HOSPITAL
0000046718 | 1216744 | WELCH ALLYN INC | SURETEMP (679) | SURETEMP (679) | THERMOMETERS/ ELECTRONIC |  |  | 01148244A |  | 2017-06-15 | 12340 | SURGICAL SPECIALITY UNIT (4-S) | 1899-12-31 | USD | 0 | Active | UNIVERSITY NEW MEXICO HOSPITAL
0000046007 | 1140149 | GE HEALTHCARE | DASH 4000 | DASH 4000 | MONITORING SYSTEMS/ PHYSIOLOGIC |  |  | H2DJ7336G | 2017-07-14 | 2018-07-15 | 21015 | ED-NORTH | 1899-12-31 | USD | 0 | Active | UNIVERSITY NEW MEXICO HOSPITAL
0000030089 | 1214818 | WELCH ALLYN INC | SURETEMP (679) | SURETEMP (679) | THERMOMETERS/ ELECTRONIC |  |  | 2984206A |  | 2017-06-15 | 34150 | PEDIATRICS CLINIC | 1899-12-31 | USD | 0 | Active | UNIVERSITY NEW MEXICO HOSPITAL
0000046006 | 1004688 | GE HEALTHCARE | DASH 4000 | DASH 4000 | MONITORING SYSTEMS/ PHYSIOLOGIC |  |  | G2DJ6567G | 2017-07-14 | 2018-07-15 | 21015 | ED-NORTH | 1899-12-31 | USD | 0 | Active | UNIVERSITY NEW MEXICO HOSPITAL
0000032644 | 1215052 | PANASONIC CORP | GP-US522CU | GP-US522CU | CAMERAS |  |  | 921579 |  | 2017-06-15 | 34230 | SURGICAL SPECIALTIES | 1899-12-31 | USD | 0 | Active | UNIVERSITY NEW MEXICO HOSPITAL
0000041419 | 1216089 | GE HEALTHCARE | DASH 4000 | DASH 4000 | MONITORING SYSTEMS/ PHYSIOLOGIC |  |  | E1DJ0912G | 2017-04-24 | 2018-04-15 | 12310 | ADULT ONCOLOGY MED/SURG | 1899-12-31 | USD | 0 | Active | UNIVERSITY NEW MEXICO HOSPITAL
0000052987 | 1217624 | LIFE FITNESS INC | LC-9500RHR | LC-9500RHR | EXERCISERS/ BICYCLE |  |  | 634782 | 2005-03-29 | 2017-06-15 | 12480 | CTH REHAB-ORTHO UNIT | 1899-12-31 | USD | 0 | Active | UNIVERSITY NEW MEXICO HOSPITAL
0000041418 | 1216088 | GE HEALTHCARE | DASH 4000 | DASH 4000 | MONITORING SYSTEMS/ PHYSIOLOGIC |  |  | E1DJ0897G | 2017-04-24 | 2018-04-15 | 12310 | ADULT ONCOLOGY MED/SURG | 1899-12-31 | USD | 0 | Active | UNIVERSITY NEW MEXICO HOSPITAL
0000049712 | 1216971 | REICHERT-JUNG SCIENTIFIC INSTRUMENTS | 11625 | 11625 | REFRACTORS/ OPHTHALMOLOGIC |  |  | 18781-3 | 2016-12-01 | 2017-12-15 | 32040 | NE HEIGHTS CLINIC | 1899-12-31 | USD | 0 | Active | UNIVERSITY NEW MEXICO HOSPITAL
0000041417 | 1216087 | GE HEALTHCARE | DASH 4000 | DASH 4000 | MONITORING SYSTEMS/ PHYSIOLOGIC |  |  | E1DJ0893G | 2017-04-24 | 2018-04-15 | 12310 | ADULT ONCOLOGY MED/SURG | 1899-12-31 | USD | 0 | Active | UNIVERSITY NEW MEXICO HOSPITAL
0000049696 | 1216965 | REICHERT-JUNG SCIENTIFIC INSTRUMENTS | 11625 | 11625 | REFRACTORS/ OPHTHALMOLOGIC |  |  | 20023-4 | 2016-12-01 | 2017-12-15 | 34610 | OPHTHALMOLOGY ON SITE CLINIC | 1899-12-31 | USD | 0 | Active | UNIVERSITY NEW MEXICO HOSPITAL
0000038236 | 1004886 | GE HEALTHCARE | DASH 4000 | DASH 4000 | MONITORING SYSTEMS/ PHYSIOLOGIC |  |  | C1DJ8871G | 2017-01-01 | 2018-01-15 | 75000 | RADIOLOGY - GENERAL | 1899-12-31 | USD | 0 | Active | UNIVERSITY NEW MEXICO HOSPITAL
0000033546 | 1141370 | AIR-SHIELDS INC | PM78-1 | PM78-1 | WARMING UNITS/ PATIENT/ RADIANT/ INFANT |  |  | TN28355 | 2017-04-19 | 2017-10-15 | 12460 | PEDIATRIC ICU | 1899-12-31 | USD | 0 | Active | UNIVERSITY NEW MEXICO HOSPITAL
0000038240 | 1003583 | GE HEALTHCARE | DASH 4000 | DASH 4000 | MONITORING SYSTEMS/ PHYSIOLOGIC |  |  | C1DJ8867G | 2017-06-13 | 2018-06-15 | 15040 | PACU (RECOVERY ROOM 1) | 1899-12-31 | USD | 0 | Active | UNIVERSITY NEW MEXICO HOSPITAL
0000049830 | 1217010 | RITTER-TYCOS DIV SYBRON CORP (MIDMARK) | 151-001 | 151-001 | LIGHTS/ EXAMINATION |  |  | NC2374 |  | 2017-06-15 | 32065 | M & FP-NW VALLEY-1231 CAN | 1899-12-31 | USD | 0 | Active | UNIVERSITY NEW MEXICO HOSPITAL
0000038239 | 1143067 | GE HEALTHCARE | DASH 4000 | DASH 4000 | MONITORING SYSTEMS/ PHYSIOLOGIC |  |  | C1DJ8665G | 2017-04-18 | 2018-04-15 | 12430 | GENERAL PEDIATRICS UNIT | 1899-12-31 | USD | 0 | Active | UNIVERSITY NEW MEXICO HOSPITAL
0000049664 | 1216948 | RITTER-TYCOS DIV SYBRON CORP (MIDMARK) | 151-001 | 151-001 | LIGHTS/ EXAMINATION |  |  | N02601 |  | 2017-06-15 | 32065 | M & FP-NW VALLEY-1231 CAN | 1899-12-31 | USD | 0 | Active | UNIVERSITY NEW MEXICO HOSPITAL
0000038238 | 1003585 | GE HEALTHCARE | DASH 4000 | DASH 4000 | MONITORING SYSTEMS/ PHYSIOLOGIC |  |  | C1DJ8665G | 2017-06-13 | 2018-06-15 | 15040 | PACU (RECOVERY ROOM 1) | 1899-12-31 | USD | 0 | Active | UNIVERSITY NEW MEXICO HOSPITAL
0000046846 | 1216781 | HEINE | ACCUBOX 11 | ACCUBOX 11 | POWER SUPPLIES |  |  | N/A |  | 2017-06-15 | 34610 | OPHTHALMOLOGY ON SITE CLINIC | 1899-12-31 | USD | 0 | Active | UNIVERSITY NEW MEXICO HOSPITAL
0000038237 | 1004927 | GE HEALTHCARE | DASH 4000 | DASH 4000 | MONITORING SYSTEMS/ PHYSIOLOGIC |  |  | C1DJ8858G | 2017-01-01 | 2018-01-15 | 75025 | RADIOLOGY - INTERVENTIONAL RAD | 1899-12-31 | USD | 0 | Active | UNIVERSITY NEW MEXICO HOSPITAL
0000010536 | 1142755 | KEELER INSTRUMENTS INC | DUALITE | DUALITE | TRANSFORMERS |  |  | G-47233 |  | 2017-06-15 | 34610 | OPHTHALMOLOGY ON SITE CLINIC | 1899-12-31 | USD | 0 | Active | UNIVERSITY NEW MEXICO HOSPITAL
0000049632 | 1141380 | RITTER MEDICAL PRODUCTS | 119 | 119 | TABLES/ EXAMINATION/TREATMENT |  |  | BY003082 | 2009-10-28 | 2017-06-15 | 34110 | WOMEN'S HEALTH CENTER | 1899-12-31 | USD | 0 | Active | UNIVERSITY NEW MEXICO HOSPITAL
0000010535 | 1142771 | KEELER INSTRUMENTS INC | DUALITE | DUALITE | TRANSFORMERS |  |  | G-47236 | 2009-12-03 | 2017-06-15 | 34610 | OPHTHALMOLOGY ON SITE CLINIC | 1899-12-31 | USD | 0 | Active | UNIVERSITY NEW MEXICO HOSPITAL
0000024199 | 1142793 | RITTER MEDICAL PRODUCTS | 119 | 119 | TABLES/ EXAMINATION/TREATMENT |  |  | BY003138 | 2009-12-02 | 2017-06-15 | 34230 | SURGICAL SPECIALTIES | 1899-12-31 | USD | 0 | Active | UNIVERSITY NEW MEXICO HOSPITAL
0000049595 | 1216914 | MIDMARK CORP | MIDMARK 100 | MIDMARK 100 | TABLES/ EXAMINATION/TREATMENT |  |  | N/A |  | 2017-06-15 | 34150 | PEDIATRICS CLINIC | 1899-12-31 | USD | 0 | Active | UNIVERSITY NEW MEXICO HOSPITAL
0000025884 | 1140531 | RITTER MEDICAL PRODUCTS | 119 | 119 | TABLES/ EXAMINATION/TREATMENT |  |  | EY006499 | 2009-10-09 | 2017-06-15 | 34110 | WOMEN'S HEALTH CENTER | 1899-12-31 | USD | 0 | Active | UNIVERSITY NEW MEXICO HOSPITAL
0000033202 | 1215181 | RITTER MEDICAL PRODUCTS | 1228-3 | 1228-3 | LIGHTS/ EXAMINATION |  | NIS | BR016302 | 2005-10-28 | 2017-06-15 | 32055 | 1209 CLINIC | 1899-12-31 | USD | 0 | Active | UNIVERSITY NEW MEXICO HOSPITAL
0000025705 | 1214511 | RITTER MEDICAL PRODUCTS | 119 | 119 | TABLES/ EXAMINATION/TREATMENT |  |  | EY006942 | 2009-11-17 | 2017-06-15 | 32055 | 1209 CLINIC | 1899-12-31 | USD | 0 | Active | UNIVERSITY NEW MEXICO HOSPITAL
0000033201 | 1215180 | RITTER MEDICAL PRODUCTS | 1228-3 | 1228-3 | LIGHTS/ EXAMINATION |  |  | BR016350 |  | 2017-06-15 | 32055 | 1209 CLINIC | 1899-12-31 | USD | 0 | Active | UNIVERSITY NEW MEXICO HOSPITAL
0000025616 | 1140527 | RITTER MEDICAL PRODUCTS | 119 | 119 | TABLES/ EXAMINATION/TREATMENT |  |  | EY007124 | 2009-10-09 | 2017-06-15 | 34110 | WOMEN'S HEALTH CENTER | 1899-12-31 | USD | 0 | Active | UNIVERSITY NEW MEXICO HOSPITAL
0000033100 | 1215126 | RITTER MEDICAL PRODUCTS | 1228-3 | 1228-3 | LIGHTS/ EXAMINATION |  |  | BR016297 |  | 2017-06-15 | 32040 | NE HEIGHTS CLINIC | 1899-12-31 | USD | 0 | Active | UNIVERSITY NEW MEXICO HOSPITAL
0000043799 | 1216412 | OLYMPUS AMERICA INC | LF-TP | LF-TP | LARYNGOSCOPES |  |  | 1222910 |  | 2017-06-15 | 71520 | PULMONARY DIAGNOSTICS | 1899-12-31 | USD | 0 | Active | UNIVERSITY NEW MEXICO HOSPITAL
0000033127 | 1215148 | RITTER MEDICAL PRODUCTS | 1228-3 | 1228-3 | LIGHTS/ EXAMINATION |  |  | BR016303 |  | 2017-06-15 | 32040 | NE HEIGHTS CLINIC | 1899-12-31 | USD | 0 | Active | UNIVERSITY NEW MEXICO HOSPITAL
0000027049 | 1214590 | WELCH ALLYN INC | 23300 | 23300 | AUDITORY FUNCTION SCREENING DEVICES |  |  | 534228 | 2016-10-28 | 2017-11-15 | 32050 | WESTSIDE FAMILY & SENIOR HLTH | 1899-12-31 | USD | 0 | Active | UNIVERSITY NEW MEXICO HOSPITAL
0000033125 | 1215146 | RITTER MEDICAL PRODUCTS | 1228-3 | 1228-3 | LIGHTS/ EXAMINATION |  |  | BR016352 | 2003-10-01 | 2017-06-15 | 32040 | NE HEIGHTS CLINIC | 1899-12-31 | USD | 0 | Active | UNIVERSITY NEW MEXICO HOSPITAL
0000026001 | 1140592 | MAXTEC INC | OM25-ME | OM25-ME | OXYGEN METERS |  |  | FK00307096 | 2016-09-13 | 2017-09-15 | 71510 | PULMONARY SERVICES | 1899-12-31 | USD | 0 | Active | UNIVERSITY NEW MEXICO HOSPITAL
0000033192 | 1215171 | RITTER MEDICAL PRODUCTS | 1228-3 | 1228-3 | LIGHTS/ EXAMINATION |  |  | BR016300 |  | 2017-06-15 | 32055 | 1209 CLINIC | 1899-12-31 | USD | 0 | Active | UNIVERSITY NEW MEXICO HOSPITAL
0000025998 | 1096561 | MAXTEC INC | OM25-ME | OM25-ME | OXYGEN METERS |  |  | FK00297096 | 2015-09-03 | 2016-09-15 | 71510 | PULMONARY SERVICES | 1899-12-31 | USD | 0 | Active | UNIVERSITY NEW MEXICO HOSPITAL
0000033123 | 1215144 | RITTER MEDICAL PRODUCTS | 1228-3 | 1228-3 | LIGHTS/ EXAMINATION |  |  | BR016299 |  | 2017-06-15 | 32040 | NE HEIGHTS CLINIC | 1899-12-31 | USD | 0 | Active | UNIVERSITY NEW MEXICO HOSPITAL
0000025997 | 1140593 | MAXTEC INC | OM25-ME | OM25-ME | OXYGEN METERS |  |  | FK00437096 | 2015-09-03 | 2016-09-15 | 71510 | PULMONARY SERVICES | 1899-12-31 | USD | 0 | Active | UNIVERSITY NEW MEXICO HOSPITAL
0000033191 | 1215170 | RITTER MEDICAL PRODUCTS | 1228-3 | 1228-3 | LIGHTS/ EXAMINATION |  |  | BR016306 |  | 2017-06-15 | 32055 | 1209 CLINIC | 1899-12-31 | USD | 0 | Active | UNIVERSITY NEW MEXICO HOSPITAL
0000025996 | 1140590 | MAXTEC INC | OM25-ME | OM25-ME | OXYGEN METERS |  |  | FK00217096 | 2016-09-29 | 2017-09-15 | 71510 | PULMONARY SERVICES | 1899-12-31 | USD | 0 | Active | UNIVERSITY NEW MEXICO HOSPITAL
0000033119 | 1215141 | RITTER MEDICAL PRODUCTS | 1228-3 | 1228-3 | LIGHTS/ EXAMINATION |  |  | BR016301 |  | 2017-06-15 | 32040 | NE HEIGHTS CLINIC | 1899-12-31 | USD | 0 | Active | UNIVERSITY NEW MEXICO HOSPITAL
0000025995 | 1096562 | MAXTEC INC | OM25-ME | OM25-ME | OXYGEN METERS |  |  | FK00357096 | 2015-09-01 | 2016-09-15 | 71510 | PULMONARY SERVICES | 1899-12-31 | USD | 0 | Active | UNIVERSITY NEW MEXICO HOSPITAL
0000033116 | 1215138 | RITTER MEDICAL PRODUCTS | 1228-3 | 1228-3 | LIGHTS/ EXAMINATION |  |  | BR016304 | 2003-10-01 | 2017-06-15 | 32040 | NE HEIGHTS CLINIC | 1899-12-31 | USD | 0 | Active | UNIVERSITY NEW MEXICO HOSPITAL
0000027977 | 1140594 | MAXTEC INC | OM25-ME | OM25-ME | OXYGEN METERS |  |  | FK0034-7096 | 2016-09-19 | 2017-09-15 | 71510 | PULMONARY SERVICES | 1899-12-31 | USD | 0 | Active | UNIVERSITY NEW MEXICO HOSPITAL
0000033109 | 1215133 | RITTER MEDICAL PRODUCTS | 1228-3 | 1228-3 | LIGHTS/ EXAMINATION |  |  | BR016291 |  | 2017-06-15 | 32040 | NE HEIGHTS CLINIC | 1899-12-31 | USD | 0 | Active | UNIVERSITY NEW MEXICO HOSPITAL
0000032834 | 1096373 | RITTER MEDICAL PRODUCTS | 319-005 | 319-005 | CHAIRS/ EXAMINATION/ TREATMENT |  |  | 4852 | 2005-09-28 | 2017-06-15 | 9025 | CLINICAL AND TRANSLATIONAL SCIENCE CENTER (07) | 1899-12-31 | USD | 0 | Active | UNIVERSITY NEW MEXICO HOSPITAL
0000033107 | 1215131 | RITTER MEDICAL PRODUCTS | 1228-3 | 1228-3 | LIGHTS/ EXAMINATION |  |  | BR016305 |  | 2017-06-15 | 32040 | NE HEIGHTS CLINIC | 1899-12-31 | USD | 0 | Active | UNIVERSITY NEW MEXICO HOSPITAL
0000032930 | 1215088 | KARL STORZ ENDOSCOPY-AMERICA INC | M705W | M705W | MICROSCOPES/ LIGHT/ OPERATING/ OPHTHALMOLOGY |  | FOUND | 1209 | 2016-12-01 | 2016-12-15 | 34230 | SURGICAL SPECIALTIES | 1899-12-31 | USD | 0 | Active | UNIVERSITY NEW MEXICO HOSPITAL
0000033105 | 1215129 | RITTER MEDICAL PRODUCTS | 1228-3 | 1228-3 | LIGHTS/ EXAMINATION |  |  | BR016349 |  | 2017-06-15 | 32040 | NE HEIGHTS CLINIC | 1899-12-31 | USD | 0 | Active | UNIVERSITY NEW MEXICO HOSPITAL
0000046621 | 1003466 | PENTAX MEDICAL CO | CGI-4000B | CGI-4000B | ELECTROSURGICAL UNITS |  |  | P4509E1 | 2017-04-10 | 2017-10-15 | 70020 | ENDOSCOPY CENTER | 1899-12-31 | USD | 0 | Active | UNIVERSITY NEW MEXICO HOSPITAL
0000038676 | 1142565 | MARCO OPHTHALMIC INC | M | M | LENSOMETERS |  |  | M15086 | 2016-12-01 | 2017-12-15 | 34620 | OPHTHALMOLOGY OFF SITE CLINIC | 1899-12-31 | USD | 0 | Active | UNIVERSITY NEW MEXICO HOSPITAL
0000052984 | 1217623 | VIEWSONIC CORP | E55 | E55 | MONITORS/ VIDEO |  |  | 10U022201463 | 2005-03-14 | 2017-06-15 | 12120 | MEDICAL/CARDIAC ICU | 1899-12-31 | USD | 0 | Active | UNIVERSITY NEW MEXICO HOSPITAL
0000012946 | 1096864 | GENERAL MEDICAL CORP | CA | CA | ASPIRATORS |  |  | CA1078123 | 2017-01-18 | 2018-01-15 | 71010 | PEDIATRIC CARDIOLOGY | 1899-12-31 | USD | 0 | Active | UNIVERSITY NEW MEXICO HOSPITAL
0000052346 | 1217343 | VIEWSONIC CORP | E55 | E55 | MONITORS/ VIDEO |  | REPL 29770 | 11V044200363 |  | 2017-06-15 | 12120 | MEDICAL/CARDIAC ICU | 1899-12-31 | USD | 128 | Active | UNIVERSITY NEW MEXICO HOSPITAL
0000027047 | 1214588 | WELCH ALLYN INC | 747 | 747 | OPHTHALMOSCOPE/OTOSCOPES |  |  | NONE |  | 2017-06-15 | 12480 | CTH REHAB-ORTHO UNIT | 1899-12-31 | USD | 0 | Active | UNIVERSITY NEW MEXICO HOSPITAL
0000052340 | 1217341 | VIEWSONIC CORP | E55 | E55 | MONITORS/ VIDEO |  | REPLACN43054 | 11V044600400 |  | 2017-06-15 | 12120 | MEDICAL/CARDIAC ICU | 1899-12-31 | USD | 128 | Active | UNIVERSITY NEW MEXICO HOSPITAL
0000027046 | 1214587 | WELCH ALLYN INC | 747 | 747 | OPHTHALMOSCOPE/OTOSCOPES |  |  | NONE |  | 2017-06-15 | 12480 | CTH REHAB-ORTHO UNIT | 1899-12-31 | USD | 0 | Active | UNIVERSITY NEW MEXICO HOSPITAL
0000049556 | 1216900 | VIEWSONIC CORP | E55 | E55 | MONITORS/ VIDEO |  |  | 11Q030601025 |  | 2017-06-15 | 15055 | ANESTHESIA | 1899-12-31 | USD | 0 | Active | UNIVERSITY NEW MEXICO HOSPITAL
0000026249 | 1214547 | WELCH ALLYN INC | 747 | 747 | OPHTHALMOSCOPE/OTOSCOPES |  |  | NONE |  | 2017-06-15 | 12480 | CTH REHAB-ORTHO UNIT | 1899-12-31 | USD | 0 | Active | UNIVERSITY NEW MEXICO HOSPITAL
0000038379 | 1085510 | CYBEX DIV LUMEX INC | II | II | EXERCISERS/ CONTINUOUS PASSIVE MOTION |  |  | 2470L116505 | 2005-01-31 | 2017-06-15 | 76010 | REHABILITATION SERVICES | 1899-12-31 | USD | 0 | Active | UNIVERSITY NEW MEXICO HOSPITAL
0000027549 | 1214674 | WELCH ALLYN INC | 747 | 747 | OPHTHALMOSCOPE/OTOSCOPES |  |  | NONE |  | 2017-06-15 | 12480 | CTH REHAB-ORTHO UNIT | 1899-12-31 | USD | 0 | Active | UNIVERSITY NEW MEXICO HOSPITAL
0000026174 | 1214537 | PURITAN-BENNETT CORP | A | A | REGULATORS/ SUCTION |  |  | NONE |  | 2017-06-15 | 12120 | MEDICAL/CARDIAC ICU | 1899-12-31 | USD | 0 | Active | UNIVERSITY NEW MEXICO HOSPITAL
0000010104 | 1142800 | WELCH ALLYN INC | 747 | 747 | OPHTHALMOSCOPE/OTOSCOPES |  |  | NONE |  | 2017-06-15 | 34230 | SURGICAL SPECIALTIES | 1899-12-31 | USD | 0 | Active | UNIVERSITY NEW MEXICO HOSPITAL
0000026826 | 1214582 | PURITAN-BENNETT CORP | A | A | REGULATORS/ SUCTION |  |  | #113 |  | 2017-06-15 | 12120 | MEDICAL/CARDIAC ICU | 1899-12-31 | USD | 0 | Active | UNIVERSITY NEW MEXICO HOSPITAL
0000038663 | 1215543 | WHITEHALL MANUFACTURING INC | EBW4 | EBW4 | WARMING UNITS/ GEL |  |  | 5706 | 2004-01-01 | 2017-06-15 | 76010 | REHABILITATION SERVICES | 1899-12-31 | USD | 0 | Active | UNIVERSITY NEW MEXICO HOSPITAL
0000027166 | 1214607 | PURITAN-BENNETT CORP | A | A | REGULATORS/ SUCTION |  |  | NONE |  | 2017-06-15 | 12120 | MEDICAL/CARDIAC ICU | 1899-12-31 | USD | 0 | Active | UNIVERSITY NEW MEXICO HOSPITAL
0000033194 | 1215173 | RICHARD WOLF MEDICAL INSTRUMENTS CORP | TRIMLINE | TRIMLINE | VIEW BOXES/ X-RAY |  |  | NONE |  | 2017-06-15 | 32055 | 1209 CLINIC | 1899-12-31 | USD | 0 | Active | UNIVERSITY NEW MEXICO HOSPITAL
0000015703 | 1085374 | PURITAN-BENNETT CORP | A | A | REGULATORS/ SUCTION |  |  | #109 |  | 2017-06-15 | 12120 | MEDICAL/CARDIAC ICU | 1899-12-31 | USD | 0 | Active | UNIVERSITY NEW MEXICO HOSPITAL
0000032820 | 1215059 | RICHARD WOLF MEDICAL INSTRUMENTS CORP | TRIMLINE | TRIMLINE | VIEW BOXES/ X-RAY |  |  | 1296 |  | 2017-06-15 | 32055 | 1209 CLINIC | 1899-12-31 | USD | 0 | Active | UNIVERSITY NEW MEXICO HOSPITAL
0000014986 | 1085318 | PURITAN-BENNETT CORP | A | A | REGULATORS/ SUCTION |  |  | NONE |  | 2017-06-15 | 71030 | HEART STATION | 1899-12-31 | USD | 0 | Active | UNIVERSITY NEW MEXICO HOSPITAL
0000050960 | 1217169 | WELCH ALLYN INC | SURETEMP PLUS (690) | SURETEMP PLUS (690) | THERMOMETERS/ ELECTRONIC |  |  | 04289595 |  | 2017-06-15 | 12455 | NEWBORN ICU | 1899-12-31 | USD | 0 | Active | UNIVERSITY NEW MEXICO HOSPITAL
0000041338 | 1140543 | MEDELA INC | BABYWEIGH | BABYWEIGH | SCALES/ INFANT |  |  | B-70651 | 2016-10-13 | 2017-10-15 | 12520 | MOTHER & BABY UNIT (3-E) BBRP | 1899-12-31 | USD | 0 | Reactivated | UNIVERSITY NEW MEXICO HOSPITAL
0000050959 | 1217168 | WELCH ALLYN INC | SURETEMP PLUS (690) | SURETEMP PLUS (690) | THERMOMETERS/ ELECTRONIC |  |  | 04289616 |  | 2017-06-15 | 12455 | NEWBORN ICU | 1899-12-31 | USD | 0 | Active | UNIVERSITY NEW MEXICO HOSPITAL
0000049805 | 1216998 | COLORADO CYCLE | NO MODEL NAME | NO MODEL NUMBER | ERGOMETERS/ OTHER |  |  | 91158 |  | 2017-06-15 | 12480 | CTH REHAB-ORTHO UNIT | 1899-12-31 | USD | 0 | Active | UNIVERSITY NEW MEXICO HOSPITAL
0000050955 | 1217165 | WELCH ALLYN INC | SURETEMP PLUS (690) | SURETEMP PLUS (690) | THERMOMETERS/ ELECTRONIC |  |  | 04289620 |  | 2017-06-15 | 12455 | NEWBORN ICU | 1899-12-31 | USD | 0 | Active | UNIVERSITY NEW MEXICO HOSPITAL
0000033510 | 1215233 | HAMILTON CO | E | E | TABLES/ EXAMINATION/TREATMENT |  |  | NONE | 2003-11-01 | 2017-06-15 | 32070 | M & FP-S BROADWAY-1500WAL | 1899-12-31 | USD | 0 | Active | UNIVERSITY NEW MEXICO HOSPITAL
0000050954 | 1217164 | WELCH ALLYN INC | SURETEMP PLUS (690) | SURETEMP PLUS (690) | THERMOMETERS/ ELECTRONIC |  |  | 04289592 |  | 2017-06-15 | 12455 | NEWBORN ICU | 1899-12-31 | USD | 0 | Active | UNIVERSITY NEW MEXICO HOSPITAL
0000033505 | 1215230 | HAMILTON CO | E | E | TABLES/ EXAMINATION/TREATMENT |  |  | NONE | 2003-11-01 | 2017-06-15 | 32060 | M & FP-WEST MESA | 1899-12-31 | USD | 0 | Active | UNIVERSITY NEW MEXICO HOSPITAL
0000050953 | 1217163 | WELCH ALLYN INC | SURETEMP PLUS (690) | SURETEMP PLUS (690) | THERMOMETERS/ ELECTRONIC |  |  | 04289599 |  | 2017-06-15 | 12455 | NEWBORN ICU | 1899-12-31 | USD | 0 | Active | UNIVERSITY NEW MEXICO HOSPITAL
0000033499 | 1215226 | HAMILTON CO | E | E | TABLES/ EXAMINATION/TREATMENT |  |  | NONE |  | 2017-06-15 | 32060 | M & FP-WEST MESA | 1899-12-31 | USD | 0 | Active | UNIVERSITY NEW MEXICO HOSPITAL
0000050952 | 1141504 | WELCH ALLYN INC | SURETEMP PLUS (690) | SURETEMP PLUS (690) | THERMOMETERS/ ELECTRONIC |  | 376082 | 04289935 |  | 2017-06-15 | 12455 | NEWBORN ICU | 1899-12-31 | USD | 159.88 | Active | UNIVERSITY NEW MEXICO HOSPITAL
0000033496 | 1215225 | HAMILTON CO | E | E | TABLES/ EXAMINATION/TREATMENT |  |  | NONE |  | 2017-06-15 | 32065 | M & FP-NW VALLEY-1231 CAN | 1899-12-31 | USD | 0 | Active | UNIVERSITY NEW MEXICO HOSPITAL
0000050951 | 1217162 | WELCH ALLYN INC | SURETEMP PLUS (690) | SURETEMP PLUS (690) | THERMOMETERS/ ELECTRONIC |  |  | 04289939 |  | 2017-06-15 | 12455 | NEWBORN ICU | 1899-12-31 | USD | 0 | Active | UNIVERSITY NEW MEXICO HOSPITAL
0000033597 | 1215243 | HAMILTON CO | E | E | TABLES/ EXAMINATION/TREATMENT |  |  | NONE | 2003-11-01 | 2017-06-15 | 32070 | M & FP-S BROADWAY-1500WAL | 1899-12-31 | USD | 0 | Active | UNIVERSITY NEW MEXICO HOSPITAL
0000033494 | 1215224 | HAMILTON CO | E | E | TABLES/ EXAMINATION/TREATMENT |  |  | NONE |  | 2017-06-15 | 32065 | M & FP-NW VALLEY-1231 CAN | 1899-12-31 | USD | 0 | Active | UNIVERSITY NEW MEXICO HOSPITAL
0000033455 | 1215221 | HAMILTON CO | E | E | TABLES/ EXAMINATION/TREATMENT |  |  | NONE |  | 2017-06-15 | 30115 | SE HEIGHTS CLINIC-SAN PABLO | 1899-12-31 | USD | 0 | Active | UNIVERSITY NEW MEXICO HOSPITAL
0000033445 | 1215215 | HAMILTON CO | E | E | TABLES/ EXAMINATION/TREATMENT |  |  | NONE |  | 2017-06-15 | 32065 | M & FP-NW VALLEY-1231 CAN | 1899-12-31 | USD | 0 | Active | UNIVERSITY NEW MEXICO HOSPITAL
0000034467 | 1215313 | HAMILTON CO | E | E | TABLES/ EXAMINATION/TREATMENT |  |  | U190686 |  | 2017-06-15 | 12035 | UPC INPATIENT ADULT SERVICES | 1899-12-31 | USD | 0 | Active | UNIVERSITY NEW MEXICO HOSPITAL
0000016183 | 1085404 | HAMILTON CO | E | E | TABLES/ EXAMINATION/TREATMENT |  |  | NONE |  | 2017-06-15 | 34315 | CLINICAL NEUROSCIENCE CENTER | 1899-12-31 | USD | 0 | Active | UNIVERSITY NEW MEXICO HOSPITAL
0000046290 | 1216658 | GERMFREE LABORATORIES INC | LFGI-3USP | LFGI-3USP | HOODS/ ISOLATION/ LAMINAR AIR FLOW |  |  | 4S-15-LG-10929 | 2017-05-30 | 2017-11-15 | 77010 | PHARMACY - INPATIENT | 1899-12-31 | USD | 0 | Reactivated | UNIVERSITY NEW MEXICO HOSPITAL
0000027367 | 1214648 | WELCH ALLYN INC | MICROTYMP II | MICROTYMP II | ANALYZERS/MIDDLE EAR/ IMPEDANCE TYMPANOMETER |  |  | 9700123 | 2016-11-01 | 2017-11-15 | 32055 | 1209 CLINIC | 1899-12-31 | USD | 0 | Active | UNIVERSITY NEW MEXICO HOSPITAL
0000050987 | 1217186 | HEINE USA LTD | EN100 | EN100 | OPHTHALMOSCOPE/OTOSCOPES |  |  | 01948 |  | 2017-06-15 | 12410 | PEDIATRIC SPECIALTY CARE | 1899-12-31 | USD | 0 | Active | UNIVERSITY NEW MEXICO HOSPITAL
0000046924 | 1216815 | HEINE USA LTD | EN100 | EN100 | OPHTHALMOSCOPE/OTOSCOPES |  |  | 0/1924 | 2004-04-01 | 2017-06-15 | 12460 | PEDIATRIC ICU | 1899-12-31 | USD | 0 | Active | UNIVERSITY NEW MEXICO HOSPITAL
0000038202 | 1143046 | MEDTRONIC INC | 5388 | 5388 | PACEMAKERS/ CARDIAC/ EXTERNAL |  |  | PFG015359P | 2017-04-26 | 2018-04-15 | 71030 | HEART STATION | 1899-12-31 | USD | 0 | Active | UNIVERSITY NEW MEXICO HOSPITAL
0000038842 | 1215585 | MEDTRONIC INC | 5388 | 5388 | PACEMAKERS/ CARDIAC/ EXTERNAL |  |  | PFG015562P | 2017-04-27 | 2018-04-15 | 71030 | HEART STATION | 1899-12-31 | USD | 0 | Active | UNIVERSITY NEW MEXICO HOSPITAL
0000038841 | 1144717 | MEDTRONIC INC | 5388 | 5388 | PACEMAKERS/ CARDIAC/ EXTERNAL |  |  | P7G015560P | 2017-04-26 | 2018-04-15 | 71030 | HEART STATION | 1899-12-31 | USD | 0 | Active | UNIVERSITY NEW MEXICO HOSPITAL
0000038839 | 1215583 | MEDTRONIC INC | 5388 | 5388 | PACEMAKERS/ CARDIAC/ EXTERNAL |  |  | P7G015559P | 2017-04-11 | 2018-04-15 | 71030 | HEART STATION | 1899-12-31 | USD | 0 | Active | UNIVERSITY NEW MEXICO HOSPITAL
0000038837 | 1143058 | MEDTRONIC INC | 5388 | 5388 | PACEMAKERS/ CARDIAC/ EXTERNAL |  |  | PFG015557P | 2017-04-17 | 2018-04-15 | 21015 | ED-NORTH | 1899-12-31 | USD | 0 | Active | UNIVERSITY NEW MEXICO HOSPITAL
0000038835 | 1143061 | MEDTRONIC INC | 5388 | 5388 | PACEMAKERS/ CARDIAC/ EXTERNAL |  |  | PFG015556P | 2017-04-11 | 2018-04-15 | 71030 | HEART STATION | 1899-12-31 | USD | 0 | Active | UNIVERSITY NEW MEXICO HOSPITAL
0000038898 | 1144718 | MEDTRONIC INC | 5388 | 5388 | PACEMAKERS/ CARDIAC/ EXTERNAL |  |  | PFG015782P | 2017-04-27 | 2018-04-15 | 71030 | HEART STATION | 1899-12-31 | USD | 0 | Active | UNIVERSITY NEW MEXICO HOSPITAL
0000038896 | 1215594 | MEDTRONIC INC | 5388 | 5388 | PACEMAKERS/ CARDIAC/ EXTERNAL |  | NIS | PFG015788P | 2017-04-27 | 2018-04-15 | 71030 | HEART STATION | 1899-12-31 | USD | 0 | Reactivated | UNIVERSITY NEW MEXICO HOSPITAL
0000038895 | 1143171 | MEDTRONIC INC | 5388 | 5388 | PACEMAKERS/ CARDIAC/ EXTERNAL |  |  | PFG015787P | 2017-04-12 | 2018-04-15 | 71030 | HEART STATION | 1899-12-31 | USD | 0 | Active | UNIVERSITY NEW MEXICO HOSPITAL
0000038894 | 1143170 | MEDTRONIC INC | 5388 | 5388 | PACEMAKERS/ CARDIAC/ EXTERNAL |  |  | PFG015783P | 2017-04-27 | 2018-04-15 | 71030 | HEART STATION | 1899-12-31 | USD | 0 | Active | UNIVERSITY NEW MEXICO HOSPITAL
0000038893 | 1440450 | MEDTRONIC INC | 5388 | 5388 | PACEMAKERS/ CARDIAC/ EXTERNAL |  | USED | PFG015785P | 2017-04-27 | 2018-04-15 | 71030 | HEART STATION | 1899-12-31 | USD | 0 | Active | UNIVERSITY NEW MEXICO HOSPITAL
0000029539 | 1439858 | MEDTRONIC INC | 5388 | 5388 | PACEMAKERS/ CARDIAC/ EXTERNAL |  | NIS | PFG005088P | 2017-04-11 | 2018-04-15 | 71030 | HEART STATION | 1899-12-31 | USD | 4925 | Active | UNIVERSITY NEW MEXICO HOSPITAL
0000033871 | 1143165 | MEDTRONIC INC | 5388 | 5388 | PACEMAKERS/ CARDIAC/ EXTERNAL |  | USED | PFG009001P | 2017-04-26 | 2018-04-15 | 71030 | HEART STATION | 1899-12-31 | USD | 0 | Active | UNIVERSITY NEW MEXICO HOSPITAL
0000019757 | 503686 | PICKER | MTX 3100 | MTX 3100 | RADIOGRAPHIC/FLUOROSCOPIC SYSTEMS |  |  | 01450675 | 2012-01-11 | 2012-07-15 | 75000 | RADIOLOGY - GENERAL | 1899-12-31 | USD | 0 | Active | UNIVERSITY NEW MEXICO HOSPITAL
0000043922 | 1004053 | MEDTRONIC INC | 60890A | 60890A | ELECTROSURGICAL UNITS/ BIPOLAR |  |  | IJG003035P | 2017-06-30 | 2017-12-15 | 15000 | OPERATING ROOM | 1899-12-31 | USD | 0 | Active | UNIVERSITY NEW MEXICO HOSPITAL
0000035148 | 1215347 | PARKS MEDICAL ELECTRONICS INC | 811 | 811 | BLOOD-FLOW DETECTORS/ ULTRASONIC |  |  | NONE | 2004-04-01 | 2017-06-15 | 12410 | PEDIATRIC SPECIALTY CARE | 1899-12-31 | USD | 0 | Active | UNIVERSITY NEW MEXICO HOSPITAL
0000027682 | 1214704 | PARKS MEDICAL ELECTRONICS INC | 811 | 811 | BLOOD-FLOW DETECTORS/ ULTRASONIC |  |  | NONE | 2004-01-01 | 2017-06-15 | 71040 | CARDIAC CATH LAB | 1899-12-31 | USD | 0 | Active | UNIVERSITY NEW MEXICO HOSPITAL
0000013656 | 1085661 | PARKS MEDICAL ELECTRONICS INC | 811 | 811 | BLOOD-FLOW DETECTORS/ ULTRASONIC |  | USED | U142018 |  | 2017-06-15 | 12430 | GENERAL PEDIATRICS UNIT | 1899-12-31 | USD | 0 | Active | UNIVERSITY NEW MEXICO HOSPITAL
0000012310 | 1144200 | PARKS MEDICAL ELECTRONICS INC | 811 | 811 | BLOOD-FLOW DETECTORS/ ULTRASONIC |  |  | NONE | 2005-02-20 | 2017-06-15 | 12455 | NEWBORN ICU | 1899-12-31 | USD | 0 | Active | UNIVERSITY NEW MEXICO HOSPITAL
0000015911 | 1085382 | PARKS MEDICAL ELECTRONICS INC | 811 | 811 | BLOOD-FLOW DETECTORS/ ULTRASONIC |  |  | NONE | 2003-07-01 | 2017-06-15 | 12110 | NEUROSCIENCE ICU | 1899-12-31 | USD | 0 | Active | UNIVERSITY NEW MEXICO HOSPITAL
0000015756 | 1085377 | PARKS MEDICAL ELECTRONICS INC | 811 | 811 | BLOOD-FLOW DETECTORS/ ULTRASONIC |  |  | NONE | 2004-08-01 | 2017-06-15 | 12340 | SURGICAL SPECIALITY UNIT (4-S) | 1899-12-31 | USD | 0 | Active | UNIVERSITY NEW MEXICO HOSPITAL
0000012668 | 1085250 | PARKS MEDICAL ELECTRONICS INC | 811 | 811 | BLOOD-FLOW DETECTORS/ ULTRASONIC |  |  | NONE |  | 2017-06-15 | 12220 | MED/SURG SUBACUTE (4-E) | 1899-12-31 | USD | 0 | Active | UNIVERSITY NEW MEXICO HOSPITAL
0000049605 | 1216919 | SONY CORP OF AMERICA | TRINITRON | TRINITRON | MONITORS/ VIDEO |  |  | 6013667 |  | 2017-06-15 | 34150 | PEDIATRICS CLINIC | 1899-12-31 | USD | 0 | Active | UNIVERSITY NEW MEXICO HOSPITAL
0000045437 | 1216534 | SONY CORP OF AMERICA | TRINITRON | TRINITRON | MONITORS/ VIDEO |  |  | N/A | 2003-09-01 | 2017-06-15 | 78010 | NEURODIAGNOSTICS LAB | 1899-12-31 | USD | 0 | Active | UNIVERSITY NEW MEXICO HOSPITAL
0000049542 | 1216895 | JVC CORP | C-2080UM | C-2080UM | MONITORS/ MEDICAL GRADE DISPLAY |  |  | 06028021 |  | 2017-06-15 | 34120 | REPRO/ENDO CLINIC | 1899-12-31 | USD | 0 | Active | UNIVERSITY NEW MEXICO HOSPITAL
0000024639 | 1214461 | SONY CORP OF AMERICA | TRINITRON PVM-1350 | TRINITRON PVM-1350 | MONITORS/ MEDICAL GRADE DISPLAY |  |  | 2009406 |  | 2017-06-15 | 78010 | NEURODIAGNOSTICS LAB | 1899-12-31 | USD | 0 | Active | UNIVERSITY NEW MEXICO HOSPITAL
0000046129 | 1216605 | AMERICAN POWER CONVERSION (APC) | BP650S | BP650S | POWER SYSTEMS/ UNINTERRUPTIBLE |  |  | QB0232340843 | 2017-05-03 | 2018-05-15 | 15510 | OSIS PACU | 1899-12-31 | USD | 0 | Active | UNIVERSITY NEW MEXICO HOSPITAL
0000044984 | 1439749 | AMERICAN POWER CONVERSION (APC) | BP650S | BP650S | POWER SYSTEMS/ UNINTERRUPTIBLE |  |  | QB0242230310 | 2017-01-31 | 2018-01-15 | 95700 | CLINICAL ENGINEERING | 1899-12-31 | USD | 0 | Active | UNIVERSITY NEW MEXICO HOSPITAL
0000045429 | 1162762 | PHILIPS BURTON | 31603 | 31603 | LIGHTS/ ULTRAVIOLET |  |  | UV029478 | 2017-07-11 | 2018-07-15 | 21015 | ED-NORTH | 1899-12-31 | USD | 0 | Active | UNIVERSITY NEW MEXICO HOSPITAL
| 385415 | SMITHS MEDICAL MD INC | HLTA-40 | HLTA-40 | THERMOMETERS/ ELECTRONIC/ THERMISTOR/THERMOCOUPLE/ |  |  | 20010135 | 2017-03-22 | 2018-03-15 | 95700 | CLINICAL ENGINEERING | 1899-12-31 | USD | 0 | Active | UNIVERSITY NEW MEXICO HOSPITAL
0000025871 | 1214521 | DEPUY HANCOCK & ASSOCIATES | 4401-10 | 4401-10 | CAST CUTTER VACUUMS |  |  | 1067 | 2005-06-18 | 2017-06-15 | 34520 | ORTHOPEDICS CLINIC | 1899-12-31 | USD | 0 | Active | UNIVERSITY NEW MEXICO HOSPITAL
0000049321 | 1141043 | NICOLET INSTRUMENT CORP | BMSIEZCAL | BMSIEZCAL | IMPEDANCE CARDIOGRAPHS |  |  | DX940159 | 2005-09-30 | 2017-06-15 | 78010 | NEURODIAGNOSTICS LAB | 1899-12-31 | USD | 0 | Active | UNIVERSITY NEW MEXICO HOSPITAL
0000043437 | 1439539 | PRECISION SCIENTIFIC INC | PM50 | PM50 | ASPIRATORS |  |  | 18774 | 2017-01-12 | 2018-01-15 | 15510 | OSIS PACU | 1899-12-31 | USD | 0 | Reactivated | UNIVERSITY NEW MEXICO HOSPITAL
0000030404 | 1085618 | CHATTANOOGA GROUP INC | ADP300 | ADP300 | TABLES/ EXAMINATION/TREATMENT |  |  | 2374 |  | 2017-06-15 | 76015 | REHABILITATION OUTPATIENT 1025 | 1899-12-31 | USD | 0 | Active | UNIVERSITY NEW MEXICO HOSPITAL
0000016930 | 1213947 | SONY CORP OF AMERICA | PVM-1343MD | PVM-1343MD | MONITORS/ VIDEO |  |  | 2012243 |  | 2017-06-15 | 34610 | OPHTHALMOLOGY ON SITE CLINIC | 1899-12-31 | USD | 0 | Active | UNIVERSITY NEW MEXICO HOSPITAL
0000019436 | 1214056 | SONY CORP OF AMERICA | PVM-1343MD | PVM-1343MD | MONITORS/ VIDEO |  |  | 2019091 |  | 2017-06-15 | 15000 | OPERATING ROOM | 1899-12-31 | USD | 0 | Active | UNIVERSITY NEW MEXICO HOSPITAL
0000010435 | 1003866 | SONY CORP OF AMERICA | PVM-1343MD | PVM-1343MD | MONITORS/ VIDEO |  |  | 2005691 |  | 2017-06-15 | 15055 | ANESTHESIA | 1899-12-31 | USD | 0 | Active | UNIVERSITY NEW MEXICO HOSPITAL
0000028471 | 1142949 | SCHWINN FITNESS DEPARTMENT CO | WINDJAMMER | WINDJAMMER | EXERCISERS/ HAND |  |  | NONE |  | 2017-06-15 | 71020 | CARDIAC REHAB | 1899-12-31 | USD | 0 | Active | UNIVERSITY NEW MEXICO HOSPITAL
0000046018 | 1216544 | VALLEYLAB INC (TYCO) | FORCE X | FORCE X | ELECTROSURGICAL UNITS |  |  | CF3C26196A | 2017-05-17 | 2017-11-15 | 15500 | OSIS OPERATING ROOM | 1899-12-31 | USD | 0 | Active | UNIVERSITY NEW MEXICO HOSPITAL
0000050820 | 1217109 | GENERAL ELECTRIC CO | 2354973 | 2354973 | SCANNING SYSTEMS/ ULTRASONIC |  |  | 957018YM5 | 2005-01-25 | 2017-06-15 | 32025 | FAMILY PRACTICE CLINIC | 1899-12-31 | USD | 0 | Active | UNIVERSITY NEW MEXICO HOSPITAL
0000052050 | 1217235 | INTOXIMETERS | ALCOSENSOR | ALCOSENSOR | ANALYZERS/ LABORATORY/ BODY FLUIDS/ ALCOHOL |  |  | 1100501 |  | 2017-06-15 | 12035 | UPC INPATIENT ADULT SERVICES | 1899-12-31 | USD | 0 | Active | UNIVERSITY NEW MEXICO HOSPITAL
0000038686 | 1162763 | INTOXIMETERS | ALCOSENSOR | ALCOSENSOR | ANALYZERS/ LABORATORY/ BODY FLUIDS/ ALCOHOL |  |  | 1080832 | 2016-07-26 | 2017-07-15 | 21015 | ED-NORTH | 1899-12-31 | USD | 0 | Active | UNIVERSITY NEW MEXICO HOSPITAL
0000030198 | 1162895 | INTOXIMETERS | ALCOSENSOR | ALCOSENSOR | ANALYZERS/ LABORATORY/ BODY FLUIDS/ ALCOHOL |  | USED | 111049128 | 2016-07-26 | 2017-07-15 | 21015 | ED-NORTH | 1899-12-31 | USD | 0 | Active | UNIVERSITY NEW MEXICO HOSPITAL
0000050796 | 1142708 | GE HEALTHCARE | MAC 5000 | MAC 5000 | ELECTROCARDIOGRAPHS/ MULTICHANNEL |  |  | AAY04121717PA | 2016-12-13 | 2017-12-15 | 54080 | UNMMG - TRUMAN ST. CLINIC | 1899-12-31 | USD | 0 | Active | UNIVERSITY NEW MEXICO HOSPITAL
0000046639 | 1142406 | GE HEALTHCARE | MAC 5000 | MAC 5000 | ELECTROCARDIOGRAPHS/ MULTICHANNEL |  |  | H3WT1115P | 2017-01-19 | 2018-01-15 | 32025 | FAMILY PRACTICE CLINIC | 1899-12-31 | USD | 0 | Active | UNIVERSITY NEW MEXICO HOSPITAL
0000050915 | 1217148 | PENTAX MEDICAL CO | PVK1000 | PVK1000 | BRONCHOSCOPES |  |  | A110056 |  | 2017-06-15 | 71520 | PULMONARY DIAGNOSTICS | 1899-12-31 | USD | 0 | Active | UNIVERSITY NEW MEXICO HOSPITAL
0000038666 | 1215545 | NOT ASSIGNED | NO MODEL NAME | NO MODEL NUMBER | TABLES/ EXAMINATION/TREATMENT |  |  | N/A | 2004-01-01 | 2017-06-15 | 60400 | CPC ACUTE SERVICES | 1899-12-31 | USD | 0 | Active | UNIVERSITY NEW MEXICO HOSPITAL
0000017986 | 1213986 | FISHER SCIENTIFIC CO | CK | CK | MICROSCOPES |  |  | 92154 | 2016-10-06 | 2017-10-15 | 30115 | SE HEIGHTS CLINIC-SAN PABLO | 1899-12-31 | USD | 0 | Active | UNIVERSITY NEW MEXICO HOSPITAL
0000010883 | 1085205 | NIKON INC INSTRUMENT GROUP | SC-2004 | SC-2004 | MICROSCOPES |  |  | 130681 | 2016-12-01 | 2017-12-15 | 34250 | UROLOGY | 1899-12-31 | USD | 0 | Active | UNIVERSITY NEW MEXICO HOSPITAL
0000020976 | 1004247 | GE / MARQUETTE ELECTRONICS INC | 450 | 450 | MODULES/ MULTIPARAMETERS |  | USED | B4S20562G |  | 2017-06-15 | 12460 | PEDIATRIC ICU | 1899-12-31 | USD | 0 | Active | UNIVERSITY NEW MEXICO HOSPITAL
0000038345 | 1215472 | LUXO LAMP CORP | LAMP | LAMP | LIGHTS/ EXAMINATION |  |  | NONE |  | 2017-06-15 | 78010 | NEURODIAGNOSTICS LAB | 1899-12-31 | USD | 0 | Active | UNIVERSITY NEW MEXICO HOSPITAL
0000038770 | 1215575 | OHMEDA DIV BOC HEALTHCARE INC | STANDARD | STANDARD | REGULATORS/ SUCTION |  |  | CFHW06335 |  | 2017-06-15 | 70060 | FIXED WING TRANSPORT | 1899-12-31 | USD | 0 | Active | UNIVERSITY NEW MEXICO HOSPITAL
0000043792 | 1216411 | OHMEDA DIV BOC HEALTHCARE INC | STANDARD | STANDARD | REGULATORS/ SUCTION |  |  | N/A |  | 2017-06-15 | 12000 | LABOR AND DELIVERY | 1899-12-31 | USD | 0 | Active | UNIVERSITY NEW MEXICO HOSPITAL
0000027673 | 1214701 | OHMEDA DIV BOC HEALTHCARE INC | STANDARD | STANDARD | REGULATORS/ SUCTION |  |  | AHCM36320 |  | 2017-06-15 | 75050 | RADIOLOGY - ULTRASOUND | 1899-12-31 | USD | 0 | Active | UNIVERSITY NEW MEXICO HOSPITAL
0000027669 | 1214700 | OHMEDA DIV BOC HEALTHCARE INC | STANDARD | STANDARD | REGULATORS/ SUCTION |  |  | AHCF14057 |  | 2017-06-15 | 75050 | RADIOLOGY - ULTRASOUND | 1899-12-31 | USD | 0 | Active | UNIVERSITY NEW MEXICO HOSPITAL
0000027665 | 1214697 | OHMEDA DIV BOC HEALTHCARE INC | STANDARD | STANDARD | REGULATORS/ SUCTION |  |  | AHCJ09076 |  | 2017-06-15 | 75000 | RADIOLOGY - GENERAL | 1899-12-31 | USD | 0 | Active | UNIVERSITY NEW MEXICO HOSPITAL
0000027322 | 1214635 | OHMEDA DIV BOC HEALTHCARE INC | STANDARD | STANDARD | REGULATORS/ SUCTION |  |  | AHCF08163 |  | 2017-06-15 | 12120 | MEDICAL/CARDIAC ICU | 1899-12-31 | USD | 0 | Active | UNIVERSITY NEW MEXICO HOSPITAL
0000017972 | 1213985 | OHMEDA DIV BOC HEALTHCARE INC | STANDARD | STANDARD | REGULATORS/ SUCTION |  |  | AHCK02902 |  | 2017-06-15 | 12110 | NEUROSCIENCE ICU | 1899-12-31 | USD | 0 | Active | UNIVERSITY NEW MEXICO HOSPITAL
0000016655 | 1213940 | OHMEDA DIV BOC HEALTHCARE INC | STANDARD | STANDARD | REGULATORS/ SUCTION |  |  | AHCJ04880 |  | 2017-06-15 | 12455 | NEWBORN ICU | 1899-12-31 | USD | 0 | Active | UNIVERSITY NEW MEXICO HOSPITAL
0000016196 | 1085406 | OHMEDA DIV BOC HEALTHCARE INC | STANDARD | STANDARD | REGULATORS/ SUCTION |  |  | AHCJ09074 |  | 2017-06-15 | 70020 | ENDOSCOPY CENTER | 1899-12-31 | USD | 0 | Active | UNIVERSITY NEW MEXICO HOSPITAL
0000020215 | 1214086 | OHMEDA DIV BOC HEALTHCARE INC | STANDARD | STANDARD | REGULATORS/ SUCTION |  |  | AHCJ04887 |  | 2017-06-15 | 12120 | MEDICAL/CARDIAC ICU | 1899-12-31 | USD | 0 | Active | UNIVERSITY NEW MEXICO HOSPITAL
0000021341 | 1214200 | OHMEDA DIV BOC HEALTHCARE INC | STANDARD | STANDARD | REGULATORS/ SUCTION |  |  | AHCH49977 |  | 2017-06-15 | 12360 | NEUROSCIENCE | 1899-12-31 | USD | 0 | Active | UNIVERSITY NEW MEXICO HOSPITAL
0000013311 | 1144231 | OHMEDA DIV BOC HEALTHCARE INC | STANDARD | STANDARD | REGULATORS/ SUCTION |  |  | AHCH49996 |  | 2017-06-15 | 12455 | NEWBORN ICU | 1899-12-31 | USD | 0 | Active | UNIVERSITY NEW MEXICO HOSPITAL
0000012480 | 1085246 | OHMEDA DIV BOC HEALTHCARE INC | STANDARD | STANDARD | REGULATORS/ SUCTION |  |  | AHCE18758 |  | 2017-06-15 | 12520 | MOTHER & BABY UNIT (3-E) BBRP | 1899-12-31 | USD | 0 | Active | UNIVERSITY NEW MEXICO HOSPITAL
0000012441 | 1144230 | OHMEDA DIV BOC HEALTHCARE INC | STANDARD | STANDARD | REGULATORS/ SUCTION |  |  | AHCM36322 |  | 2017-06-15 | 12455 | NEWBORN ICU | 1899-12-31 | USD | 0 | Active | UNIVERSITY NEW MEXICO HOSPITAL
0000014890 | 1085315 | OHMEDA DIV BOC HEALTHCARE INC | STANDARD | STANDARD | REGULATORS/ SUCTION |  |  | AHCK02900 |  | 2017-06-15 | 12340 | SURGICAL SPECIALITY UNIT (4-S) | 1899-12-31 | USD | 0 | Active | UNIVERSITY NEW MEXICO HOSPITAL
0000013252 | 1085265 | OHMEDA DIV BOC HEALTHCARE INC | STANDARD | STANDARD | REGULATORS/ SUCTION |  |  | AHCM36307 |  | 2017-06-15 | 15010 | STERILE PROCESSING | 1899-12-31 | USD | 0 | Active | UNIVERSITY NEW MEXICO HOSPITAL
0000013251 | 1141420 | OHMEDA DIV BOC HEALTHCARE INC | STANDARD | STANDARD | REGULATORS/ SUCTION |  |  | AHCK103875 |  | 2017-06-15 | 12000 | LABOR AND DELIVERY | 1899-12-31 | USD | 0 | Active | UNIVERSITY NEW MEXICO HOSPITAL
0000013232 | 1141446 | OHMEDA DIV BOC HEALTHCARE INC | STANDARD | STANDARD | REGULATORS/ SUCTION |  |  | AHCJ08759 |  | 2017-06-15 | 12000 | LABOR AND DELIVERY | 1899-12-31 | USD | 0 | Active | UNIVERSITY NEW MEXICO HOSPITAL
0000014889 | 1440002 | OHMEDA DIV BOC HEALTHCARE INC | STANDARD | STANDARD | REGULATORS/ SUCTION |  |  | AHCJ04872 |  | 2017-06-15 | 12000 | LABOR AND DELIVERY | 1899-12-31 | USD | 0 | Active | UNIVERSITY NEW MEXICO HOSPITAL
0000014885 | 1141512 | OHMEDA DIV BOC HEALTHCARE INC | STANDARD | STANDARD | REGULATORS/ SUCTION |  |  | AHCK02518 |  | 2017-06-15 | 21015 | ED-NORTH | 1899-12-31 | USD | 0 | Active | UNIVERSITY NEW MEXICO HOSPITAL
0000013231 | 1141887 | OHMEDA DIV BOC HEALTHCARE INC | STANDARD | STANDARD | REGULATORS/ SUCTION |  |  | AHCM36329 |  | 2017-06-15 | 12000 | LABOR AND DELIVERY | 1899-12-31 | USD | 0 | Active | UNIVERSITY NEW MEXICO HOSPITAL
0000013208 | 1141904 | OHMEDA DIV BOC HEALTHCARE INC | STANDARD | STANDARD | REGULATORS/ SUCTION |  |  | AHCK03905 |  | 2017-06-15 | 12000 | LABOR AND DELIVERY | 1899-12-31 | USD | 0 | Active | UNIVERSITY NEW MEXICO HOSPITAL
0000012353 | 1142963 | OHMEDA DIV BOC HEALTHCARE INC | STANDARD | STANDARD | REGULATORS/ SUCTION |  |  | GFJF00812 |  | 2017-06-15 | 71520 | PULMONARY DIAGNOSTICS | 1899-12-31 | USD | 0 | Active | UNIVERSITY NEW MEXICO HOSPITAL
0000013151 | 1142645 | OHMEDA DIV BOC HEALTHCARE INC | STANDARD | STANDARD | REGULATORS/ SUCTION |  |  | AHCK03896 |  | 2017-06-15 | 12000 | LABOR AND DELIVERY | 1899-12-31 | USD | 0 | Active | UNIVERSITY NEW MEXICO HOSPITAL
0000013555 | 1085276 | OHMEDA DIV BOC HEALTHCARE INC | STANDARD | STANDARD | REGULATORS/ SUCTION |  |  | GFJH00513 |  | 2017-06-15 | 34150 | PEDIATRICS CLINIC | 1899-12-31 | USD | 0 | Active | UNIVERSITY NEW MEXICO HOSPITAL
0000013139 | 1142675 | OHMEDA DIV BOC HEALTHCARE INC | STANDARD | STANDARD | REGULATORS/ SUCTION |  |  | AHCM36312 |  | 2017-06-15 | 12000 | LABOR AND DELIVERY | 1899-12-31 | USD | 0 | Active | UNIVERSITY NEW MEXICO HOSPITAL
0000013130 | 1085260 | OHMEDA DIV BOC HEALTHCARE INC | STANDARD | STANDARD | REGULATORS/ SUCTION |  |  | AHCM36319 |  | 2017-06-15 | 71030 | HEART STATION | 1899-12-31 | USD | 0 | Active | UNIVERSITY NEW MEXICO HOSPITAL
0000013109 | 1085258 | OHMEDA DIV BOC HEALTHCARE INC | STANDARD | STANDARD | REGULATORS/ SUCTION |  |  | NONE |  | 2017-06-15 | 15010 | STERILE PROCESSING | 1899-12-31 | USD | 0 | Active | UNIVERSITY NEW MEXICO HOSPITAL
0000013086 | 1142672 | OHMEDA DIV BOC HEALTHCARE INC | STANDARD | STANDARD | REGULATORS/ SUCTION |  |  | AHCM36328 |  | 2017-06-15 | 12000 | LABOR AND DELIVERY | 1899-12-31 | USD | 0 | Active | UNIVERSITY NEW MEXICO HOSPITAL
0000013462 | 1085269 | OHMEDA DIV BOC HEALTHCARE INC | STANDARD | STANDARD | REGULATORS/ SUCTION |  |  | AHCJ04884 |  | 2017-06-15 | 15040 | PACU (RECOVERY ROOM 1) | 1899-12-31 | USD | 0 | Active | UNIVERSITY NEW MEXICO HOSPITAL
0000012890 | 1085252 | OHMEDA DIV BOC HEALTHCARE INC | STANDARD | STANDARD | REGULATORS/ SUCTION |  |  | AHCM36309 |  | 2017-06-15 | 12455 | NEWBORN ICU | 1899-12-31 | USD | 0 | Active | UNIVERSITY NEW MEXICO HOSPITAL
0000015863 | 1085379 | OHMEDA DIV BOC HEALTHCARE INC | STANDARD | STANDARD | REGULATORS/ SUCTION |  |  | AHCE18650 |  | 2017-06-15 | 12210 | CORONARY CARE SUBACUTE | 1899-12-31 | USD | 0 | Active | UNIVERSITY NEW MEXICO HOSPITAL
0000015490 | 1085364 | OHMEDA DIV BOC HEALTHCARE INC | STANDARD | STANDARD | REGULATORS/ SUCTION |  |  | AHCD09671 |  | 2017-06-15 | 71520 | PULMONARY DIAGNOSTICS | 1899-12-31 | USD | 0 | Active | UNIVERSITY NEW MEXICO HOSPITAL
0000015485 | 1085363 | OHMEDA DIV BOC HEALTHCARE INC | STANDARD | STANDARD | REGULATORS/ SUCTION |  |  | AHCJ04888 |  | 2017-06-15 | 12220 | MED/SURG SUBACUTE (4-E) | 1899-12-31 | USD | 0 | Active | UNIVERSITY NEW MEXICO HOSPITAL
0000015743 | 1085376 | OHMEDA DIV BOC HEALTHCARE INC | STANDARD | STANDARD | REGULATORS/ SUCTION |  |  | AHCK03904 |  | 2017-06-15 | 12110 | NEUROSCIENCE ICU | 1899-12-31 | USD | 0 | Active | UNIVERSITY NEW MEXICO HOSPITAL
0000015339 | 1085345 | OHMEDA DIV BOC HEALTHCARE INC | STANDARD | STANDARD | REGULATORS/ SUCTION |  |  | AHCK05713 |  | 2017-06-15 | 12120 | MEDICAL/CARDIAC ICU | 1899-12-31 | USD | 0 | Active | UNIVERSITY NEW MEXICO HOSPITAL
0000015336 | 1141284 | OHMEDA DIV BOC HEALTHCARE INC | STANDARD | STANDARD | REGULATORS/ SUCTION |  |  | GFJF00811 |  | 2017-06-15 | 70020 | ENDOSCOPY CENTER | 1899-12-31 | USD | 0 | Active | UNIVERSITY NEW MEXICO HOSPITAL
0000015141 | 1085329 | OHMEDA DIV BOC HEALTHCARE INC | STANDARD | STANDARD | REGULATORS/ SUCTION |  |  | AHCJ087654 |  | 2017-06-15 | 21015 | ED-NORTH | 1899-12-31 | USD | 0 | Active | UNIVERSITY NEW MEXICO HOSPITAL
0000015095 | 1085322 | OHMEDA DIV BOC HEALTHCARE INC | STANDARD | STANDARD | REGULATORS/ SUCTION |  |  | AHCH49972 |  | 2017-06-15 | 21015 | ED-NORTH | 1899-12-31 | USD | 0 | Active | UNIVERSITY NEW MEXICO HOSPITAL
0000041608 | 1216151 | DETECTO SCALE COMPANY | 62449 | 62449 | SCALES/ PATIENT/ PLATFORM/ MECHANICAL |  |  | 0107-2159 | 2002-07-01 | 2017-06-15 | 21015 | ED-NORTH | 1899-12-31 | USD | 0 | Active | UNIVERSITY NEW MEXICO HOSPITAL
| 385421 | GAYMAR INDUSTRIES INC | TPT-9 | TPT-9 | FLOWMETERS |  |  | N/A | 2017-04-07 | 2018-04-15 | 95700 | CLINICAL ENGINEERING | 1899-12-31 | USD | 0 | Active | UNIVERSITY NEW MEXICO HOSPITAL
0000046678 | 1216735 | MASTER APPLIANCE CORP | MASTER-MITE | MASTER-MITE | HEAT GUNS |  |  | N/A |  | 2017-06-15 | 34530 | ORTHOPAEDICS FACULTY CLINIC | 1899-12-31 | USD | 0 | Active | UNIVERSITY NEW MEXICO HOSPITAL
0000049897 | 1217030 | ACUSON CORP | TE-V5M | TE-V5M | TRANSDUCERS/ ULTRASONIC |  |  | 04793640 | 2004-06-15 | 2017-06-15 | 15000 | OPERATING ROOM | 1899-12-31 | USD | 0 | Active | UNIVERSITY NEW MEXICO HOSPITAL
0000049896 | 1217029 | ACUSON CORP | TE-V5M | TE-V5M | TRANSDUCERS/ ULTRASONIC |  |  | 21803427 | 2004-06-15 | 2017-06-15 | 15000 | OPERATING ROOM | 1899-12-31 | USD | 0 | Active | UNIVERSITY NEW MEXICO HOSPITAL
0000049895 | 1217028 | ACUSON CORP | TE-V5M | TE-V5M | TRANSDUCERS/ ULTRASONIC |  |  | 00965740 |  | 2017-06-15 | 15000 | OPERATING ROOM | 1899-12-31 | USD | 0 | Active | UNIVERSITY NEW MEXICO HOSPITAL
0000046182 | 301192 | KODAK | 8700 | 8700 | PRINTERS/ DRY-PROCESSING |  |  | 8716292 | 2005-11-11 | 2017-06-15 | 75095 | OSIS MRI | 1899-12-31 | USD | 0 | Active | UNIVERSITY NEW MEXICO HOSPITAL
0000046815 | 119075 | KODAK | 8700 | 8700 | PRINTERS/ DRY-PROCESSING |  |  | 8713501 | 2006-03-02 | 2017-06-15 | 75040 | RADIOLOGY - MRI | 1899-12-31 | USD | 0 | Active | UNIVERSITY NEW MEXICO HOSPITAL
0000046814 | 119071 | KODAK | 8700 | 8700 | PRINTERS/ DRY-PROCESSING |  |  | 8713514 |  | 2017-06-15 | 75010 | RADIOLOGY - CT SCAN | 1899-12-31 | USD | 0 | Active | UNIVERSITY NEW MEXICO HOSPITAL
0000046813 | 119068 | KODAK | 8700 | 8700 | PRINTERS/ DRY-PROCESSING |  |  | 8713499 | 2006-03-22 | 2017-06-15 | 75010 | RADIOLOGY - CT SCAN | 1899-12-31 | USD | 0 | Active | UNIVERSITY NEW MEXICO HOSPITAL
0000033601 | 1215244 | GRASON-STADLER INC | NO MODEL NAME |  | AUDIOMETERS |  |  | 999569 | 2016-10-26 | 2017-11-15 | 32005 | YCHC GENERAL | 1899-12-31 | USD | 0 | Active | UNIVERSITY NEW MEXICO HOSPITAL
0000010695 | 1142749 | HAAG-STREIT CO | GOLDMAN | GOLDMAN | ANALYZERS/ PHYSIOLOGIC/ VISUAL FUNCTION |  |  | S9404614 | 2016-12-01 | 2017-12-15 | 34610 | OPHTHALMOLOGY ON SITE CLINIC | 1899-12-31 | USD | 0 | Active | UNIVERSITY NEW MEXICO HOSPITAL
0000018682 | 1142574 | SMR (GLOBAL SURGICAL CORPORATION) | APEX 2000 | APEX 2000 | CHAIRS/ EXAMINATION/ TREATMENT |  |  | 1577 | 2010-12-03 | 2017-06-15 | 34230 | SURGICAL SPECIALTIES | 1899-12-31 | USD | 0 | Active | UNIVERSITY NEW MEXICO HOSPITAL
0000040438 | 1215622 | TUNTURI INC | ERGOMETER | ERGOMETER | EXERCISERS/ BICYCLE |  |  | N/A |  | 2017-06-15 | 12035 | UPC INPATIENT ADULT SERVICES | 1899-12-31 | USD | 0 | Active | UNIVERSITY NEW MEXICO HOSPITAL
0000027507 | 1214666 | VIVADENT (IVLOCLAR) | HELIOMAT SF | HELIOMAT SF | LIGHT SOURCES |  |  | 2154 | 2005-03-31 | 2017-06-15 | 30030 | CTH OUTPATIENT CLINIC | 1899-12-31 | USD | 0 | Active | UNIVERSITY NEW MEXICO HOSPITAL
0000049565 | 1216906 | LUXO CORP | L350 | L350 | LIGHTS/ EXAMINATION |  |  | NONE |  | 2017-06-15 | 34255 | POST TRANSPLANT CLINIC | 1899-12-31 | USD | 0 | Active | UNIVERSITY NEW MEXICO HOSPITAL
0000049563 | 1216904 | LUXO CORP | L350 | L350 | LIGHTS/ EXAMINATION |  |  | N/A |  | 2017-06-15 | 34255 | POST TRANSPLANT CLINIC | 1899-12-31 | USD | 0 | Active | UNIVERSITY NEW MEXICO HOSPITAL
0000051332 | 1217194 | ENVIROCO CORPORATION | NO MODEL NAME | NO MODEL NUMBER | HOODS |  |  | 55778 | 2017-05-30 | 2017-11-15 | 12350 | CRC/CTC (5-E) | 1899-12-31 | USD | 0 | Active | UNIVERSITY NEW MEXICO HOSPITAL
0000050920 | 1217149 | CDW | P225F | P225F | MONITORS |  |  | 439041500251 |  | 2017-06-15 | 12350 | CRC/CTC (5-E) | 1899-12-31 | USD | 0 | Active | UNIVERSITY NEW MEXICO HOSPITAL
0000050901 | 1217143 | SYNECTICS MEDICAL INC DIV MEDTRONIC INC | MKIII | MKIII | RECORDERS/ELECTRONIC STORAGE/ELECTROCARDIOGRAPHY |  |  | 39034 |  | 2017-06-15 | 70020 | ENDOSCOPY CENTER | 1899-12-31 | USD | 0 | Active | UNIVERSITY NEW MEXICO HOSPITAL
0000049384 | 1142728 | STRYKER CORP | 986 | 986 | CAST CUTTERS |  |  | 0416105663 |  | 2017-06-15 | 34530 | ORTHOPAEDICS FACULTY CLINIC | 1899-12-31 | USD | 0 | Active | UNIVERSITY NEW MEXICO HOSPITAL
0000049643 | 1439831 | STRYKER CORP | 986 | 986 | CAST CUTTERS |  |  | 0416202913 |  | 2017-06-15 | 34520 | ORTHOPEDICS CLINIC | 1899-12-31 | USD | 0 | Active | UNIVERSITY NEW MEXICO HOSPITAL
0000049642 | 1216935 | STRYKER CORP | 986 | 986 | CAST CUTTERS |  |  | 041202383 |  | 2017-06-15 | 34520 | ORTHOPEDICS CLINIC | 1899-12-31 | USD | 0 | Active | UNIVERSITY NEW MEXICO HOSPITAL
0000023811 | 1214403 | PARKS MEDICAL ELECTRONICS INC | 915-L | 915-L | DOPPLERS/ SURGICAL |  |  | N/A | 2004-06-01 | 2017-06-15 | 15055 | ANESTHESIA | 1899-12-31 | USD | 0 | Active | UNIVERSITY NEW MEXICO HOSPITAL
0000010683 | 1142564 | REICHERT INC | 12603 | 12603 | LENSOMETERS |  |  | AT7683 | 2016-12-01 | 2017-12-15 | 34620 | OPHTHALMOLOGY OFF SITE CLINIC | 1899-12-31 | USD | 0 | Active | UNIVERSITY NEW MEXICO HOSPITAL
0000010717 | 1142557 | REICHERT INC | 12603 | 12603 | LENSOMETERS |  |  | U8799 | 2016-12-01 | 2017-12-15 | 34620 | OPHTHALMOLOGY OFF SITE CLINIC | 1899-12-31 | USD | 0 | Active | UNIVERSITY NEW MEXICO HOSPITAL
0000021244 | 1214184 | PARKS MEDICAL ELECTRONICS INC | 641 | 641 | FETAL HEART DETECTORS/ ULTRASONIC |  |  | NONE | 2003-11-01 | 2017-06-15 | 32060 | M & FP-WEST MESA | 1899-12-31 | USD | 0 | Active | UNIVERSITY NEW MEXICO HOSPITAL
0000043497 | 1004065 | SSCOR INC | 64000 | 64000 | ASPIRATORS |  |  | 3622 | 2016-07-31 | 2017-07-15 | 21020 | PEDIATRIC EMERGENCY DEPARTMENT | 1899-12-31 | USD | 0 | Reactivated | UNIVERSITY NEW MEXICO HOSPITAL
0000038472 | 1215505 | CRESCENT CORP | LP602 | LP602 | AMALGAMATORS |  |  | 3245 |  | 2017-06-15 | 30030 | CTH OUTPATIENT CLINIC | 1899-12-31 | USD | 0 | Active | UNIVERSITY NEW MEXICO HOSPITAL
0000010063 | 1085011 | WELCH ALLYN INC | 71610 | 71610 | OPHTHALMOSCOPE/OTOSCOPES |  |  | NONE |  | 2017-06-15 | 34230 | SURGICAL SPECIALTIES | 1899-12-31 | USD | 0 | Active | UNIVERSITY NEW MEXICO HOSPITAL
0000012409 | 1144762 | WELCH ALLYN INC | 48300 | 48300 | LIGHTS/ EXAMINATION |  |  | NONE |  | 2017-06-15 | 12455 | NEWBORN ICU | 1899-12-31 | USD | 0 | Active | UNIVERSITY NEW MEXICO HOSPITAL
0000012250 | 1144760 | WELCH ALLYN INC | 48300 | 48300 | LIGHTS/ EXAMINATION |  |  | NONE |  | 2017-06-15 | 12455 | NEWBORN ICU | 1899-12-31 | USD | 0 | Active | UNIVERSITY NEW MEXICO HOSPITAL
0000049635 | 1216932 | MIDMARK CORP | 104 | 104 | TABLES/ EXAMINATION/TREATMENT |  |  | 34105 |  | 2017-06-15 | 34150 | PEDIATRICS CLINIC | 1899-12-31 | USD | 0 | Active | UNIVERSITY NEW MEXICO HOSPITAL
0000049628 | 1216928 | MIDMARK CORP | 104 | 104 | TABLES/ EXAMINATION/TREATMENT |  |  | CD073985 |  | 2017-06-15 | 34110 | WOMEN'S HEALTH CENTER | 1899-12-31 | USD | 0 | Active | UNIVERSITY NEW MEXICO HOSPITAL
0000049626 | 1216927 | MIDMARK CORP | 104 | 104 | TABLES/ EXAMINATION/TREATMENT |  |  | CD073947 |  | 2017-06-15 | 34120 | REPRO/ENDO CLINIC | 1899-12-31 | USD | 0 | Active | UNIVERSITY NEW MEXICO HOSPITAL
0000033045 | 1215104 | MIDMARK CORP | 104 | 104 | TABLES/ EXAMINATION/TREATMENT |  |  | AX051035 |  | 2017-06-15 | 32050 | WESTSIDE FAMILY & SENIOR HLTH | 1899-12-31 | USD | 0 | Active | UNIVERSITY NEW MEXICO HOSPITAL
0000029032 | 1214743 | MIDMARK CORP | 104 | 104 | TABLES/ EXAMINATION/TREATMENT |  |  | G002573 |  | 2017-06-15 | 32050 | WESTSIDE FAMILY & SENIOR HLTH | 1899-12-31 | USD | 0 | Active | UNIVERSITY NEW MEXICO HOSPITAL
0000032140 | 1214886 | MIDMARK CORP | 104 | 104 | TABLES/ EXAMINATION/TREATMENT |  |  | BS046918 |  | 2017-06-15 | 32015 | MEDICAL FACULTY CLINICAL C | 1899-12-31 | USD | 0 | Active | UNIVERSITY NEW MEXICO HOSPITAL
0000033569 | 1113626 - UNM | LEICA MICROSYSTEMS INC | CM1850 | CM1850 | MICROTOMES/ CRYOSTAT |  |  | 047131148 | 2015-05-28 | 2016-05-15 | 15500 | OSIS OPERATING ROOM | 1899-12-31 | USD | 0 | Reactivated | UNIVERSITY NEW MEXICO HOSPITAL
0000020577 | 1142586 | SMR (GLOBAL SURGICAL CORPORATION) | 160000 | 160000 | CARTS/ INSTRUMENT |  |  | 1407 | 2016-12-01 | 2017-12-15 | 34230 | SURGICAL SPECIALTIES | 1899-12-31 | USD | 0 | Active | UNIVERSITY NEW MEXICO HOSPITAL
0000026387 | 1142582 | SMR (GLOBAL SURGICAL CORPORATION) | 22000 | 22000 | CHAIRS/ EXAMINATION/ TREATMENT |  |  | 1245 | 2010-12-03 | 2017-06-15 | 34230 | SURGICAL SPECIALTIES | 1899-12-31 | USD | 0 | Active | UNIVERSITY NEW MEXICO HOSPITAL
0000025870 | 1214520 | DEPUY SYNTHES CO | 4401-10-000 | 4401-10-000 | CAST CUTTER VACUUMS |  |  | 1068 | 2004-06-01 | 2017-06-15 | 34520 | ORTHOPEDICS CLINIC | 1899-12-31 | USD | 0 | Active | UNIVERSITY NEW MEXICO HOSPITAL
0000049367 | 1216850 | CYBEX DIV LUMEX INC | 1690 | 1690 | EXERCISERS/ BICYCLE |  |  | 1690L103702 |  | 2017-06-15 | 76015 | REHABILITATION OUTPATIENT 1025 | 1899-12-31 | USD | 0 | Active | UNIVERSITY NEW MEXICO HOSPITAL
0000028073 | 1214731 | SONY CORP OF AMERICA | UP-910 | UP-910 | PRINTERS |  |  | 11859 | 2004-06-01 | 2017-06-15 | 71030 | HEART STATION | 1899-12-31 | USD | 0 | Active | UNIVERSITY NEW MEXICO HOSPITAL
0000050944 | 1217158 | 3M HEALTH CARE | AIR MATE | AIR MATE | AIR PURIFIER |  |  | 475868SR | 2003-06-01 | 2017-06-15 | 15010 | STERILE PROCESSING | 1899-12-31 | USD | 0 | Active | UNIVERSITY NEW MEXICO HOSPITAL
0000027964 | 1004827 | NIDEX MED PROD INC- (800) 822-9255 | YC-1200 | YC-1200 | LASERS |  |  | 10190 | 2017-06-26 | 2017-12-15 | 34610 | OPHTHALMOLOGY ON SITE CLINIC | 1899-12-31 | USD | 0 | Active | UNIVERSITY NEW MEXICO HOSPITAL
0000032931 | 1215089 | KARL STORZ ENDOSCOPY-AMERICA INC | M705W | M705W | LIGHT SOURCES/ FIBEROPTIC |  |  | 2172 | 2016-12-01 | 2016-12-15 | 34230 | SURGICAL SPECIALTIES | 1899-12-31 | USD | 0 | Active | UNIVERSITY NEW MEXICO HOSPITAL
0000038259 | 1141499 | WELCH ALLYN INC | 14001 | 14001 | ANALYZERS/ PHYSIOLOGIC/ VISUAL FUNCTION |  |  | 0000127 | 2016-10-06 | 2017-10-15 | 32005 | YCHC GENERAL | 1899-12-31 | USD | 0 | Active | UNIVERSITY NEW MEXICO HOSPITAL
0000046652 | 1003812 | STRYKER CORP | 4110-120 | 4110-120 | BATTERY CHARGERS |  |  | 0323302243 |  | 2017-06-15 | 15000 | OPERATING ROOM | 1899-12-31 | USD | 0 | Active | UNIVERSITY NEW MEXICO HOSPITAL
0000046572 | 1003811 | STRYKER CORP | 4110-120 | 4110-120 | BATTERY CHARGERS |  |  | 0321001893 |  | 2017-06-15 | 15000 | OPERATING ROOM | 1899-12-31 | USD | 0 | Active | UNIVERSITY NEW MEXICO HOSPITAL
0000046942 | 1216820 | STRYKER CORP | 4110-120 | 4110-120 | BATTERY CHARGERS |  |  | 309900293 |  | 2017-06-15 | 15500 | OSIS OPERATING ROOM | 1899-12-31 | USD | 0 | Active | UNIVERSITY NEW MEXICO HOSPITAL
0000041642 | 1003815 | STRYKER CORP | 4110-120 | 4110-120 | BATTERY CHARGERS |  |  | 01080483 |  | 2017-06-15 | 15000 | OPERATING ROOM | 1899-12-31 | USD | 0 | Active | UNIVERSITY NEW MEXICO HOSPITAL
0000041641 | 1003813 | STRYKER CORP | 4110-120 | 4110-120 | BATTERY CHARGERS |  |  | 01080463 |  | 2017-06-15 | 15000 | OPERATING ROOM | 1899-12-31 | USD | 0 | Active | UNIVERSITY NEW MEXICO HOSPITAL
0000041640 | 1003814 | STRYKER CORP | 4110-120 | 4110-120 | BATTERY CHARGERS |  |  | 01030493 |  | 2017-06-15 | 15000 | OPERATING ROOM | 1899-12-31 | USD | 0 | Active | UNIVERSITY NEW MEXICO HOSPITAL
0000027547 | 1214672 | JOHNSON & JOHNSON MEDICAL INC | 0R2530 | 0R2530 | CAST CUTTERS/ ELECTRIC |  |  | 2520 |  | 2017-06-15 | 12480 | CTH REHAB-ORTHO UNIT | 1899-12-31 | USD | 0 | Active | UNIVERSITY NEW MEXICO HOSPITAL
0000026567 | 1214569 | CARL ZEISS INC MICROSCOPY & IMAGING SYSTEMS | KSK-150FC | KSK-150FC | COLPOSCOPES |  |  | 289935 | 2016-11-01 | 2017-11-15 | 32055 | 1209 CLINIC | 1899-12-31 | USD | 0 | Active | UNIVERSITY NEW MEXICO HOSPITAL
0000038185 | 1440386 | MEDASONICS INC | T335 | TRIA | BLOOD-FLOW DETECTORS/ ULTRASONIC |  |  | 1999V | 2003-10-01 | 2017-06-15 | 12120 | MEDICAL/CARDIAC ICU | 1899-12-31 | USD | 0 | Active | UNIVERSITY NEW MEXICO HOSPITAL
0000050818 | 1217107 | SONY CORP OF AMERICA | UP-D895MD | UP-D895MD | PRINTERS |  |  | 76214 |  | 2017-06-15 | 32025 | FAMILY PRACTICE CLINIC | 1899-12-31 | USD | 0 | Active | UNIVERSITY NEW MEXICO HOSPITAL
0000033541 | 1142395 | MIDMARK CORP | 405 | 405 | TABLES/ EXAMINATION/TREATMENT |  |  | BG005359 | 2010-01-06 | 2017-06-15 | 34150 | PEDIATRICS CLINIC | 1899-12-31 | USD | 0 | Active | UNIVERSITY NEW MEXICO HOSPITAL
0000050876 | 1217135 | MIDMARK CORP | 304-004-202 | 404 | TABLES/ EXAMINATION/TREATMENT |  |  | AX080749 |  | 2017-06-15 | 34520 | ORTHOPEDICS CLINIC | 1899-12-31 | USD | 0 | Active | UNIVERSITY NEW MEXICO HOSPITAL
0000049377 | 1144133 | MIDMARK CORP | 304-004-202 | 404 | TABLES/ EXAMINATION/TREATMENT |  |  | AX031412 |  | 2017-06-15 | 34015 | SLEEP DISORDERS CENTER 1101-2 | 1899-12-31 | USD | 0 | Active | UNIVERSITY NEW MEXICO HOSPITAL
0000033437 | 1215211 | MIDMARK CORP | 304-004-202 | 404 | TABLES/ EXAMINATION/TREATMENT |  |  | AX067518 |  | 2017-06-15 | 30090 | UNMMG - CENTER FOR LIFE CLINIC | 1899-12-31 | USD | 0 | Active | UNIVERSITY NEW MEXICO HOSPITAL
0000010258 | 1085099 | MIDMARK CORP | 304-004-202 | 404 | TABLES/ EXAMINATION/TREATMENT |  |  | AX026056 |  | 2017-06-15 | 70010 | DIGESTIVE DISEASE PROCEDURES | 1899-12-31 | USD | 0 | Active | UNIVERSITY NEW MEXICO HOSPITAL
0000010419 | 1085144 | MIDMARK CORP | 304-004-202 | 404 | TABLES/ EXAMINATION/TREATMENT |  |  | NONE |  | 2017-06-15 | 30090 | UNMMG - CENTER FOR LIFE CLINIC | 1899-12-31 | USD | 0 | Active | UNIVERSITY NEW MEXICO HOSPITAL
0000038055 | 1140178 | BECKMAN COULTER INC | ALLEGRA 6KR | ALLEGRA 6KR | CENTRIFUGES/ FLOOR/ LOW-SPEED/ REFRIGERATED |  |  | ALK98L18 | 2017-02-17 | 2017-07-15 | 9025 | CLINICAL AND TRANSLATIONAL SCIENCE CENTER (07) | 1899-12-31 | USD | 0 | Active | UNIVERSITY NEW MEXICO HOSPITAL
0000034334 | 1215298 | WELCH ALLYN INC | 48830 LITE BOX | 48830 | LIGHTS/ EXAMINATION |  |  | NONE |  | 2017-06-15 | 34130 | MILAGRO OP OB CLINIC | 1899-12-31 | USD | 0 | Active | UNIVERSITY NEW MEXICO HOSPITAL
0000038408 | 1215487 | WELCH ALLYN INC | 48830 LITE BOX | 48830 | LIGHTS/ EXAMINATION |  |  | N/A |  | 2017-06-15 | 34130 | MILAGRO OP OB CLINIC | 1899-12-31 | USD | 0 | Active | UNIVERSITY NEW MEXICO HOSPITAL
0000024094 | 1214409 | WELCH ALLYN INC | 48830 LITE BOX | 48830 | LIGHTS/ EXAMINATION |  |  | NONE | 2005-08-27 | 2017-06-15 | 12455 | NEWBORN ICU | 1899-12-31 | USD | 0 | Active | UNIVERSITY NEW MEXICO HOSPITAL
0000016620 | 1213937 | WELCH ALLYN INC | 48830 LITE BOX | 48830 | LIGHTS/ EXAMINATION |  |  | NONE | 2005-08-25 | 2017-06-15 | 34110 | WOMEN'S HEALTH CENTER | 1899-12-31 | USD | 0 | Active | UNIVERSITY NEW MEXICO HOSPITAL
0000016612 | 1213936 | WELCH ALLYN INC | 48830 LITE BOX | 48830 | LIGHTS/ EXAMINATION |  |  | NONE | 2005-08-29 | 2017-06-15 | 34110 | WOMEN'S HEALTH CENTER | 1899-12-31 | USD | 0 | Active | UNIVERSITY NEW MEXICO HOSPITAL
0000016610 | 1213935 | WELCH ALLYN INC | 48830 LITE BOX | 48830 | LIGHTS/ EXAMINATION |  |  | NONE | 2005-08-29 | 2017-06-15 | 34110 | WOMEN'S HEALTH CENTER | 1899-12-31 | USD | 0 | Active | UNIVERSITY NEW MEXICO HOSPITAL
0000010172 | 1085078 | WELCH ALLYN INC | 48830 LITE BOX | 48830 | LIGHTS/ EXAMINATION |  |  | NONE | 2005-08-29 | 2017-06-15 | 34110 | WOMEN'S HEALTH CENTER | 1899-12-31 | USD | 0 | Active | UNIVERSITY NEW MEXICO HOSPITAL
0000010171 | 1085077 | WELCH ALLYN INC | 48830 LITE BOX | 48830 | LIGHTS/ EXAMINATION |  |  | NONE | 2005-08-25 | 2017-06-15 | 34110 | WOMEN'S HEALTH CENTER | 1899-12-31 | USD | 0 | Active | UNIVERSITY NEW MEXICO HOSPITAL
0000029762 | 1144557 | GE HEALTHCARE | TRAM 250SL | TRAM 250SL | MODULES/ MULTIPARAMETERS |  |  | B8HA2953G | 2006-02-07 | 2017-06-15 | 21015 | ED-NORTH | 1899-12-31 | USD | 0 | Active | UNIVERSITY NEW MEXICO HOSPITAL
0000029760 | 1140469 | GE HEALTHCARE | TRAM 250SL | TRAM 250SL | MODULES/ MULTIPARAMETERS |  |  | B8HA2961G |  | 2017-06-15 | 15055 | ANESTHESIA | 1899-12-31 | USD | 0 | Active | UNIVERSITY NEW MEXICO HOSPITAL
0000029758 | 1214778 | GE HEALTHCARE | TRAM 250SL | TRAM 250SL | MODULES/ MULTIPARAMETERS |  |  | B8HA29G0G | 2006-08-03 | 2017-06-15 | 71030 | HEART STATION | 1899-12-31 | USD | 0 | Active | UNIVERSITY NEW MEXICO HOSPITAL
0000029754 | 1141869 | GE HEALTHCARE | TRAM 250SL | TRAM 250SL | MODULES/ MULTIPARAMETERS |  |  | B8HA2954G |  | 2017-06-15 | 21015 | ED-NORTH | 1899-12-31 | USD | 0 | Active | UNIVERSITY NEW MEXICO HOSPITAL
0000029751 | 1144250 | GE HEALTHCARE | TRAM 250SL | TRAM 250SL | MODULES/ MULTIPARAMETERS |  |  | B8HA2958G | 2006-08-03 | 2017-06-15 | 71030 | HEART STATION | 1899-12-31 | USD | 0 | Active | UNIVERSITY NEW MEXICO HOSPITAL
0000029746 | 1214772 | GE HEALTHCARE | TRAM 250SL | TRAM 250SL | MODULES/ MULTIPARAMETERS |  |  | B8HA2910G |  | 2017-06-15 | 21015 | ED-NORTH | 1899-12-31 | USD | 0 | Active | UNIVERSITY NEW MEXICO HOSPITAL
0000022996 | 1141866 | GE HEALTHCARE | TRAM 250SL | TRAM 250SL | MODULES/ MULTIPARAMETERS |  |  | F4S01027G | 2006-10-04 | 2017-06-15 | 71030 | HEART STATION | 1899-12-31 | USD | 0 | Active | UNIVERSITY NEW MEXICO HOSPITAL
0000022993 | 1141871 | GE HEALTHCARE | TRAM 250SL | TRAM 250SL | MODULES/ MULTIPARAMETERS |  |  | F4S01024G |  | 2017-06-15 | 71030 | HEART STATION | 1899-12-31 | USD | 0 | Active | UNIVERSITY NEW MEXICO HOSPITAL
0000022992 | 1214307 | GE HEALTHCARE | TRAM 250SL | TRAM 250SL | MODULES/ MULTIPARAMETERS |  |  | F4S01003G |  | 2017-06-15 | 71030 | HEART STATION | 1899-12-31 | USD | 0 | Active | UNIVERSITY NEW MEXICO HOSPITAL
0000022989 | 1440139 | GE HEALTHCARE | TRAM 250SL | TRAM 250SL | MODULES/ MULTIPARAMETERS |  |  | F4S01006G |  | 2017-06-15 | 12455 | NEWBORN ICU | 1899-12-31 | USD | 0 | Active | UNIVERSITY NEW MEXICO HOSPITAL
0000022975 | 1140470 | GE HEALTHCARE | TRAM 250SL | TRAM 250SL | MODULES/ MULTIPARAMETERS |  |  | F4S01016G |  | 2017-06-15 | 12455 | NEWBORN ICU | 1899-12-31 | USD | 0 | Active | UNIVERSITY NEW MEXICO HOSPITAL
0000022998 | 1439834 | GE HEALTHCARE | TRAM 250SL | TRAM 250SL | MODULES/ MULTIPARAMETERS |  |  | F4S01005G |  | 2017-06-15 | 95700 | CLINICAL ENGINEERING | 1899-12-31 | USD | 0 | Active | UNIVERSITY NEW MEXICO HOSPITAL
0000026273 | 1141892 | GE HEALTHCARE | TRAM 250SL | TRAM 250SL | MODULES/ MULTIPARAMETERS |  |  | C7HA1697G | 2006-02-24 | 2017-06-15 | 12110 | NEUROSCIENCE ICU | 1899-12-31 | USD | 0 | Active | UNIVERSITY NEW MEXICO HOSPITAL
0000026267 | 1214552 | GE HEALTHCARE | TRAM 250SL | TRAM 250SL | MODULES/ MULTIPARAMETERS |  |  | C7HA1690G |  | 2017-06-15 | 12455 | NEWBORN ICU | 1899-12-31 | USD | 0 | Active | UNIVERSITY NEW MEXICO HOSPITAL
0000020977 | 1214147 | GE HEALTHCARE | TRAM 250SL | TRAM 250SL | MODULES/ MULTIPARAMETERS |  |  | M3S00547G |  | 2017-06-15 | 21015 | ED-NORTH | 1899-12-31 | USD | 0 | Active | UNIVERSITY NEW MEXICO HOSPITAL
0000020975 | 1214146 | GE HEALTHCARE | TRAM 250SL | TRAM 250SL | MODULES/ MULTIPARAMETERS |  |  | A4S00580G |  | 2017-06-15 | 15055 | ANESTHESIA | 1899-12-31 | USD | 0 | Active | UNIVERSITY NEW MEXICO HOSPITAL
0000021002 | 1440143 | GE HEALTHCARE | TRAM 250SL | TRAM 250SL | MODULES/ MULTIPARAMETERS |  |  | A4S00623G | 2007-02-09 | 2017-06-15 | 12455 | NEWBORN ICU | 1899-12-31 | USD | 0 | Active | UNIVERSITY NEW MEXICO HOSPITAL
0000020988 | 1214152 | GE HEALTHCARE | TRAM 250SL | TRAM 250SL | MODULES/ MULTIPARAMETERS |  |  | A4S00564G |  | 2017-06-15 | 71030 | HEART STATION | 1899-12-31 | USD | 0 | Active | UNIVERSITY NEW MEXICO HOSPITAL
0000021847 | 1004461 | GE HEALTHCARE | TRAM 250SL | TRAM 250SL | MODULES/ MULTIPARAMETERS |  |  | D5S02174G |  | 2017-06-15 | 12455 | NEWBORN ICU | 1899-12-31 | USD | 0 | Active | UNIVERSITY NEW MEXICO HOSPITAL
0000021845 | 1144165 | GE HEALTHCARE | TRAM 250SL | TRAM 250SL | MODULES/ MULTIPARAMETERS |  |  | D5S02169G | 2005-07-11 | 2017-06-15 | 71030 | HEART STATION | 1899-12-31 | USD | 0 | Active | UNIVERSITY NEW MEXICO HOSPITAL
0000021832 | 1214253 | GE HEALTHCARE | TRAM 250SL | TRAM 250SL | MODULES/ MULTIPARAMETERS |  |  | D5S02160G |  | 2017-06-15 | 12455 | NEWBORN ICU | 1899-12-31 | USD | 0 | Active | UNIVERSITY NEW MEXICO HOSPITAL
0000021828 | 1214250 | GE HEALTHCARE | TRAM 250SL | TRAM 250SL | MODULES/ MULTIPARAMETERS |  |  | D5S02173G |  | 2017-06-15 | 71030 | HEART STATION | 1899-12-31 | USD | 0 | Active | UNIVERSITY NEW MEXICO HOSPITAL
0000021851 | 1214262 | GE HEALTHCARE | TRAM 250SL | TRAM 250SL | MODULES/ MULTIPARAMETERS |  |  | D5S02161G |  | 2017-06-15 | 12120 | MEDICAL/CARDIAC ICU | 1899-12-31 | USD | 0 | Active | UNIVERSITY NEW MEXICO HOSPITAL
0000021826 | 1214248 | GE HEALTHCARE | TRAM 250SL | TRAM 250SL | MODULES/ MULTIPARAMETERS |  |  | D5S02142G |  | 2017-06-15 | 71030 | HEART STATION | 1899-12-31 | USD | 0 | Active | UNIVERSITY NEW MEXICO HOSPITAL
0000020980 | 1214150 | GE HEALTHCARE | TRAM 250SL | TRAM 250SL | MODULES/ MULTIPARAMETERS |  |  | M3S00468G |  | 2017-06-15 | 95700 | CLINICAL ENGINEERING | 1899-12-31 | USD | 0 | Active | UNIVERSITY NEW MEXICO HOSPITAL
0000052349 | 1217345 | GRASON-STADLER INC | GSI17 | GSI17 | AUDIOMETERS |  | FOUND | 20022612 | 2016-11-01 | 2017-11-15 | 32040 | NE HEIGHTS CLINIC | 1899-12-31 | USD | 0 | Active | UNIVERSITY NEW MEXICO HOSPITAL
0000013585 | 1140419 | GAST MFG | DOL-101-AA | DOL-101-AA | COMPRESSORS/ MEDICAL-AIR |  |  | 0484 | 2016-09-07 | 2017-09-15 | 78010 | NEURODIAGNOSTICS LAB | 1899-12-31 | USD | 0 | Active | UNIVERSITY NEW MEXICO HOSPITAL
0000013575 | 1140420 | GAST MFG | DOL-101-AA | DOL-101-AA | COMPRESSORS/ MEDICAL-AIR |  |  | 0190 | 2016-09-07 | 2017-09-15 | 78010 | NEURODIAGNOSTICS LAB | 1899-12-31 | USD | 0 | Active | UNIVERSITY NEW MEXICO HOSPITAL
0000049815 | 1217003 | X-RITE INC | 301 | 301 | DENSITOMETERS |  |  | 018485 |  | 2017-06-15 | 30030 | CTH OUTPATIENT CLINIC | 1899-12-31 | USD | 0 | Active | UNIVERSITY NEW MEXICO HOSPITAL
0000038576 | 1439766 | BIRD CORP | 10040A | 10040A | OXYGEN-AIR PROPORTIONERS |  |  | KKF02647 | 2017-05-05 | 2018-04-15 | 70050 | ECMO | 1899-12-31 | USD | 0 | Active | UNIVERSITY NEW MEXICO HOSPITAL
0000024177 | 1085658 | SCALE-TRONIX INC | 2001 | 2001 | SCALES/ PATIENT/ PLATFORM/ ELECTRONIC |  |  | 15249 | 2017-04-05 | 2018-04-15 | 12430 | GENERAL PEDIATRICS UNIT | 1899-12-31 | USD | 0 | Active | UNIVERSITY NEW MEXICO HOSPITAL
0000014206 | 1439744 | SCALE-TRONIX INC | 2001 | 2001 | SCALES/ PATIENT/ PLATFORM/ ELECTRONIC |  |  | 5438 | 2016-04-20 | 2017-04-15 | 12460 | PEDIATRIC ICU | 1899-12-31 | USD | 0 | Active | UNIVERSITY NEW MEXICO HOSPITAL
0000040132 | 1215607 | X-RITE INC | 334 | 334 | SENSITOMETERS/ RADIOGRAPHIC |  |  | 019724 |  | 2015-11-15 | 32055 | 1209 CLINIC | 1899-12-31 | USD | 0 | Active | UNIVERSITY NEW MEXICO HOSPITAL
0000030114 | 1142756 | MARCO OPHTHALMIC INC | E-Z TILT | 1262 | CHAIRS/ EXAMINATION/ TREATMENT |  |  | 98D0132 | 2011-12-21 | 2011-12-15 | 34610 | OPHTHALMOLOGY ON SITE CLINIC | 1899-12-31 | USD | 0 | Active | UNIVERSITY NEW MEXICO HOSPITAL
0000021190 | 1214168 | WELCH ALLYN INC | 71130 | 71130 | BATTERY CHARGERS |  |  | NONE | 2003-03-01 | 2017-06-15 | 34150 | PEDIATRICS CLINIC | 1899-12-31 | USD | 0 | Active | UNIVERSITY NEW MEXICO HOSPITAL
0000010759 | 1085174 | WELCH ALLYN INC | 71130 | 71130 | BATTERY CHARGERS |  |  | NONE |  | 2017-06-15 | 34150 | PEDIATRICS CLINIC | 1899-12-31 | USD | 0 | Active | UNIVERSITY NEW MEXICO HOSPITAL
0000049599 | 1216918 | RITTER-MIDMARK | RITTER 157 | RITTER 157 | LIGHTS/ EXAMINATION |  |  | BR005967 |  | 2017-06-15 | 34150 | PEDIATRICS CLINIC | 1899-12-31 | USD | 0 | Active | UNIVERSITY NEW MEXICO HOSPITAL
0000038756 | 1215571 | RITTER-MIDMARK | RITTER 157 | RITTER 157 | LIGHTS/ EXAMINATION |  |  | BR005775 |  | 2017-06-15 | 34150 | PEDIATRICS CLINIC | 1899-12-31 | USD | 0 | Active | UNIVERSITY NEW MEXICO HOSPITAL
0000038754 | 1215570 | RITTER-MIDMARK | RITTER 157 | RITTER 157 | LIGHTS/ EXAMINATION |  |  | BR005963 |  | 2017-06-15 | 12410 | PEDIATRIC SPECIALTY CARE | 1899-12-31 | USD | 0 | Active | UNIVERSITY NEW MEXICO HOSPITAL
0000038753 | 1215569 | RITTER-MIDMARK | RITTER 157 | RITTER 157 | LIGHTS/ EXAMINATION |  |  | BR006037 |  | 2017-06-15 | 34150 | PEDIATRICS CLINIC | 1899-12-31 | USD | 0 | Active | UNIVERSITY NEW MEXICO HOSPITAL
0000038751 | 1215568 | RITTER-MIDMARK | RITTER 157 | RITTER 157 | LIGHTS/ EXAMINATION |  |  | NONE |  | 2017-06-15 | 34150 | PEDIATRICS CLINIC | 1899-12-31 | USD | 0 | Active | UNIVERSITY NEW MEXICO HOSPITAL
0000038748 | 1215567 | RITTER-MIDMARK | RITTER 157 | RITTER 157 | LIGHTS/ EXAMINATION |  |  | BR005969 |  | 2017-06-15 | 34150 | PEDIATRICS CLINIC | 1899-12-31 | USD | 0 | Active | UNIVERSITY NEW MEXICO HOSPITAL
0000038746 | 1215566 | RITTER-MIDMARK | RITTER 157 | RITTER 157 | LIGHTS/ EXAMINATION |  |  | BR006938 |  | 2017-06-15 | 34150 | PEDIATRICS CLINIC | 1899-12-31 | USD | 0 | Active | UNIVERSITY NEW MEXICO HOSPITAL
0000038745 | 1215565 | RITTER-MIDMARK | RITTER 157 | RITTER 157 | LIGHTS/ EXAMINATION |  |  | BR005971 | 2003-03-01 | 2017-06-15 | 34150 | PEDIATRICS CLINIC | 1899-12-31 | USD | 0 | Active | UNIVERSITY NEW MEXICO HOSPITAL
0000038744 | 1215564 | RITTER-MIDMARK | RITTER 157 | RITTER 157 | LIGHTS/ EXAMINATION |  |  | BR006051 |  | 2017-06-15 | 34150 | PEDIATRICS CLINIC | 1899-12-31 | USD | 0 | Active | UNIVERSITY NEW MEXICO HOSPITAL
0000038741 | 1215563 | RITTER-MIDMARK | RITTER 157 | RITTER 157 | LIGHTS/ EXAMINATION |  |  | NONE |  | 2017-06-15 | 34150 | PEDIATRICS CLINIC | 1899-12-31 | USD | 0 | Active | UNIVERSITY NEW MEXICO HOSPITAL
0000038740 | 1215562 | RITTER-MIDMARK | RITTER 157 | RITTER 157 | LIGHTS/ EXAMINATION |  |  | BR006045 |  | 2017-06-15 | 34150 | PEDIATRICS CLINIC | 1899-12-31 | USD | 0 | Active | UNIVERSITY NEW MEXICO HOSPITAL
0000038739 | 1215561 | RITTER-MIDMARK | RITTER 157 | RITTER 157 | LIGHTS/ EXAMINATION |  |  | BR005959 |  | 2017-06-15 | 34150 | PEDIATRICS CLINIC | 1899-12-31 | USD | 0 | Active | UNIVERSITY NEW MEXICO HOSPITAL
0000038656 | 1215542 | RITTER-MIDMARK | RITTER 157 | RITTER 157 | LIGHTS/ EXAMINATION |  |  | BR006048 |  | 2017-06-15 | 34230 | SURGICAL SPECIALTIES | 1899-12-31 | USD | 0 | Active | UNIVERSITY NEW MEXICO HOSPITAL
0000038652 | 1144336 | RITTER-MIDMARK | RITTER 157 | RITTER 157 | LIGHTS/ EXAMINATION |  |  | BR007420 |  | 2017-06-15 | 34520 | ORTHOPEDICS CLINIC | 1899-12-31 | USD | 0 | Active | UNIVERSITY NEW MEXICO HOSPITAL
0000033060 | 1215116 | RITTER-MIDMARK | RITTER 157 | RITTER 157 | LIGHTS/ EXAMINATION |  |  | BR017329 |  | 2017-06-15 | 32050 | WESTSIDE FAMILY & SENIOR HLTH | 1899-12-31 | USD | 0 | Active | UNIVERSITY NEW MEXICO HOSPITAL
0000033058 | 1215114 | RITTER-MIDMARK | RITTER 157 | RITTER 157 | LIGHTS/ EXAMINATION |  |  | BR017322 |  | 2017-06-15 | 32050 | WESTSIDE FAMILY & SENIOR HLTH | 1899-12-31 | USD | 0 | Active | UNIVERSITY NEW MEXICO HOSPITAL
0000033185 | 1215165 | RITTER-MIDMARK | RITTER 157 | RITTER 157 | LIGHTS/ EXAMINATION |  |  | BR006269 |  | 2017-06-15 | 32025 | FAMILY PRACTICE CLINIC | 1899-12-31 | USD | 0 | Active | UNIVERSITY NEW MEXICO HOSPITAL
0000033051 | 1215109 | RITTER-MIDMARK | RITTER 157 | RITTER 157 | LIGHTS/ EXAMINATION |  |  | BR017326 |  | 2017-06-15 | 32050 | WESTSIDE FAMILY & SENIOR HLTH | 1899-12-31 | USD | 0 | Active | UNIVERSITY NEW MEXICO HOSPITAL
0000033049 | 1215107 | RITTER-MIDMARK | RITTER 157 | RITTER 157 | LIGHTS/ EXAMINATION |  |  | BR017316 |  | 2017-06-15 | 32050 | WESTSIDE FAMILY & SENIOR HLTH | 1899-12-31 | USD | 0 | Active | UNIVERSITY NEW MEXICO HOSPITAL
0000033046 | 1215105 | RITTER-MIDMARK | RITTER 157 | RITTER 157 | LIGHTS/ EXAMINATION |  |  | BR07315 |  | 2017-06-15 | 32050 | WESTSIDE FAMILY & SENIOR HLTH | 1899-12-31 | USD | 0 | Active | UNIVERSITY NEW MEXICO HOSPITAL
0000033221 | 1215187 | RITTER-MIDMARK | RITTER 157 | RITTER 157 | LIGHTS/ EXAMINATION |  |  | BR006344 |  | 2017-06-15 | 32025 | FAMILY PRACTICE CLINIC | 1899-12-31 | USD | 0 | Active | UNIVERSITY NEW MEXICO HOSPITAL
0000033170 | 1215157 | RITTER-MIDMARK | RITTER 157 | RITTER 157 | LIGHTS/ EXAMINATION |  |  | BR006512 |  | 2017-06-15 | 32025 | FAMILY PRACTICE CLINIC | 1899-12-31 | USD | 0 | Active | UNIVERSITY NEW MEXICO HOSPITAL
0000033169 | 1215156 | RITTER-MIDMARK | RITTER 157 | RITTER 157 | LIGHTS/ EXAMINATION |  |  | BR015505 |  | 2017-06-15 | 32025 | FAMILY PRACTICE CLINIC | 1899-12-31 | USD | 0 | Active | UNIVERSITY NEW MEXICO HOSPITAL
0000038123 | 1215433 | RITTER-MIDMARK | RITTER 157 | RITTER 157 | LIGHTS/ EXAMINATION |  |  | 10223 | 2003-09-01 | 2017-06-15 | 12360 | NEUROSCIENCE | 1899-12-31 | USD | 0 | Active | UNIVERSITY NEW MEXICO HOSPITAL
0000038111 | 1215430 | RITTER-MIDMARK | RITTER 157 | RITTER 157 | LIGHTS/ EXAMINATION |  |  | 18970 |  | 2017-06-15 | 12350 | CRC/CTC (5-E) | 1899-12-31 | USD | 0 | Active | UNIVERSITY NEW MEXICO HOSPITAL
0000034528 | 1215322 | RITTER-MIDMARK | RITTER 157 | RITTER 157 | LIGHTS/ EXAMINATION |  |  | 008605 |  | 2017-06-15 | 34015 | SLEEP DISORDERS CENTER 1101-2 | 1899-12-31 | USD | 0 | Active | UNIVERSITY NEW MEXICO HOSPITAL
0000038640 | 1142773 | RITTER-MIDMARK | RITTER 157 | RITTER 157 | LIGHTS/ EXAMINATION |  |  | BR006008 |  | 2017-06-15 | 34230 | SURGICAL SPECIALTIES | 1899-12-31 | USD | 0 | Active | UNIVERSITY NEW MEXICO HOSPITAL
0000038638 | 1215539 | RITTER-MIDMARK | RITTER 157 | RITTER 157 | LIGHTS/ EXAMINATION |  |  | BR006039 |  | 2017-06-15 | 34230 | SURGICAL SPECIALTIES | 1899-12-31 | USD | 0 | Active | UNIVERSITY NEW MEXICO HOSPITAL
0000038636 | 1215538 | RITTER-MIDMARK | RITTER 157 | RITTER 157 | LIGHTS/ EXAMINATION |  |  | BR005964 |  | 2017-06-15 | 34230 | SURGICAL SPECIALTIES | 1899-12-31 | USD | 0 | Active | UNIVERSITY NEW MEXICO HOSPITAL
0000038626 | 1215534 | RITTER-MIDMARK | RITTER 157 | RITTER 157 | LIGHTS/ EXAMINATION |  |  | BR006040 |  | 2017-06-15 | 34230 | SURGICAL SPECIALTIES | 1899-12-31 | USD | 0 | Active | UNIVERSITY NEW MEXICO HOSPITAL
0000027647 | 1214694 | DETECTO SCALE COMPANY | 339 | 339 | SCALES/ PATIENT/ PLATFORM/ MECHANICAL |  |  | NONE |  | 2017-06-15 | 12035 | UPC INPATIENT ADULT SERVICES | 1899-12-31 | USD | 0 | Active | UNIVERSITY NEW MEXICO HOSPITAL
0000027358 | 1162340 | DETECTO SCALE COMPANY | 339 | 339 | SCALES/ PATIENT/ PLATFORM/ MECHANICAL |  |  | NONE |  | 2017-06-15 | 12035 | UPC INPATIENT ADULT SERVICES | 1899-12-31 | USD | 0 | Active | UNIVERSITY NEW MEXICO HOSPITAL
0000027347 | 1214642 | DETECTO SCALE COMPANY | 339 | 339 | SCALES/ PATIENT/ PLATFORM/ MECHANICAL |  |  | NONE |  | 2017-06-15 | 12035 | UPC INPATIENT ADULT SERVICES | 1899-12-31 | USD | 0 | Active | UNIVERSITY NEW MEXICO HOSPITAL
0000027343 | 1214640 | DETECTO SCALE COMPANY | 339 | 339 | SCALES/ PATIENT/ PLATFORM/ MECHANICAL |  |  | NONE |  | 2017-06-15 | 12035 | UPC INPATIENT ADULT SERVICES | 1899-12-31 | USD | 0 | Active | UNIVERSITY NEW MEXICO HOSPITAL
0000027375 | 1214654 | DETECTO SCALE COMPANY | 339 | 339 | SCALES/ PATIENT/ PLATFORM/ MECHANICAL |  |  | NONE |  | 2017-06-15 | 60400 | CPC ACUTE SERVICES | 1899-12-31 | USD | 0 | Active | UNIVERSITY NEW MEXICO HOSPITAL
0000027302 | 1214630 | DETECTO SCALE COMPANY | 339 | 339 | SCALES/ PATIENT/ PLATFORM/ MECHANICAL |  |  | NONE |  | 2017-06-15 | 12035 | UPC INPATIENT ADULT SERVICES | 1899-12-31 | USD | 0 | Active | UNIVERSITY NEW MEXICO HOSPITAL
0000027184 | 1214616 | DETECTO SCALE COMPANY | 339 | 339 | SCALES/ PATIENT/ PLATFORM/ MECHANICAL |  |  | NONE |  | 2017-06-15 | 60400 | CPC ACUTE SERVICES | 1899-12-31 | USD | 0 | Active | UNIVERSITY NEW MEXICO HOSPITAL
0000021522 | 1214224 | DETECTO SCALE COMPANY | 339 | 339 | SCALES/ PATIENT/ PLATFORM/ MECHANICAL |  |  | 3P7044 | 2004-10-19 | 2017-06-15 | 32005 | YCHC GENERAL | 1899-12-31 | USD | 0 | Active | UNIVERSITY NEW MEXICO HOSPITAL
0000021514 | 1214222 | DETECTO SCALE COMPANY | 339 | 339 | SCALES/ PATIENT/ PLATFORM/ MECHANICAL |  |  | 3P7044 | 2004-10-19 | 2017-06-15 | 32005 | YCHC GENERAL | 1899-12-31 | USD | 0 | Active | UNIVERSITY NEW MEXICO HOSPITAL
0000049424 | 1216864 | SSCOR INC | REF 2314 | REF 2314 | ASPIRATORS/ EMERGENCY |  |  | MO3318 | 2016-10-06 | 2017-10-15 | 32005 | YCHC GENERAL | 1899-12-31 | USD | 0 | Active | UNIVERSITY NEW MEXICO HOSPITAL
0000046152 | 1216618 | STERIS CORP | EXAMINER 10 | EXAMINER 10 | LIGHTS/ EXAMINATION |  |  | 423102065 | 2004-05-01 | 2017-06-15 | 34510 | OSIS SPORTS MEDICINE | 1899-12-31 | USD | 0 | Active | UNIVERSITY NEW MEXICO HOSPITAL
0000019190 | 1214048 | STERIS CORP | EXAMINER 10 | EXAMINER 10 | LIGHTS/ EXAMINATION |  |  | 405484026 |  | 2017-06-15 | 34230 | SURGICAL SPECIALTIES | 1899-12-31 | USD | 0 | Active | UNIVERSITY NEW MEXICO HOSPITAL
0000010905 | 1085208 | STERIS CORP | EXAMINER 10 | EXAMINER 10 | LIGHTS/ EXAMINATION |  |  | 0430279011 |  | 2017-06-15 | 34230 | SURGICAL SPECIALTIES | 1899-12-31 | USD | 0 | Active | UNIVERSITY NEW MEXICO HOSPITAL
0000010799 | 1085185 | STERIS CORP | EXAMINER 10 | EXAMINER 10 | LIGHTS/ EXAMINATION |  |  | 0408586015 | 2004-03-01 | 2017-06-15 | 34150 | PEDIATRICS CLINIC | 1899-12-31 | USD | 0 | Active | UNIVERSITY NEW MEXICO HOSPITAL
0000010798 | 1085184 | STERIS CORP | EXAMINER 10 | EXAMINER 10 | LIGHTS/ EXAMINATION |  |  | 0408586026 | 2004-03-01 | 2017-06-15 | 34150 | PEDIATRICS CLINIC | 1899-12-31 | USD | 0 | Active | UNIVERSITY NEW MEXICO HOSPITAL
0000010870 | 1085203 | STERIS CORP | EXAMINER 10 | EXAMINER 10 | LIGHTS/ EXAMINATION |  |  | 40858602 | 2004-03-01 | 2017-06-15 | 34150 | PEDIATRICS CLINIC | 1899-12-31 | USD | 0 | Active | UNIVERSITY NEW MEXICO HOSPITAL
0000010869 | 1085202 | STERIS CORP | EXAMINER 10 | EXAMINER 10 | LIGHTS/ EXAMINATION |  |  | 0407886016 | 2004-03-01 | 2017-06-15 | 34150 | PEDIATRICS CLINIC | 1899-12-31 | USD | 0 | Active | UNIVERSITY NEW MEXICO HOSPITAL
0000010867 | 1085201 | STERIS CORP | EXAMINER 10 | EXAMINER 10 | LIGHTS/ EXAMINATION |  |  | 0408586016 | 2004-03-01 | 2017-06-15 | 34150 | PEDIATRICS CLINIC | 1899-12-31 | USD | 0 | Active | UNIVERSITY NEW MEXICO HOSPITAL
0000010794 | 1085182 | STERIS CORP | EXAMINER 10 | EXAMINER 10 | LIGHTS/ EXAMINATION |  |  | 0408586034 | 2004-03-01 | 2017-06-15 | 34150 | PEDIATRICS CLINIC | 1899-12-31 | USD | 0 | Active | UNIVERSITY NEW MEXICO HOSPITAL
0000010793 | 1085181 | STERIS CORP | EXAMINER 10 | EXAMINER 10 | LIGHTS/ EXAMINATION |  |  | 0408586022 | 2004-03-01 | 2017-06-15 | 34150 | PEDIATRICS CLINIC | 1899-12-31 | USD | 0 | Active | UNIVERSITY NEW MEXICO HOSPITAL
0000010855 | 1085200 | STERIS CORP | EXAMINER 10 | EXAMINER 10 | LIGHTS/ EXAMINATION |  |  | 0408086004 | 2004-03-01 | 2017-06-15 | 34150 | PEDIATRICS CLINIC | 1899-12-31 | USD | 0 | Active | UNIVERSITY NEW MEXICO HOSPITAL
0000010854 | 1085199 | STERIS CORP | EXAMINER 10 | EXAMINER 10 | LIGHTS/ EXAMINATION |  |  | 0407886017 | 2004-03-01 | 2017-06-15 | 34150 | PEDIATRICS CLINIC | 1899-12-31 | USD | 0 | Active | UNIVERSITY NEW MEXICO HOSPITAL
0000010844 | 1085197 | STERIS CORP | EXAMINER 10 | EXAMINER 10 | LIGHTS/ EXAMINATION |  |  | 0408586032 | 2004-03-01 | 2017-06-15 | 34150 | PEDIATRICS CLINIC | 1899-12-31 | USD | 0 | Active | UNIVERSITY NEW MEXICO HOSPITAL
0000010843 | 1085196 | STERIS CORP | EXAMINER 10 | EXAMINER 10 | LIGHTS/ EXAMINATION |  |  | 0408586024 | 2004-03-01 | 2017-06-15 | 34150 | PEDIATRICS CLINIC | 1899-12-31 | USD | 0 | Active | UNIVERSITY NEW MEXICO HOSPITAL
0000010680 | 1085155 | STERIS CORP | EXAMINER 10 | EXAMINER 10 | LIGHTS/ EXAMINATION |  |  | 0410784039 | 2004-12-16 | 2017-06-15 | 34610 | OPHTHALMOLOGY ON SITE CLINIC | 1899-12-31 | USD | 0 | Active | UNIVERSITY NEW MEXICO HOSPITAL
0000015695 | 1085371 | STERIS CORP | EXAMINER 10 | EXAMINER 10 | LIGHTS/ EXAMINATION |  |  | 408086007 | 2004-10-25 | 2017-06-15 | 32025 | FAMILY PRACTICE CLINIC | 1899-12-31 | USD | 0 | Active | UNIVERSITY NEW MEXICO HOSPITAL
0000015403 | 1085359 | STERIS CORP | EXAMINER 10 | EXAMINER 10 | LIGHTS/ EXAMINATION |  |  | 408586021 |  | 2017-06-15 | 21020 | PEDIATRIC EMERGENCY DEPARTMENT | 1899-12-31 | USD | 0 | Active | UNIVERSITY NEW MEXICO HOSPITAL
0000015398 | 1085358 | STERIS CORP | EXAMINER 10 | EXAMINER 10 | LIGHTS/ EXAMINATION |  |  | 408086006 | 2004-07-01 | 2017-06-15 | 34250 | UROLOGY | 1899-12-31 | USD | 0 | Active | UNIVERSITY NEW MEXICO HOSPITAL
0000015389 | 1085356 | STERIS CORP | EXAMINER 10 | EXAMINER 10 | LIGHTS/ EXAMINATION |  |  | 408086008 | 2004-07-01 | 2017-06-15 | 21020 | PEDIATRIC EMERGENCY DEPARTMENT | 1899-12-31 | USD | 0 | Active | UNIVERSITY NEW MEXICO HOSPITAL
0000015502 | 1140524 | STERIS CORP | EXAMINER 10 | EXAMINER 10 | LIGHTS/ EXAMINATION |  |  | 42768003 | 2008-08-11 | 2017-06-15 | 12220 | MED/SURG SUBACUTE (4-E) | 1899-12-31 | USD | 0 | Active | UNIVERSITY NEW MEXICO HOSPITAL
0000015381 | 1085354 | STERIS CORP | EXAMINER 10 | EXAMINER 10 | LIGHTS/ EXAMINATION |  |  | 407886014 | 2004-07-01 | 2017-06-15 | 34250 | UROLOGY | 1899-12-31 | USD | 0 | Active | UNIVERSITY NEW MEXICO HOSPITAL
0000015738 | 1085526 | STERIS CORP | EXAMINER 10 | EXAMINER 10 | LIGHTS/ EXAMINATION |  |  | 427684011 | 2005-04-15 | 2017-06-15 | 34655 | DERMATOLOGY CLINIC 1021 MED | 1899-12-31 | USD | 0 | Active | UNIVERSITY NEW MEXICO HOSPITAL
0000015422 | 1085361 | STERIS CORP | EXAMINER 10 | EXAMINER 10 | LIGHTS/ EXAMINATION |  |  | 408586018 | 2003-11-01 | 2017-06-15 | 32055 | 1209 CLINIC | 1899-12-31 | USD | 0 | Active | UNIVERSITY NEW MEXICO HOSPITAL
0000015370 | 1085350 | STERIS CORP | EXAMINER 10 | EXAMINER 10 | LIGHTS/ EXAMINATION |  |  | 408586023 | 2004-07-01 | 2017-06-15 | 21020 | PEDIATRIC EMERGENCY DEPARTMENT | 1899-12-31 | USD | 0 | Active | UNIVERSITY NEW MEXICO HOSPITAL
0000015360 | 1085348 | STERIS CORP | EXAMINER 10 | EXAMINER 10 | LIGHTS/ EXAMINATION |  |  | 408586015 | 2003-11-01 | 2017-06-15 | 32055 | 1209 CLINIC | 1899-12-31 | USD | 0 | Active | UNIVERSITY NEW MEXICO HOSPITAL
0000015352 | 1085527 | STERIS CORP | EXAMINER 10 | EXAMINER 10 | LIGHTS/ EXAMINATION |  |  | NONE |  | 2017-06-15 | 34655 | DERMATOLOGY CLINIC 1021 MED | 1899-12-31 | USD | 0 | Active | UNIVERSITY NEW MEXICO HOSPITAL
0000015274 | 1085598 | STERIS CORP | EXAMINER 10 | EXAMINER 10 | LIGHTS/ EXAMINATION |  |  | 407886018 | 2004-03-01 | 2017-06-15 | 34655 | DERMATOLOGY CLINIC 1021 MED | 1899-12-31 | USD | 0 | Active | UNIVERSITY NEW MEXICO HOSPITAL
0000015273 | 1085338 | STERIS CORP | EXAMINER 10 | EXAMINER 10 | LIGHTS/ EXAMINATION |  |  | 408586027 | 2003-07-01 | 2017-06-15 | 34655 | DERMATOLOGY CLINIC 1021 MED | 1899-12-31 | USD | 0 | Active | UNIVERSITY NEW MEXICO HOSPITAL
0000015145 | 1085330 | STERIS CORP | EXAMINER 10 | EXAMINER 10 | LIGHTS/ EXAMINATION |  |  | 4251898037 | 2003-12-01 | 2017-06-15 | 89025 | CLINICAL EDUCATION | 1899-12-31 | USD | 0 | Active | UNIVERSITY NEW MEXICO HOSPITAL
0000015120 | 1085328 | STERIS CORP | EXAMINER 10 | EXAMINER 10 | LIGHTS/ EXAMINATION |  |  | NONE |  | 2017-06-15 | 21020 | PEDIATRIC EMERGENCY DEPARTMENT | 1899-12-31 | USD | 0 | Active | UNIVERSITY NEW MEXICO HOSPITAL
0000015199 | 1142781 | STERIS CORP | EXAMINER 10 | EXAMINER 10 | LIGHTS/ EXAMINATION |  |  | 4277840L3 | 2009-12-02 | 2017-06-15 | 34230 | SURGICAL SPECIALTIES | 1899-12-31 | USD | 0 | Active | UNIVERSITY NEW MEXICO HOSPITAL
0000013153 | 1141827 | STERIS CORP | EXAMINER 10 | EXAMINER 10 | LIGHTS/ EXAMINATION |  |  | 413887016 | 2016-11-23 | 2017-11-15 | 12000 | LABOR AND DELIVERY | 1899-12-31 | USD | 0 | Active | UNIVERSITY NEW MEXICO HOSPITAL
0000013093 | 1142465 | STERIS CORP | EXAMINER 10 | EXAMINER 10 | LIGHTS/ EXAMINATION |  |  | 414287029 | 2016-11-23 | 2017-11-15 | 12000 | LABOR AND DELIVERY | 1899-12-31 | USD | 0 | Active | UNIVERSITY NEW MEXICO HOSPITAL
0000012984 | 1140316 | STERIS CORP | EXAMINER 10 | EXAMINER 10 | LIGHTS/ EXAMINATION |  |  | 410087047 | 2016-11-23 | 2013-11-15 | 12000 | LABOR AND DELIVERY | 1899-12-31 | USD | 0 | Active | UNIVERSITY NEW MEXICO HOSPITAL
0000012981 | 1144513 | STERIS CORP | EXAMINER 10 | EXAMINER 10 | LIGHTS/ EXAMINATION |  |  | 422783011 | 2017-01-31 | 2018-01-15 | 75050 | RADIOLOGY - ULTRASOUND | 1899-12-31 | USD | 0 | Active | UNIVERSITY NEW MEXICO HOSPITAL
0000052332 | 1217337 | GE HEALTHCARE | PRN 50-M | 418331-002 | RECORDERS |  | H398392 | RPV05173008GA |  | 2017-06-15 | 15055 | ANESTHESIA | 1899-12-31 | USD | 18.54 | Active | UNIVERSITY NEW MEXICO HOSPITAL
0000052331 | 1004464 | GE HEALTHCARE | PRN 50-M | 418331-002 | RECORDERS |  | H398392 | RPV05173011GA |  | 2017-06-15 | 15515 | OSIS ANESTHESIA | 1899-12-31 | USD | 1854 | Active | UNIVERSITY NEW MEXICO HOSPITAL
0000052330 | 1217336 | GE HEALTHCARE | PRN 50-M | 418331-002 | RECORDERS |  | H398392 | RPV05173010GA |  | 2017-06-15 | 15055 | ANESTHESIA | 1899-12-31 | USD | 1854 | Active | UNIVERSITY NEW MEXICO HOSPITAL
0000052329 | 1004344 | GE HEALTHCARE | PRN 50-M | 418331-002 | RECORDERS |  | H398392 | RPV05173009GA |  | 2017-06-15 | 15055 | ANESTHESIA | 1899-12-31 | USD | 1854 | Active | UNIVERSITY NEW MEXICO HOSPITAL
0000052278 | 1439745 | GE HEALTHCARE | PRN 50-M | 418331-002 | RECORDERS |  | H398392 | RPV05173026GA |  | 2017-06-15 | 12460 | PEDIATRIC ICU | 1899-12-31 | USD | 1854 | Active | UNIVERSITY NEW MEXICO HOSPITAL
0000052328 | 1004864 | GE HEALTHCARE | PRN 50-M | 418331-002 | RECORDERS |  | H398392 | RPV05173012GA |  | 2017-06-15 | 15055 | ANESTHESIA | 1899-12-31 | USD | 1854 | Active | UNIVERSITY NEW MEXICO HOSPITAL
0000052327 | 1004489 | GE HEALTHCARE | PRN 50-M | 418331-002 | RECORDERS |  | H398392 | RPV05183066GA |  | 2017-06-15 | 15055 | ANESTHESIA | 1899-12-31 | USD | 1854 | Active | UNIVERSITY NEW MEXICO HOSPITAL
0000052326 | 1003827 | GE HEALTHCARE | PRN 50-M | 418331-002 | RECORDERS |  | H398392 | RPV05173009GA |  | 2017-06-15 | 15055 | ANESTHESIA | 1899-12-31 | USD | 1854 | Active | UNIVERSITY NEW MEXICO HOSPITAL
0000046453 | 1004428 | GE HEALTHCARE | PRN 50-M | 418331-002 | RECORDERS |  |  | F3PV6762G |  | 2017-06-15 | 15000 | OPERATING ROOM | 1899-12-31 | USD | 0 | Active | UNIVERSITY NEW MEXICO HOSPITAL
0000046090 | 1216591 | GE HEALTHCARE | PRN 50-M | 418331-002 | RECORDERS |  |  | D2PV2514G | 2004-05-01 | 2017-06-15 | 15510 | OSIS PACU | 1899-12-31 | USD | 0 | Active | UNIVERSITY NEW MEXICO HOSPITAL
0000046089 | 1216590 | GE HEALTHCARE | PRN 50-M | 418331-002 | RECORDERS |  |  | D2PV2486G | 2003-05-01 | 2017-06-15 | 15510 | OSIS PACU | 1899-12-31 | USD | 0 | Active | UNIVERSITY NEW MEXICO HOSPITAL
0000046149 | 1216617 | GE HEALTHCARE | PRN 50-M | 418331-002 | RECORDERS |  |  | G2PV3418G | 2004-05-01 | 2017-06-15 | 15500 | OSIS OPERATING ROOM | 1899-12-31 | USD | 0 | Active | UNIVERSITY NEW MEXICO HOSPITAL
0000046148 | 1216616 | GE HEALTHCARE | PRN 50-M | 418331-002 | RECORDERS |  |  | G2PV3472G | 2004-05-01 | 2017-06-15 | 15500 | OSIS OPERATING ROOM | 1899-12-31 | USD | 0 | Active | UNIVERSITY NEW MEXICO HOSPITAL
0000046785 | 1084023 | GE HEALTHCARE | PRN 50-M | 418331-002 | RECORDERS |  |  | A3PV5167GR |  | 2017-06-15 | 71030 | HEART STATION | 1899-12-31 | USD | 0 | Active | UNIVERSITY NEW MEXICO HOSPITAL
0000046784 | 1084021 | GE HEALTHCARE | PRN 50-M | 418331-002 | RECORDERS |  |  | A3PV5103GR |  | 2017-06-15 | 12240 | GENERAL SURGERY (6-S) | 1899-12-31 | USD | 0 | Active | UNIVERSITY NEW MEXICO HOSPITAL
0000046783 | 1084019 | GE HEALTHCARE | PRN 50-M | 418331-002 | RECORDERS |  |  | A3PV5228GR |  | 2017-06-15 | 71030 | HEART STATION | 1899-12-31 | USD | 0 | Active | UNIVERSITY NEW MEXICO HOSPITAL
0000046709 | 1216741 | GE HEALTHCARE | PRN 50-M | 418331-002 | RECORDERS |  |  | E3PV6555G |  | 2017-06-15 | 71030 | HEART STATION | 1899-12-31 | USD | 0 | Active | UNIVERSITY NEW MEXICO HOSPITAL
0000046630 | 1216723 | GE HEALTHCARE | PRN 50-M | 418331-002 | RECORDERS |  |  | F3PU6774G |  | 2017-06-15 | 12240 | GENERAL SURGERY (6-S) | 1899-12-31 | USD | 0 | Active | UNIVERSITY NEW MEXICO HOSPITAL
0000046585 | 1004410 | GE HEALTHCARE | PRN 50-M | 418331-002 | RECORDERS |  |  | F3PV6805G |  | 2017-06-15 | 15055 | ANESTHESIA | 1899-12-31 | USD | 0 | Active | UNIVERSITY NEW MEXICO HOSPITAL
0000046584 | 1004397 | GE HEALTHCARE | PRN 50-M | 418331-002 | RECORDERS |  |  | F3PV6738G |  | 2017-06-15 | 15000 | OPERATING ROOM | 1899-12-31 | USD | 0 | Active | UNIVERSITY NEW MEXICO HOSPITAL
0000046583 | 1004326 | GE HEALTHCARE | PRN 50-M | 418331-002 | RECORDERS |  |  | E3PU655OG |  | 2017-06-15 | 15000 | OPERATING ROOM | 1899-12-31 | USD | 0 | Active | UNIVERSITY NEW MEXICO HOSPITAL
0000046582 | 1003842 | GE HEALTHCARE | PRN 50-M | 418331-002 | RECORDERS |  |  | F3PV6569G |  | 2017-06-15 | 15000 | OPERATING ROOM | 1899-12-31 | USD | 0 | Active | UNIVERSITY NEW MEXICO HOSPITAL
0000046581 | 1004438 | GE HEALTHCARE | PRN 50-M | 418331-002 | RECORDERS |  |  | F3PU6633G |  | 2017-06-15 | 15055 | ANESTHESIA | 1899-12-31 | USD | 0 | Active | UNIVERSITY NEW MEXICO HOSPITAL
0000046580 | 1141893 | GE HEALTHCARE | PRN 50-M | 418331-002 | RECORDERS |  |  | F3PV6808G |  | 2017-06-15 | 15000 | OPERATING ROOM | 1899-12-31 | USD | 0 | Active | UNIVERSITY NEW MEXICO HOSPITAL
0000046579 | 1216714 | GE HEALTHCARE | PRN 50-M | 418331-002 | RECORDERS |  |  | E3PV6552G | 2004-06-01 | 2017-06-15 | 15055 | ANESTHESIA | 1899-12-31 | USD | 0 | Active | UNIVERSITY NEW MEXICO HOSPITAL
0000046578 | 1004421 | GE HEALTHCARE | PRN 50-M | 418331-002 | RECORDERS |  |  | F3V6588G |  | 2017-06-15 | 15055 | ANESTHESIA | 1899-12-31 | USD | 0 | Active | UNIVERSITY NEW MEXICO HOSPITAL
0000046574 | 1084026 | GE HEALTHCARE | PRN 50-M | 418331-002 | RECORDERS |  |  | F3PV6803G |  | 2017-06-15 | 71030 | HEART STATION | 1899-12-31 | USD | 0 | Active | UNIVERSITY NEW MEXICO HOSPITAL
0000046147 | 1216615 | GE HEALTHCARE | PRN 50-M | 418331-002 | RECORDERS |  |  | G2PV3431G | 2004-05-01 | 2017-06-15 | 15515 | OSIS ANESTHESIA | 1899-12-31 | USD | 0 | Active | UNIVERSITY NEW MEXICO HOSPITAL
0000046146 | 1216614 | GE HEALTHCARE | PRN 50-M | 418331-002 | RECORDERS |  |  | G2PV3424G |  | 2017-06-15 | 15515 | OSIS ANESTHESIA | 1899-12-31 | USD | 0 | Active | UNIVERSITY NEW MEXICO HOSPITAL
0000046145 | 1216613 | GE HEALTHCARE | PRN 50-M | 418331-002 | RECORDERS |  |  | D2PV2488G | 2004-05-01 | 2017-06-15 | 15515 | OSIS ANESTHESIA | 1899-12-31 | USD | 0 | Active | UNIVERSITY NEW MEXICO HOSPITAL
0000041981 | 1084020 | GE HEALTHCARE | PRN 50-M | 418331-002 | RECORDERS |  |  | M1PV1530G |  | 2017-06-15 | 12240 | GENERAL SURGERY (6-S) | 1899-12-31 | USD | 0 | Active | UNIVERSITY NEW MEXICO HOSPITAL
0000041968 | 1083946 | GE HEALTHCARE | PRN 50-M | 418331-002 | RECORDERS |  |  | M1PV1488G | 2003-09-01 | 2017-06-15 | 12210 | CORONARY CARE SUBACUTE | 1899-12-31 | USD | 0 | Active | UNIVERSITY NEW MEXICO HOSPITAL
0000041967 | 1084022 | GE HEALTHCARE | PRN 50-M | 418331-002 | RECORDERS |  |  | M1PV1495G | 2003-09-01 | 2017-06-15 | 71030 | HEART STATION | 1899-12-31 | USD | 0 | Active | UNIVERSITY NEW MEXICO HOSPITAL
0000043364 | 1422160 | GE HEALTHCARE | PRN 50-M | 418331-002 | RECORDERS |  |  | C2PV2450G | 2004-07-01 | 2017-06-15 | 12110 | NEUROSCIENCE ICU | 1899-12-31 | USD | 0 | Active | UNIVERSITY NEW MEXICO HOSPITAL
0000043362 | 1422404 | GE HEALTHCARE | PRN 50-M | 418331-002 | RECORDERS |  |  | C2PV2453G |  | 2017-06-15 | 21015 | ED-NORTH | 1899-12-31 | USD | 0 | Active | UNIVERSITY NEW MEXICO HOSPITAL
0000043361 | 1439559 | GE HEALTHCARE | PRN 50-M | 418331-002 | RECORDERS |  |  | C2PV2452G |  | 2017-06-15 | 12430 | GENERAL PEDIATRICS UNIT | 1899-12-31 | USD | 0 | Active | UNIVERSITY NEW MEXICO HOSPITAL
0000049703 | 1216968 | FISHER & PAYKEL HEALTHCARE INC | NS252J | NS252J | STIMULATORS/ ELECTRICAL/ NEUROMUSCULAR |  |  | 9425JWD00699 |  | 2017-06-15 | 89025 | CLINICAL EDUCATION | 1899-12-31 | USD | 0 | Active | UNIVERSITY NEW MEXICO HOSPITAL
0000021481 | 1214220 | FISHER & PAYKEL HEALTHCARE INC | NS252J | NS252J | STIMULATORS/ ELECTRICAL/ NEUROMUSCULAR |  |  | 94525JWD01397 | 2005-07-26 | 2017-06-15 | 12110 | NEUROSCIENCE ICU | 1899-12-31 | USD | 0 | Active | UNIVERSITY NEW MEXICO HOSPITAL
0000052535 | 1217442 | MEDICAL INDUSTRIES AMERICA INC | 3050 | 3050 | NEBULIZERS |  |  | 235181 | 2016-10-07 | 2017-10-15 | 30115 | SE HEIGHTS CLINIC-SAN PABLO | 1899-12-31 | USD | 0 | Reactivated | UNIVERSITY NEW MEXICO HOSPITAL
0000041744 | 1216180 | MEDICAL INDUSTRIES AMERICA INC | 3050 | 3050 | NEBULIZERS |  |  | 477512 | 2016-10-01 | 2017-10-15 | 32050 | WESTSIDE FAMILY & SENIOR HLTH | 1899-12-31 | USD | 0 | Active | UNIVERSITY NEW MEXICO HOSPITAL
0000041743 | 1216179 | MEDICAL INDUSTRIES AMERICA INC | 3050 | 3050 | NEBULIZERS |  |  | 438874 | 2016-10-01 | 2017-10-15 | 32050 | WESTSIDE FAMILY & SENIOR HLTH | 1899-12-31 | USD | 0 | Active | UNIVERSITY NEW MEXICO HOSPITAL
0000030138 | 1214832 | SPECTROLINE INC | Q-12 | Q-12 | LIGHTS/ ULTRAVIOLET |  |  | NONE | 2017-01-19 | 2018-01-15 | 32025 | FAMILY PRACTICE CLINIC | 1899-12-31 | USD | 0 | Active | UNIVERSITY NEW MEXICO HOSPITAL
0000021906 | 1140664 | SPECTROLINE INC | Q-12 | Q-12 | LIGHTS/ ULTRAVIOLET |  |  | 738689 | 2016-10-20 | 2017-10-15 | 32040 | NE HEIGHTS CLINIC | 1899-12-31 | USD | 0 | Active | UNIVERSITY NEW MEXICO HOSPITAL
0000025701 | 1214508 | SPECTROLINE INC | Q-12 | Q-12 | LIGHTS/ ULTRAVIOLET |  |  | 86999 | 2016-11-02 | 2017-11-15 | 32055 | 1209 CLINIC | 1899-12-31 | USD | 0 | Active | UNIVERSITY NEW MEXICO HOSPITAL
0000049857 | 1217022 | DETECTO SCALE COMPANY | DETECTO MECHANICAL SCALE | DETECTO MECHANICAL SCALE | SCALES/ PATIENT/ PLATFORM/ MECHANICAL |  |  | NONE |  | 2017-06-15 | 60400 | CPC ACUTE SERVICES | 1899-12-31 | USD | 0 | Active | UNIVERSITY NEW MEXICO HOSPITAL
0000049741 | 1216979 | DETECTO SCALE COMPANY | DETECTO MECHANICAL SCALE | DETECTO MECHANICAL SCALE | SCALES/ PATIENT/ PLATFORM/ MECHANICAL |  |  | NONE |  | 2017-06-15 | 12480 | CTH REHAB-ORTHO UNIT | 1899-12-31 | USD | 0 | Active | UNIVERSITY NEW MEXICO HOSPITAL
0000032854 | 1215069 | DETECTO SCALE COMPANY | DETECTO MECHANICAL SCALE | DETECTO MECHANICAL SCALE | SCALES/ PATIENT/ PLATFORM/ MECHANICAL |  |  | NONE |  | 2017-06-15 | 60400 | CPC ACUTE SERVICES | 1899-12-31 | USD | 0 | Active | UNIVERSITY NEW MEXICO HOSPITAL
0000026255 | 1214549 | DETECTO SCALE COMPANY | DETECTO MECHANICAL SCALE | DETECTO MECHANICAL SCALE | SCALES/ PATIENT/ PLATFORM/ MECHANICAL |  |  | NONE |  | 2017-06-15 | 12480 | CTH REHAB-ORTHO UNIT | 1899-12-31 | USD | 0 | Active | UNIVERSITY NEW MEXICO HOSPITAL
0000046295 | 1216660 | MEDTRONIC INC | FORCE FX-C | FORCE FX-C | ELECTROSURGICAL UNITS |  |  | F3G27911A | 2017-05-01 | 2017-11-15 | 15500 | OSIS OPERATING ROOM | 1899-12-31 | USD | 0 | Active | UNIVERSITY NEW MEXICO HOSPITAL
0000049598 | 1216917 | RITTER-MIDMARK | 100 | 100 | TABLES/ EXAMINATION/TREATMENT |  |  | N/A |  | 2017-06-15 | 34150 | PEDIATRICS CLINIC | 1899-12-31 | USD | 0 | Active | UNIVERSITY NEW MEXICO HOSPITAL
0000049597 | 1216916 | RITTER-MIDMARK | 100 | 100 | TABLES/ EXAMINATION/TREATMENT |  |  | N/A |  | 2017-06-15 | 34150 | PEDIATRICS CLINIC | 1899-12-31 | USD | 0 | Active | UNIVERSITY NEW MEXICO HOSPITAL
0000049596 | 1216915 | RITTER-MIDMARK | 100 | 100 | TABLES/ EXAMINATION/TREATMENT |  |  | N/A |  | 2017-06-15 | 34150 | PEDIATRICS CLINIC | 1899-12-31 | USD | 0 | Active | UNIVERSITY NEW MEXICO HOSPITAL
0000049819 | 1217006 | RITTER-MIDMARK | 100 | 100 | TABLES/ EXAMINATION/TREATMENT |  |  | BS026978 |  | 2017-06-15 | 12480 | CTH REHAB-ORTHO UNIT | 1899-12-31 | USD | 0 | Active | UNIVERSITY NEW MEXICO HOSPITAL
0000049634 | 1216931 | RITTER-MIDMARK | 100 | 100 | TABLES/ EXAMINATION/TREATMENT |  |  | NONE |  | 2017-06-15 | 34150 | PEDIATRICS CLINIC | 1899-12-31 | USD | 0 | Active | UNIVERSITY NEW MEXICO HOSPITAL
0000049633 | 1216930 | RITTER-MIDMARK | 100 | 100 | TABLES/ EXAMINATION/TREATMENT |  |  | AE019286 | 2006-03-29 | 2017-06-15 | 34150 | PEDIATRICS CLINIC | 1899-12-31 | USD | 0 | Active | UNIVERSITY NEW MEXICO HOSPITAL
0000033053 | 1215110 | RITTER-MIDMARK | 100 | 100 | TABLES/ EXAMINATION/TREATMENT |  |  | NONE |  | 2017-06-15 | 30115 | SE HEIGHTS CLINIC-SAN PABLO | 1899-12-31 | USD | 0 | Active | UNIVERSITY NEW MEXICO HOSPITAL
0000052306 | 1217332 | NEC CORP | MULTISYNC LCD 2080UX+ | MULTISYNC LCD 2080UX | MONITORS/ VIDEO |  | H398392 | 4X007237YA |  | 2017-06-15 | 12460 | PEDIATRIC ICU | 1899-12-31 | USD | 2368 | Active | UNIVERSITY NEW MEXICO HOSPITAL
0000027783 | 1142751 | DETECTO SCALE COMPANY | 438 | 438 | SCALES/ PATIENT/ PLATFORM/ MECHANICAL |  |  | 3P704 |  | 2017-06-15 | 34610 | OPHTHALMOLOGY ON SITE CLINIC | 1899-12-31 | USD | 0 | Active | UNIVERSITY NEW MEXICO HOSPITAL
0000012047 | 1085231 | DETECTO SCALE COMPANY | 438 | 438 | SCALES/ PATIENT/ PLATFORM/ MECHANICAL |  |  | NONE |  | 2017-06-15 | 12360 | NEUROSCIENCE | 1899-12-31 | USD | 0 | Active | UNIVERSITY NEW MEXICO HOSPITAL
0000046928 | 1096554 | SONY CORP OF AMERICA | SVO-3500MD | SVO-3500MD | RECORDERS/ TAPE/ VIDEO |  |  | 0100008H2 | 2003-09-01 | 2017-06-15 | 9025 | CLINICAL AND TRANSLATIONAL SCIENCE CENTER (07) | 1899-12-31 | USD | 0 | Active | UNIVERSITY NEW MEXICO HOSPITAL
0000043796 | 1141067 | SONY CORP OF AMERICA | SVO-3500MD | SVO-3500MD | RECORDERS/ TAPE/ VIDEO |  |  | 001046470 | 2004-12-01 | 2017-06-15 | 71520 | PULMONARY DIAGNOSTICS | 1899-12-31 | USD | 0 | Active | UNIVERSITY NEW MEXICO HOSPITAL
0000032582 | 1215046 | CARDINAL SCALE MFG CO | NO MODEL NAME | NO MODEL NUMBER | SCALES/ PATIENT/ FLOOR |  |  | NONE |  | 2017-06-15 | 34130 | MILAGRO OP OB CLINIC | 1899-12-31 | USD | 0 | Active | UNIVERSITY NEW MEXICO HOSPITAL
0000017036 | 1213964 | CARDINAL SCALE MFG CO | NO MODEL NAME | NO MODEL NUMBER | SCALES/ PATIENT/ FLOOR |  |  | NONE |  | 2017-06-15 | 34130 | MILAGRO OP OB CLINIC | 1899-12-31 | USD | 0 | Active | UNIVERSITY NEW MEXICO HOSPITAL
0000014436 | 1085301 | PARKS MEDICAL ELECTRONICS INC | 915-AL | 915-AL | BLOOD-FLOW DETECTORS/ ULTRASONIC |  |  | NONE | 2004-06-01 | 2017-06-15 | 15055 | ANESTHESIA | 1899-12-31 | USD | 0 | Active | UNIVERSITY NEW MEXICO HOSPITAL
0000014435 | 1085300 | PARKS MEDICAL ELECTRONICS INC | 915-AL | 915-AL | BLOOD-FLOW DETECTORS/ ULTRASONIC |  |  | NONE | 2004-06-01 | 2017-06-15 | 15055 | ANESTHESIA | 1899-12-31 | USD | 0 | Active | UNIVERSITY NEW MEXICO HOSPITAL
0000033513 | 1215234 | HEALTH-O-METER INC | 402 | 402 | SCALES/ PATIENT/ PLATFORM/ MECHANICAL |  |  | NONE |  | 2017-06-15 | 30115 | SE HEIGHTS CLINIC-SAN PABLO | 1899-12-31 | USD | 0 | Active | UNIVERSITY NEW MEXICO HOSPITAL
0000029391 | 1214758 | HEALTH-O-METER INC | 402 | 402 | SCALES/ PATIENT/ PLATFORM/ MECHANICAL |  |  | NONE | 2004-10-21 | 2017-06-15 | 30115 | SE HEIGHTS CLINIC-SAN PABLO | 1899-12-31 | USD | 0 | Active | UNIVERSITY NEW MEXICO HOSPITAL
0000025922 | 1214526 | HEALTH-O-METER INC | 402 | 402 | SCALES/ PATIENT/ PLATFORM/ MECHANICAL |  |  | NONE |  | 2017-06-15 | 12340 | SURGICAL SPECIALITY UNIT (4-S) | 1899-12-31 | USD | 0 | Active | UNIVERSITY NEW MEXICO HOSPITAL
0000016318 | 1085412 | HEALTH-O-METER INC | 402 | 402 | SCALES/ PATIENT/ PLATFORM/ MECHANICAL |  |  | NONE |  | 2017-06-15 | 34315 | CLINICAL NEUROSCIENCE CENTER | 1899-12-31 | USD | 0 | Active | UNIVERSITY NEW MEXICO HOSPITAL
0000016032 | 1085393 | HEALTH-O-METER INC | 402 | 402 | SCALES/ PATIENT/ PLATFORM/ MECHANICAL |  |  | NONE |  | 2017-06-15 | 76015 | REHABILITATION OUTPATIENT 1025 | 1899-12-31 | USD | 0 | Active | UNIVERSITY NEW MEXICO HOSPITAL
0000018172 | 1214014 | HEALTH-O-METER INC | 402 | 402 | SCALES/ PATIENT/ PLATFORM/ MECHANICAL |  |  | NONE |  | 2017-06-15 | 34350 | MEDICINE CLINIC | 1899-12-31 | USD | 0 | Active | UNIVERSITY NEW MEXICO HOSPITAL
0000010771 | 1085179 | HEALTH-O-METER INC | 402 | 402 | SCALES/ PATIENT/ PLATFORM/ MECHANICAL |  |  | NONE |  | 2017-06-15 | 34150 | PEDIATRICS CLINIC | 1899-12-31 | USD | 0 | Active | UNIVERSITY NEW MEXICO HOSPITAL
0000010924 | 1085211 | HEALTH-O-METER INC | 402 | 402 | SCALES/ PATIENT/ PLATFORM/ MECHANICAL |  |  | NONE |  | 2017-06-15 | 34230 | SURGICAL SPECIALTIES | 1899-12-31 | USD | 0 | Active | UNIVERSITY NEW MEXICO HOSPITAL
0000013739 | 1085286 | HEALTH-O-METER INC | 402 | 402 | SCALES/ PATIENT/ PLATFORM/ MECHANICAL |  |  | NONE |  | 2017-06-15 | 12430 | GENERAL PEDIATRICS UNIT | 1899-12-31 | USD | 0 | Active | UNIVERSITY NEW MEXICO HOSPITAL
0000052983 | 1217622 | SHERWOOD MEDICAL | FIRSTTEMP GENIUS | 3000A | THERMOMETERS/ ELECTRONIC/ INFRARED/ EAR |  | REPLACEMENT | J0517308 | 2005-03-02 | 2017-06-15 | 12035 | UPC INPATIENT ADULT SERVICES | 1899-12-31 | USD | 75 | Active | UNIVERSITY NEW MEXICO HOSPITAL
0000049914 | 1217041 | SHERWOOD MEDICAL | FIRSTTEMP GENIUS | 3000A | THERMOMETERS/ ELECTRONIC/ INFRARED/ EAR |  |  | J0431829 |  | 2017-06-15 | 12480 | CTH REHAB-ORTHO UNIT | 1899-12-31 | USD | 0 | Active | UNIVERSITY NEW MEXICO HOSPITAL
0000049913 | 1217040 | SHERWOOD MEDICAL | FIRSTTEMP GENIUS | 3000A | THERMOMETERS/ ELECTRONIC/ INFRARED/ EAR |  |  | J0414063 | 2005-03-31 | 2017-06-15 | 34350 | MEDICINE CLINIC | 1899-12-31 | USD | 0 | Active | UNIVERSITY NEW MEXICO HOSPITAL
0000050966 | 1217173 | SHERWOOD MEDICAL | FIRSTTEMP GENIUS | 3000A | THERMOMETERS/ ELECTRONIC/ INFRARED/ EAR |  |  | J0353065 |  | 2017-06-15 | 12480 | CTH REHAB-ORTHO UNIT | 1899-12-31 | USD | 0 | Active | UNIVERSITY NEW MEXICO HOSPITAL
0000050908 | 1217146 | SHERWOOD MEDICAL | FIRSTTEMP GENIUS | 3000A | THERMOMETERS/ ELECTRONIC/ INFRARED/ EAR |  |  | J0341878 |  | 2017-06-15 | 12220 | MED/SURG SUBACUTE (4-E) | 1899-12-31 | USD | 0 | Active | UNIVERSITY NEW MEXICO HOSPITAL
0000050896 | 1077361 | SHERWOOD MEDICAL | FIRSTTEMP GENIUS | 3000A | THERMOMETERS/ ELECTRONIC/ INFRARED/ EAR |  |  | MGA107260 | 2004-06-01 | 2017-06-15 | 12120 | MEDICAL/CARDIAC ICU | 1899-12-31 | USD | 0 | Active | UNIVERSITY NEW MEXICO HOSPITAL
0000050804 | 1140496 | SHERWOOD MEDICAL | FIRSTTEMP GENIUS | 3000A | THERMOMETERS/ ELECTRONIC/ INFRARED/ EAR |  |  | J0419157 |  | 2017-06-15 | 34250 | UROLOGY | 1899-12-31 | USD | 0 | Active | UNIVERSITY NEW MEXICO HOSPITAL
0000050885 | 1217139 | SHERWOOD MEDICAL | FIRSTTEMP GENIUS | 3000A | THERMOMETERS/ ELECTRONIC/ INFRARED/ EAR |  |  | J9744559 |  | 2017-06-15 | 32055 | 1209 CLINIC | 1899-12-31 | USD | 0 | Active | UNIVERSITY NEW MEXICO HOSPITAL
0000050794 | 1217101 | SHERWOOD MEDICAL | FIRSTTEMP GENIUS | 3000A | THERMOMETERS/ ELECTRONIC/ INFRARED/ EAR |  |  | MGA133877 |  | 2017-06-15 | 12220 | MED/SURG SUBACUTE (4-E) | 1899-12-31 | USD | 0 | Active | UNIVERSITY NEW MEXICO HOSPITAL
0000050723 | 1217098 | SHERWOOD MEDICAL | FIRSTTEMP GENIUS | 3000A | THERMOMETERS/ ELECTRONIC/ INFRARED/ EAR |  |  | MGA98943 |  | 2017-06-15 | 12120 | MEDICAL/CARDIAC ICU | 1899-12-31 | USD | 0 | Active | UNIVERSITY NEW MEXICO HOSPITAL
0000050878 | 1217137 | SHERWOOD MEDICAL | FIRSTTEMP GENIUS | 3000A | THERMOMETERS/ ELECTRONIC/ INFRARED/ EAR |  |  | J9616196 |  | 2017-06-15 | 12360 | NEUROSCIENCE | 1899-12-31 | USD | 0 | Active | UNIVERSITY NEW MEXICO HOSPITAL
0000050877 | 1217136 | SHERWOOD MEDICAL | FIRSTTEMP GENIUS | 3000A | THERMOMETERS/ ELECTRONIC/ INFRARED/ EAR |  |  | J0247291 |  | 2017-06-15 | 12000 | LABOR AND DELIVERY | 1899-12-31 | USD | 0 | Active | UNIVERSITY NEW MEXICO HOSPITAL
0000050945 | 1217159 | SHERWOOD MEDICAL | FIRSTTEMP GENIUS | 3000A | THERMOMETERS/ ELECTRONIC/ INFRARED/ EAR |  |  | J0128057 |  | 2017-06-15 | 12210 | CORONARY CARE SUBACUTE | 1899-12-31 | USD | 0 | Active | UNIVERSITY NEW MEXICO HOSPITAL
0000052053 | 1217236 | SHERWOOD MEDICAL | FIRSTTEMP GENIUS | 3000A | THERMOMETERS/ ELECTRONIC/ INFRARED/ EAR |  | CREDIT CARD | J9834080 | 2005-03-31 | 2017-06-15 | 12120 | MEDICAL/CARDIAC ICU | 1899-12-31 | USD | 75 | Active | UNIVERSITY NEW MEXICO HOSPITAL
0000046166 | 1216625 | SHERWOOD MEDICAL | FIRSTTEMP GENIUS | 3000A | THERMOMETERS/ ELECTRONIC/ INFRARED/ EAR |  |  | J0239505 |  | 2017-06-15 | 15510 | OSIS PACU | 1899-12-31 | USD | 0 | Active | UNIVERSITY NEW MEXICO HOSPITAL
0000046394 | 1142667 | SHERWOOD MEDICAL | FIRSTTEMP GENIUS | 3000A | THERMOMETERS/ ELECTRONIC/ INFRARED/ EAR |  |  | JO316012 |  | 2017-06-15 | 12000 | LABOR AND DELIVERY | 1899-12-31 | USD | 0 | Active | UNIVERSITY NEW MEXICO HOSPITAL
0000046221 | 1161899 | SHERWOOD MEDICAL | FIRSTTEMP GENIUS | 3000A | THERMOMETERS/ ELECTRONIC/ INFRARED/ EAR |  |  | JO333441 |  | 2017-06-15 | 32025 | FAMILY PRACTICE CLINIC | 1899-12-31 | USD | 0 | Active | UNIVERSITY NEW MEXICO HOSPITAL
0000046165 | 1216624 | SHERWOOD MEDICAL | FIRSTTEMP GENIUS | 3000A | THERMOMETERS/ ELECTRONIC/ INFRARED/ EAR |  |  | J0239507 |  | 2017-06-15 | 15040 | PACU (RECOVERY ROOM 1) | 1899-12-31 | USD | 0 | Active | UNIVERSITY NEW MEXICO HOSPITAL
0000046163 | 1216623 | SHERWOOD MEDICAL | FIRSTTEMP GENIUS | 3000A | THERMOMETERS/ ELECTRONIC/ INFRARED/ EAR |  |  | J0239504 |  | 2017-06-15 | 15510 | OSIS PACU | 1899-12-31 | USD | 0 | Active | UNIVERSITY NEW MEXICO HOSPITAL
0000046162 | 1077372 | SHERWOOD MEDICAL | FIRSTTEMP GENIUS | 3000A | THERMOMETERS/ ELECTRONIC/ INFRARED/ EAR |  |  | J0239807 |  | 2017-06-15 | 15510 | OSIS PACU | 1899-12-31 | USD | 0 | Active | UNIVERSITY NEW MEXICO HOSPITAL
0000046365 | 1216676 | SHERWOOD MEDICAL | FIRSTTEMP GENIUS | 3000A | THERMOMETERS/ ELECTRONIC/ INFRARED/ EAR |  |  | JO140392 |  | 2017-06-15 | 12120 | MEDICAL/CARDIAC ICU | 1899-12-31 | USD | 0 | Active | UNIVERSITY NEW MEXICO HOSPITAL
0000046161 | 1140211 | SHERWOOD MEDICAL | FIRSTTEMP GENIUS | 3000A | THERMOMETERS/ ELECTRONIC/ INFRARED/ EAR |  |  | J0239815 |  | 2017-06-15 | 15510 | OSIS PACU | 1899-12-31 | USD | 0 | Active | UNIVERSITY NEW MEXICO HOSPITAL
0000046160 | 1216622 | SHERWOOD MEDICAL | FIRSTTEMP GENIUS | 3000A | THERMOMETERS/ ELECTRONIC/ INFRARED/ EAR |  |  | J0239787 |  | 2017-06-15 | 15510 | OSIS PACU | 1899-12-31 | USD | 0 | Active | UNIVERSITY NEW MEXICO HOSPITAL
0000046364 | 1141285 | SHERWOOD MEDICAL | FIRSTTEMP GENIUS | 3000A | THERMOMETERS/ ELECTRONIC/ INFRARED/ EAR |  | NIS | JO316246 |  | 2017-06-15 | 70020 | ENDOSCOPY CENTER | 1899-12-31 | USD | 0 | Active | UNIVERSITY NEW MEXICO HOSPITAL
0000046901 | 1216807 | SHERWOOD MEDICAL | FIRSTTEMP GENIUS | 3000A | THERMOMETERS/ ELECTRONIC/ INFRARED/ EAR |  |  | J0115100 |  | 2017-06-15 | 21015 | ED-NORTH | 1899-12-31 | USD | 0 | Active | UNIVERSITY NEW MEXICO HOSPITAL
0000046786 | 1216764 | SHERWOOD MEDICAL | FIRSTTEMP GENIUS | 3000A | THERMOMETERS/ ELECTRONIC/ INFRARED/ EAR |  |  | J9825605 |  | 2017-06-15 | 15040 | PACU (RECOVERY ROOM 1) | 1899-12-31 | USD | 0 | Active | UNIVERSITY NEW MEXICO HOSPITAL
0000046664 | 1216732 | SHERWOOD MEDICAL | FIRSTTEMP GENIUS | 3000A | THERMOMETERS/ ELECTRONIC/ INFRARED/ EAR |  |  | JO249219 | 2005-04-29 | 2017-06-15 | 21015 | ED-NORTH | 1899-12-31 | USD | 0 | Active | UNIVERSITY NEW MEXICO HOSPITAL
0000049421 | 1216862 | SHERWOOD MEDICAL | FIRSTTEMP GENIUS | 3000A | THERMOMETERS/ ELECTRONIC/ INFRARED/ EAR |  |  | J0422043 |  | 2017-06-15 | 32005 | YCHC GENERAL | 1899-12-31 | USD | 0 | Active | UNIVERSITY NEW MEXICO HOSPITAL
0000049405 | 1216857 | SHERWOOD MEDICAL | FIRSTTEMP GENIUS | 3000A | THERMOMETERS/ ELECTRONIC/ INFRARED/ EAR |  |  | J9927321 |  | 2017-06-15 | 95700 | CLINICAL ENGINEERING | 1899-12-31 | USD | 0 | Active | UNIVERSITY NEW MEXICO HOSPITAL
0000049516 | 1216889 | SHERWOOD MEDICAL | FIRSTTEMP GENIUS | 3000A | THERMOMETERS/ ELECTRONIC/ INFRARED/ EAR |  |  | J9928063 |  | 2017-06-15 | 15055 | ANESTHESIA | 1899-12-31 | USD | 0 | Active | UNIVERSITY NEW MEXICO HOSPITAL
0000049308 | 1216829 | SHERWOOD MEDICAL | FIRSTTEMP GENIUS | 3000A | THERMOMETERS/ ELECTRONIC/ INFRARED/ EAR |  |  | J0314681 |  | 2017-06-15 | 75000 | RADIOLOGY - GENERAL | 1899-12-31 | USD | 0 | Active | UNIVERSITY NEW MEXICO HOSPITAL
0000049473 | 1216873 | SHERWOOD MEDICAL | FIRSTTEMP GENIUS | 3000A | THERMOMETERS/ ELECTRONIC/ INFRARED/ EAR |  |  | J0430309 |  | 2017-06-15 | 32055 | 1209 CLINIC | 1899-12-31 | USD | 0 | Active | UNIVERSITY NEW MEXICO HOSPITAL
0000049656 | 1096372 | SHERWOOD MEDICAL | FIRSTTEMP GENIUS | 3000A | THERMOMETERS/ ELECTRONIC/ INFRARED/ EAR |  |  | J9841256 |  | 2017-06-15 | 9025 | CLINICAL AND TRANSLATIONAL SCIENCE CENTER (07) | 1899-12-31 | USD | 0 | Active | UNIVERSITY NEW MEXICO HOSPITAL
0000038998 | 1215598 | SHERWOOD MEDICAL | FIRSTTEMP GENIUS | 3000A | THERMOMETERS/ ELECTRONIC/ INFRARED/ EAR |  |  | 146804 |  | 2017-06-15 | 12340 | SURGICAL SPECIALITY UNIT (4-S) | 1899-12-31 | USD | 0 | Active | UNIVERSITY NEW MEXICO HOSPITAL
0000038907 | 1142725 | SHERWOOD MEDICAL | FIRSTTEMP GENIUS | 3000A | THERMOMETERS/ ELECTRONIC/ INFRARED/ EAR |  |  | 107994 |  | 2017-06-15 | 95700 | CLINICAL ENGINEERING | 1899-12-31 | USD | 0 | Active | UNIVERSITY NEW MEXICO HOSPITAL
0000041757 | 1216185 | SHERWOOD MEDICAL | FIRSTTEMP GENIUS | 3000A | THERMOMETERS/ ELECTRONIC/ INFRARED/ EAR |  |  | J0138003 |  | 2017-06-15 | 15040 | PACU (RECOVERY ROOM 1) | 1899-12-31 | USD | 0 | Active | UNIVERSITY NEW MEXICO HOSPITAL
0000043491 | 1216378 | SHERWOOD MEDICAL | FIRSTTEMP GENIUS | 3000A | THERMOMETERS/ ELECTRONIC/ INFRARED/ EAR |  | USED | J0234519 |  | 2017-06-15 | 12460 | PEDIATRIC ICU | 1899-12-31 | USD | 0 | Active | UNIVERSITY NEW MEXICO HOSPITAL
0000043485 | 1216375 | SHERWOOD MEDICAL | FIRSTTEMP GENIUS | 3000A | THERMOMETERS/ ELECTRONIC/ INFRARED/ EAR |  |  | J0235695 |  | 2017-06-15 | 12360 | NEUROSCIENCE | 1899-12-31 | USD | 0 | Active | UNIVERSITY NEW MEXICO HOSPITAL
0000043483 | 1216374 | SHERWOOD MEDICAL | FIRSTTEMP GENIUS | 3000A | THERMOMETERS/ ELECTRONIC/ INFRARED/ EAR |  |  | J0235066 |  | 2017-06-15 | 12460 | PEDIATRIC ICU | 1899-12-31 | USD | 0 | Active | UNIVERSITY NEW MEXICO HOSPITAL
0000043868 | 1216433 | SHERWOOD MEDICAL | FIRSTTEMP GENIUS | 3000A | THERMOMETERS/ ELECTRONIC/ INFRARED/ EAR |  |  | J0243066 |  | 2017-06-15 | 34150 | PEDIATRICS CLINIC | 1899-12-31 | USD | 0 | Active | UNIVERSITY NEW MEXICO HOSPITAL
0000043862 | 1216430 | SHERWOOD MEDICAL | FIRSTTEMP GENIUS | 3000A | THERMOMETERS/ ELECTRONIC/ INFRARED/ EAR |  |  | 21966 |  | 2017-06-15 | 21015 | ED-NORTH | 1899-12-31 | USD | 0 | Active | UNIVERSITY NEW MEXICO HOSPITAL
0000043563 | 1216391 | SHERWOOD MEDICAL | FIRSTTEMP GENIUS | 3000A | THERMOMETERS/ ELECTRONIC/ INFRARED/ EAR |  |  | J9724598 |  | 2017-06-15 | 12320 | GENERAL MEDICINE (5-W) | 1899-12-31 | USD | 0 | Active | UNIVERSITY NEW MEXICO HOSPITAL
0000043820 | 1216419 | SHERWOOD MEDICAL | FIRSTTEMP GENIUS | 3000A | THERMOMETERS/ ELECTRONIC/ INFRARED/ EAR |  |  | J9630580 |  | 2017-06-15 | 12350 | CRC/CTC (5-E) | 1899-12-31 | USD | 0 | Active | UNIVERSITY NEW MEXICO HOSPITAL
0000045338 | 1216501 | SHERWOOD MEDICAL | FIRSTTEMP GENIUS | 3000A | THERMOMETERS/ ELECTRONIC/ INFRARED/ EAR |  |  | JO314189 |  | 2017-06-15 | 21015 | ED-NORTH | 1899-12-31 | USD | 0 | Active | UNIVERSITY NEW MEXICO HOSPITAL
0000045384 | 1216510 | SHERWOOD MEDICAL | FIRSTTEMP GENIUS | 3000A | THERMOMETERS/ ELECTRONIC/ INFRARED/ EAR |  |  | JO122352 |  | 2017-06-15 | 21015 | ED-NORTH | 1899-12-31 | USD | 0 | Active | UNIVERSITY NEW MEXICO HOSPITAL
0000045380 | 1216508 | SHERWOOD MEDICAL | FIRSTTEMP GENIUS | 3000A | THERMOMETERS/ ELECTRONIC/ INFRARED/ EAR |  |  | JO314572 |  | 2017-06-15 | 12320 | GENERAL MEDICINE (5-W) | 1899-12-31 | USD | 0 | Active | UNIVERSITY NEW MEXICO HOSPITAL
0000045455 | 1216539 | SHERWOOD MEDICAL | FIRSTTEMP GENIUS | 3000A | THERMOMETERS/ ELECTRONIC/ INFRARED/ EAR |  |  | J9823286 |  | 2017-06-15 | 12000 | LABOR AND DELIVERY | 1899-12-31 | USD | 0 | Active | UNIVERSITY NEW MEXICO HOSPITAL
0000045453 | 1216538 | SHERWOOD MEDICAL | FIRSTTEMP GENIUS | 3000A | THERMOMETERS/ ELECTRONIC/ INFRARED/ EAR |  |  | J9914153 |  | 2017-06-15 | 12035 | UPC INPATIENT ADULT SERVICES | 1899-12-31 | USD | 0 | Active | UNIVERSITY NEW MEXICO HOSPITAL
0000044964 | 1216464 | SHERWOOD MEDICAL | FIRSTTEMP GENIUS | 3000A | THERMOMETERS/ ELECTRONIC/ INFRARED/ EAR |  |  | J9713965 |  | 2017-06-15 | 15510 | OSIS PACU | 1899-12-31 | USD | 0 | Active | UNIVERSITY NEW MEXICO HOSPITAL
0000044961 | 1216463 | SHERWOOD MEDICAL | FIRSTTEMP GENIUS | 3000A | THERMOMETERS/ ELECTRONIC/ INFRARED/ EAR |  |  | J0236263 |  | 2017-06-15 | 72040 | I/P HEMODIALYSIS | 1899-12-31 | USD | 0 | Active | UNIVERSITY NEW MEXICO HOSPITAL
0000033022 | 1215098 | SHERWOOD MEDICAL | FIRSTTEMP GENIUS | 3000A | THERMOMETERS/ ELECTRONIC/ INFRARED/ EAR |  |  | J9729683 |  | 2017-06-15 | 75000 | RADIOLOGY - GENERAL | 1899-12-31 | USD | 0 | Active | UNIVERSITY NEW MEXICO HOSPITAL
0000038065 | 1215417 | SHERWOOD MEDICAL | FIRSTTEMP GENIUS | 3000A | THERMOMETERS/ ELECTRONIC/ INFRARED/ EAR |  |  | J0225475 |  | 2017-06-15 | 12430 | GENERAL PEDIATRICS UNIT | 1899-12-31 | USD | 0 | Active | UNIVERSITY NEW MEXICO HOSPITAL
0000038222 | 1077261 | SHERWOOD MEDICAL | FIRSTTEMP GENIUS | 3000A | THERMOMETERS/ ELECTRONIC/ INFRARED/ EAR |  |  | J0025091 |  | 2017-06-15 | 32005 | YCHC GENERAL | 1899-12-31 | USD | 0 | Active | UNIVERSITY NEW MEXICO HOSPITAL
0000035112 | 1142702 | SHERWOOD MEDICAL | FIRSTTEMP GENIUS | 3000A | THERMOMETERS/ ELECTRONIC/ INFRARED/ EAR |  |  | J0016571 |  | 2017-06-15 | 54080 | UNMMG - TRUMAN ST. CLINIC | 1899-12-31 | USD | 0 | Active | UNIVERSITY NEW MEXICO HOSPITAL
0000038338 | 1215467 | SHERWOOD MEDICAL | FIRSTTEMP GENIUS | 3000A | THERMOMETERS/ ELECTRONIC/ INFRARED/ EAR |  |  | J9946014 |  | 2017-06-15 | 34540 | SPORTS MEDICINE | 1899-12-31 | USD | 0 | Active | UNIVERSITY NEW MEXICO HOSPITAL
0000029033 | 1214744 | SHERWOOD MEDICAL | FIRSTTEMP GENIUS | 3000A | THERMOMETERS/ ELECTRONIC/ INFRARED/ EAR |  |  | J9748201 |  | 2017-06-15 | 71010 | PEDIATRIC CARDIOLOGY | 1899-12-31 | USD | 0 | Active | UNIVERSITY NEW MEXICO HOSPITAL
0000027815 | 1096549 | SHERWOOD MEDICAL | FIRSTTEMP GENIUS | 3000A | THERMOMETERS/ ELECTRONIC/ INFRARED/ EAR |  |  | J9640289 |  | 2017-06-15 | 9025 | CLINICAL AND TRANSLATIONAL SCIENCE CENTER (07) | 1899-12-31 | USD | 0 | Active | UNIVERSITY NEW MEXICO HOSPITAL
0000030192 | 1214841 | SHERWOOD MEDICAL | FIRSTTEMP GENIUS | 3000A | THERMOMETERS/ ELECTRONIC/ INFRARED/ EAR |  |  | J9845789 |  | 2017-06-15 | 32065 | M & FP-NW VALLEY-1231 CAN | 1899-12-31 | USD | 0 | Active | UNIVERSITY NEW MEXICO HOSPITAL
0000032204 | 1214933 | SHERWOOD MEDICAL | FIRSTTEMP GENIUS | 3000A | THERMOMETERS/ ELECTRONIC/ INFRARED/ EAR |  |  | J9918233 |  | 2017-06-15 | 12430 | GENERAL PEDIATRICS UNIT | 1899-12-31 | USD | 0 | Active | UNIVERSITY NEW MEXICO HOSPITAL
0000032105 | 1214876 | SHERWOOD MEDICAL | FIRSTTEMP GENIUS | 3000A | THERMOMETERS/ ELECTRONIC/ INFRARED/ EAR |  |  | J9932261 |  | 2017-06-15 | 34350 | MEDICINE CLINIC | 1899-12-31 | USD | 0 | Active | UNIVERSITY NEW MEXICO HOSPITAL
0000032655 | 1215053 | SHERWOOD MEDICAL | FIRSTTEMP GENIUS | 3000A | THERMOMETERS/ ELECTRONIC/ INFRARED/ EAR |  |  | 8783 |  | 2017-06-15 | 32025 | FAMILY PRACTICE CLINIC | 1899-12-31 | USD | 0 | Active | UNIVERSITY NEW MEXICO HOSPITAL
0000023714 | 1142796 | SHERWOOD MEDICAL | FIRSTTEMP GENIUS | 3000A | THERMOMETERS/ ELECTRONIC/ INFRARED/ EAR |  |  | 134972 |  | 2017-06-15 | 34230 | SURGICAL SPECIALTIES | 1899-12-31 | USD | 0 | Active | UNIVERSITY NEW MEXICO HOSPITAL
0000023753 | 1084276 | SHERWOOD MEDICAL | FIRSTTEMP GENIUS | 3000A | THERMOMETERS/ ELECTRONIC/ INFRARED/ EAR |  |  | 036977 |  | 2017-06-15 | 34110 | WOMEN'S HEALTH CENTER | 1899-12-31 | USD | 0 | Active | UNIVERSITY NEW MEXICO HOSPITAL
0000023750 | 1214387 | SHERWOOD MEDICAL | FIRSTTEMP GENIUS | 3000A | THERMOMETERS/ ELECTRONIC/ INFRARED/ EAR |  |  | 139671 |  | 2017-06-15 | 75050 | RADIOLOGY - ULTRASOUND | 1899-12-31 | USD | 0 | Active | UNIVERSITY NEW MEXICO HOSPITAL
0000026840 | 1214583 | SHERWOOD MEDICAL | FIRSTTEMP GENIUS | 3000A | THERMOMETERS/ ELECTRONIC/ INFRARED/ EAR |  |  | J9724913 |  | 2017-06-15 | 34350 | MEDICINE CLINIC | 1899-12-31 | USD | 0 | Active | UNIVERSITY NEW MEXICO HOSPITAL
0000016178 | 1085402 | STRYKER CORP | 9003-210 | 9003-210 | CAST CUTTERS |  |  | I2117 |  | 2017-06-15 | 34520 | ORTHOPEDICS CLINIC | 1899-12-31 | USD | 0 | Active | UNIVERSITY NEW MEXICO HOSPITAL
0000038703 | 1215554 | THE KENDALL CO | FILAC -2000 | F-2000 | THERMOMETERS/ ELECTRONIC |  |  | Z9212386 |  | 2017-06-15 | 12035 | UPC INPATIENT ADULT SERVICES | 1899-12-31 | USD | 0 | Active | UNIVERSITY NEW MEXICO HOSPITAL
0000020731 | 1214136 | THE KENDALL CO | FILAC -2000 | F-2000 | THERMOMETERS/ ELECTRONIC |  |  | Z9212434 |  | 2017-06-15 | 12455 | NEWBORN ICU | 1899-12-31 | USD | 0 | Active | UNIVERSITY NEW MEXICO HOSPITAL
0000015320 | 1141303 | BD | MICROBLENDER | 03800A | OXYGEN-AIR PROPORTIONERS |  | FOUND | 10570 | 2016-09-29 | 2017-09-15 | 71510 | PULMONARY SERVICES | 1899-12-31 | USD | 0 | Reactivated | UNIVERSITY NEW MEXICO HOSPITAL
0000013447 | 1140986 | BD | MICROBLENDER | 03800A | OXYGEN-AIR PROPORTIONERS |  | FOUND | 40363 | 2016-09-26 | 2017-09-15 | 71510 | PULMONARY SERVICES | 1899-12-31 | USD | 0 | Reactivated | UNIVERSITY NEW MEXICO HOSPITAL
0000026197 | 1142637 | SMITHS MEDICAL MD INC | H 1000 | H 1000 | WARMING UNITS/ BLOOD/SOLUTION (FLUID) |  |  | J01086 | 2017-07-11 | 2018-01-15 | 21015 | ED-NORTH | 1899-12-31 | USD | 0 | Active | UNIVERSITY NEW MEXICO HOSPITAL
0000033540 | 1422333 | SMITHS MEDICAL MD INC | H 1000 | H 1000 | WARMING UNITS/ BLOOD/SOLUTION (FLUID) |  |  | 1999 0054 | 2017-07-13 | 2018-01-15 | 21015 | ED-NORTH | 1899-12-31 | USD | 0 | Active | UNIVERSITY NEW MEXICO HOSPITAL
0000025265 | 1142639 | SMITHS MEDICAL MD INC | H 1000 | H 1000 | WARMING UNITS/ BLOOD/SOLUTION (FLUID) |  |  | J01039 | 2017-06-30 | 2017-12-15 | 89025 | CLINICAL EDUCATION | 1899-12-31 | USD | 0 | Active | UNIVERSITY NEW MEXICO HOSPITAL
0000025264 | 1004523 | SMITHS MEDICAL MD INC | H 1000 | H 1000 | WARMING UNITS/ BLOOD/SOLUTION (FLUID) |  |  | J01042 | 2017-06-29 | 2017-12-15 | 15055 | ANESTHESIA | 1899-12-31 | USD | 0 | Active | UNIVERSITY NEW MEXICO HOSPITAL
0000038780 | 1004295 | SMITHS MEDICAL MD INC | H 1000 | H 1000 | WARMING UNITS/ BLOOD/SOLUTION (FLUID) |  |  | 20010506-G | 2017-06-30 | 2017-12-15 | 15055 | ANESTHESIA | 1899-12-31 | USD | 0 | Active | UNIVERSITY NEW MEXICO HOSPITAL
0000036117 | 1003810 | STRYKER CORP | 4110 | 4110 | BATTERY CHARGERS |  |  | 99050773 |  | 2017-06-15 | 15500 | OSIS OPERATING ROOM | 1899-12-31 | USD | 0 | Active | UNIVERSITY NEW MEXICO HOSPITAL
0000029130 | 1214750 | HEALTH-O-METER INC | 322 | 322 | SCALES/ INFANT |  |  | NONE |  | 2017-06-15 | 32065 | M & FP-NW VALLEY-1231 CAN | 1899-12-31 | USD | 0 | Active | UNIVERSITY NEW MEXICO HOSPITAL
0000049722 | 1142718 | HEALTH-O-METER INC | 322 | 322 | SCALES/ INFANT |  | NIS | NONE | 2016-12-14 | 2017-12-15 | 3180-CDD | UNMMG - CENTER FOR DEVELOPMENT AND DISABILITIES | 1899-12-31 | USD | 0 | Active | UNIVERSITY NEW MEXICO HOSPITAL
0000049816 | 1217004 | X-RITE INC | 334 | 334 | DENSITOMETERS |  |  | 021370 |  | 2017-06-15 | 30030 | CTH OUTPATIENT CLINIC | 1899-12-31 | USD | 0 | Active | UNIVERSITY NEW MEXICO HOSPITAL
0000052993 | 1085608 | BUFFALO FILTER DIV MEDTEK DEVICES INC | PSWTURBO-AS | PLUMESAFE TURBO AUTO | SMOKE EVACUATION SYSTEMS/ SURGICAL |  |  | W011341 | 2017-01-01 | 2018-01-15 | 34655 | DERMATOLOGY CLINIC 1021 MED | 1899-12-31 | USD | 0 | Active | UNIVERSITY NEW MEXICO HOSPITAL
0000013557 | 1141054 | GRASS INSTRUMENT CO | PS 33 | PS 33 | STIMULATORS |  |  | NONE | 2016-09-07 | 2017-09-15 | 78010 | NEURODIAGNOSTICS LAB | 1899-12-31 | USD | 0 | Active | UNIVERSITY NEW MEXICO HOSPITAL
0000030158 | 1214839 | OLYMPIC MEDICAL CORP | OEV202 | OEV202 | MONITORS/ VIDEO |  |  | 802519 |  | 2017-06-15 | 70020 | ENDOSCOPY CENTER | 1899-12-31 | USD | 0 | Active | UNIVERSITY NEW MEXICO HOSPITAL
0000030157 | 1214838 | OLYMPIC MEDICAL CORP | OEV202 | OEV202 | MONITORS/ VIDEO |  |  | 701893 |  | 2017-06-15 | 70020 | ENDOSCOPY CENTER | 1899-12-31 | USD | 0 | Active | UNIVERSITY NEW MEXICO HOSPITAL
0000030159 | 1214840 | OLYMPIC MEDICAL CORP | OEV202 | OEV202 | MONITORS/ VIDEO |  |  | 802520 |  | 2017-06-15 | 70020 | ENDOSCOPY CENTER | 1899-12-31 | USD | 0 | Active | UNIVERSITY NEW MEXICO HOSPITAL
0000020286 | 1142764 | TOPCON MEDICAL SYSTEMS INC | LM-6E | LM-6E | LENSOMETERS |  |  | 324432 | 2016-12-01 | 2017-12-15 | 34610 | OPHTHALMOLOGY ON SITE CLINIC | 1899-12-31 | USD | 0 | Active | UNIVERSITY NEW MEXICO HOSPITAL
0000027380 | 1214657 | IVAC CORP | CORE-CHECK | 2090E | THERMOMETERS/ ELECTRONIC/ INFRARED/ EAR |  |  | 73464 |  | 2017-06-15 | 60400 | CPC ACUTE SERVICES | 1899-12-31 | USD | 0 | Active | UNIVERSITY NEW MEXICO HOSPITAL
0000027374 | 1214653 | IVAC CORP | CORE-CHECK | 2090E | THERMOMETERS/ ELECTRONIC/ INFRARED/ EAR |  |  | 73450 |  | 2017-06-15 | 60400 | CPC ACUTE SERVICES | 1899-12-31 | USD | 0 | Active | UNIVERSITY NEW MEXICO HOSPITAL
0000027191 | 1214620 | IVAC CORP | CORE-CHECK | 2090E | THERMOMETERS/ ELECTRONIC/ INFRARED/ EAR |  |  | 73453 |  | 2017-06-15 | 60400 | CPC ACUTE SERVICES | 1899-12-31 | USD | 0 | Active | UNIVERSITY NEW MEXICO HOSPITAL
0000027190 | 1214619 | IVAC CORP | CORE-CHECK | 2090E | THERMOMETERS/ ELECTRONIC/ INFRARED/ EAR |  |  | 73466 |  | 2017-06-15 | 60400 | CPC ACUTE SERVICES | 1899-12-31 | USD | 0 | Active | UNIVERSITY NEW MEXICO HOSPITAL
0000027188 | 1214618 | IVAC CORP | CORE-CHECK | 2090E | THERMOMETERS/ ELECTRONIC/ INFRARED/ EAR |  |  | 73454 |  | 2017-06-15 | 60400 | CPC ACUTE SERVICES | 1899-12-31 | USD | 0 | Active | UNIVERSITY NEW MEXICO HOSPITAL
0000027183 | 1214615 | IVAC CORP | CORE-CHECK | 2090E | THERMOMETERS/ ELECTRONIC/ INFRARED/ EAR |  |  | 73461 |  | 2017-06-15 | 60400 | CPC ACUTE SERVICES | 1899-12-31 | USD | 0 | Active | UNIVERSITY NEW MEXICO HOSPITAL
0000027181 | 1214614 | IVAC CORP | CORE-CHECK | 2090E | THERMOMETERS/ ELECTRONIC/ INFRARED/ EAR |  |  | 60938 |  | 2017-06-15 | 60400 | CPC ACUTE SERVICES | 1899-12-31 | USD | 0 | Active | UNIVERSITY NEW MEXICO HOSPITAL
0000027180 | 1214613 | IVAC CORP | CORE-CHECK | 2090E | THERMOMETERS/ ELECTRONIC/ INFRARED/ EAR |  |  | 60944 |  | 2017-06-15 | 60400 | CPC ACUTE SERVICES | 1899-12-31 | USD | 0 | Active | UNIVERSITY NEW MEXICO HOSPITAL
0000041578 | 1004681 | MINDRAY | ACCUTORR PLUS | ACCUTORR PLUS | MONITORING SYSTEMS/ PHYSIOLOGIC |  |  | A717204-C1 | 2015-07-14 | 2016-07-15 | 21015 | ED-NORTH | 1899-12-31 | USD | 0 | Active | UNIVERSITY NEW MEXICO HOSPITAL
0000038849 | 1215587 | MINDRAY | ACCUTORR PLUS | ACCUTORR PLUS | MONITORING SYSTEMS/ PHYSIOLOGIC |  |  | A716918-B1 | 2017-01-19 | 2018-01-15 | 32025 | FAMILY PRACTICE CLINIC | 1899-12-31 | USD | 0 | Active | UNIVERSITY NEW MEXICO HOSPITAL
0000038163 | 1096878 | MINDRAY | ACCUTORR PLUS | ACCUTORR PLUS | MONITORING SYSTEMS/ PHYSIOLOGIC |  |  | A711159-K9 | 2017-01-31 | 2018-01-15 | 30030 | CTH OUTPATIENT CLINIC | 1899-12-31 | USD | 0 | Active | UNIVERSITY NEW MEXICO HOSPITAL
0000038162 | 1142515 | MINDRAY | ACCUTORR PLUS | ACCUTORR PLUS | MONITORING SYSTEMS/ PHYSIOLOGIC |  |  | A713966-E0 | 2016-12-12 | 2017-12-15 | 34230 | SURGICAL SPECIALTIES | 1899-12-31 | USD | 0 | Active | UNIVERSITY NEW MEXICO HOSPITAL
0000038156 | 1140581 | MINDRAY | ACCUTORR PLUS | ACCUTORR PLUS | MONITORING SYSTEMS/ PHYSIOLOGIC |  |  | A713885-E0 | 2016-09-22 | 2017-09-15 | 34350 | MEDICINE CLINIC | 1899-12-31 | USD | 0 | Active | UNIVERSITY NEW MEXICO HOSPITAL
0000038152 | 1215437 | MINDRAY | ACCUTORR PLUS | ACCUTORR PLUS | MONITORING SYSTEMS/ PHYSIOLOGIC |  |  | A713979-E0 | 2016-11-01 | 2017-11-15 | 32055 | 1209 CLINIC | 1899-12-31 | USD | 0 | Active | UNIVERSITY NEW MEXICO HOSPITAL
0000038250 | 1004682 | MINDRAY | ACCUTORR PLUS | ACCUTORR PLUS | MONITORING SYSTEMS/ PHYSIOLOGIC |  |  | A715546-JO | 2015-07-14 | 2016-07-15 | 21015 | ED-NORTH | 1899-12-31 | USD | 0 | Active | UNIVERSITY NEW MEXICO HOSPITAL
0000029846 | 1141676 | MINDRAY | ACCUTORR PLUS | ACCUTORR PLUS | MONITORING SYSTEMS/ PHYSIOLOGIC |  |  | A71235-CB | 2016-10-01 | 2017-10-15 | 32050 | WESTSIDE FAMILY & SENIOR HLTH | 1899-12-31 | USD | 0 | Active | UNIVERSITY NEW MEXICO HOSPITAL
0000013502 | 1083038 | IVAC CORP | 4200 | 4200 | MONITORING SYSTEMS/ PHYSIOLOGIC |  |  | 442612 | 2016-07-18 | 2017-07-15 | 9025 | CLINICAL AND TRANSLATIONAL SCIENCE CENTER (07) | 1899-12-31 | USD | 0 | Active | UNIVERSITY NEW MEXICO HOSPITAL
0000046651 | 1142416 | CONMED CORP | HYFRECATOR 2000 | HYFRECATOR 2000 | ELECTROSURGICAL UNITS/ MONOPOLAR/ BIPOLAR |  |  | 03HGJ028 | 2017-01-01 | 2018-01-15 | 34655 | DERMATOLOGY CLINIC 1021 MED | 1899-12-31 | USD | 0 | Active | UNIVERSITY NEW MEXICO HOSPITAL
0000033440 | 1085628 | IOMED INC | PM700 | PM700 | STIMULATORS |  |  | 19045 | 2017-01-25 | 2018-01-15 | 76015 | REHABILITATION OUTPATIENT 1025 | 1899-12-31 | USD | 0 | Active | UNIVERSITY NEW MEXICO HOSPITAL
NA | 385408 | FLUKE INC | BP PUMP 2 | BP PUMP 2 | NIBP ANALYZER |  |  | 206280 | 2017-03-24 | 2018-03-15 | 95700 | CLINICAL ENGINEERING | 1899-12-31 | USD | 0 | Active | UNIVERSITY NEW MEXICO HOSPITAL
| 385417 | Ophir Optronics Solutions Ltd | F150A-BB-SH-26 ROHS | F150A-BB-SH-26 ROHS | SENSORS |  |  | 107595 | 2016-07-19 | 2017-07-15 | 95700 | CLINICAL ENGINEERING | 1899-12-31 | USD | 0 | Active | UNIVERSITY NEW MEXICO HOSPITAL
0000049792 | 1216991 | PRECISION MEDICAL INC | PM3000 | PM3000 | REGULATORS/ SUCTION |  |  | 008229 |  | 2017-06-15 | 15000 | OPERATING ROOM | 1899-12-31 | USD | 0 | Active | UNIVERSITY NEW MEXICO HOSPITAL
0000041756 | 1216184 | PRECISION MEDICAL INC | PM3000 | PM3000 | REGULATORS/ SUCTION |  |  | 017583 |  | 2017-06-15 | 12240 | GENERAL SURGERY (6-S) | 1899-12-31 | USD | 0 | Active | UNIVERSITY NEW MEXICO HOSPITAL
0000041755 | 1216183 | PRECISION MEDICAL INC | PM3000 | PM3000 | REGULATORS/ SUCTION |  |  | 017586 |  | 2017-06-15 | 12240 | GENERAL SURGERY (6-S) | 1899-12-31 | USD | 0 | Active | UNIVERSITY NEW MEXICO HOSPITAL
0000041754 | 1216182 | PRECISION MEDICAL INC | PM3000 | PM3000 | REGULATORS/ SUCTION |  |  | 017584 |  | 2017-06-15 | 12240 | GENERAL SURGERY (6-S) | 1899-12-31 | USD | 0 | Active | UNIVERSITY NEW MEXICO HOSPITAL
0000041753 | 1216181 | PRECISION MEDICAL INC | PM3000 | PM3000 | REGULATORS/ SUCTION |  |  | 017587 |  | 2017-06-15 | 12240 | GENERAL SURGERY (6-S) | 1899-12-31 | USD | 0 | Active | UNIVERSITY NEW MEXICO HOSPITAL
0000043951 | 1216457 | PRECISION MEDICAL INC | PM3000 | PM3000 | REGULATORS/ SUCTION |  |  | 2213 |  | 2017-06-15 | 12340 | SURGICAL SPECIALITY UNIT (4-S) | 1899-12-31 | USD | 0 | Active | UNIVERSITY NEW MEXICO HOSPITAL
0000029047 | 1214749 | PRECISION MEDICAL INC | PM3000 | PM3000 | REGULATORS/ SUCTION |  |  | 2219 |  | 2017-06-15 | 12455 | NEWBORN ICU | 1899-12-31 | USD | 0 | Active | UNIVERSITY NEW MEXICO HOSPITAL
0000030000 | 1439854 | PRECISION MEDICAL INC | PM3000 | PM3000 | REGULATORS/ SUCTION |  |  | 017689 |  | 2017-06-15 | 12460 | PEDIATRIC ICU | 1899-12-31 | USD | 0 | Active | UNIVERSITY NEW MEXICO HOSPITAL
0000029993 | 1439649 | PRECISION MEDICAL INC | PM3000 | PM3000 | REGULATORS/ SUCTION |  |  | 17696 |  | 2017-06-15 | 12460 | PEDIATRIC ICU | 1899-12-31 | USD | 0 | Active | UNIVERSITY NEW MEXICO HOSPITAL
0000029858 | 1214789 | PRECISION MEDICAL INC | PM3000 | PM3000 | REGULATORS/ SUCTION |  |  | 017690 |  | 2017-06-15 | 12460 | PEDIATRIC ICU | 1899-12-31 | USD | 0 | Active | UNIVERSITY NEW MEXICO HOSPITAL
0000023528 | 1214358 | PRECISION MEDICAL INC | PM3000 | PM3000 | REGULATORS/ SUCTION |  |  | 3276 |  | 2017-06-15 | 12120 | MEDICAL/CARDIAC ICU | 1899-12-31 | USD | 0 | Active | UNIVERSITY NEW MEXICO HOSPITAL
0000023527 | 1214357 | PRECISION MEDICAL INC | PM3000 | PM3000 | REGULATORS/ SUCTION |  |  | 3279 |  | 2017-06-15 | 12120 | MEDICAL/CARDIAC ICU | 1899-12-31 | USD | 0 | Active | UNIVERSITY NEW MEXICO HOSPITAL
0000023693 | 1214377 | PRECISION MEDICAL INC | PM3000 | PM3000 | REGULATORS/ SUCTION |  |  | 3321 |  | 2017-06-15 | 12350 | CRC/CTC (5-E) | 1899-12-31 | USD | 0 | Active | UNIVERSITY NEW MEXICO HOSPITAL
0000023524 | 1214355 | PRECISION MEDICAL INC | PM3000 | PM3000 | REGULATORS/ SUCTION |  |  | 3274 |  | 2017-06-15 | 12120 | MEDICAL/CARDIAC ICU | 1899-12-31 | USD | 0 | Active | UNIVERSITY NEW MEXICO HOSPITAL
0000022941 | 1214303 | PRECISION MEDICAL INC | PM3000 | PM3000 | REGULATORS/ SUCTION |  |  | 1993 |  | 2017-06-15 | 70020 | ENDOSCOPY CENTER | 1899-12-31 | USD | 0 | Active | UNIVERSITY NEW MEXICO HOSPITAL
0000022940 | 1214302 | PRECISION MEDICAL INC | PM3000 | PM3000 | REGULATORS/ SUCTION |  |  | 1994 |  | 2017-06-15 | 12120 | MEDICAL/CARDIAC ICU | 1899-12-31 | USD | 0 | Active | UNIVERSITY NEW MEXICO HOSPITAL
0000023690 | 1214375 | PRECISION MEDICAL INC | PM3000 | PM3000 | REGULATORS/ SUCTION |  |  | 3334 |  | 2017-06-15 | 15040 | PACU (RECOVERY ROOM 1) | 1899-12-31 | USD | 0 | Active | UNIVERSITY NEW MEXICO HOSPITAL
0000023689 | 1142982 | PRECISION MEDICAL INC | PM3000 | PM3000 | REGULATORS/ SUCTION |  |  | 3327 |  | 2017-06-15 | 89025 | CLINICAL EDUCATION | 1899-12-31 | USD | 0 | Active | UNIVERSITY NEW MEXICO HOSPITAL
0000023516 | 1214351 | PRECISION MEDICAL INC | PM3000 | PM3000 | REGULATORS/ SUCTION |  |  | 3313 |  | 2017-06-15 | 12110 | NEUROSCIENCE ICU | 1899-12-31 | USD | 0 | Active | UNIVERSITY NEW MEXICO HOSPITAL
0000022938 | 1141985 | PRECISION MEDICAL INC | PM3000 | PM3000 | REGULATORS/ SUCTION |  |  | 1992 |  | 2017-06-15 | 12455 | NEWBORN ICU | 1899-12-31 | USD | 0 | Active | UNIVERSITY NEW MEXICO HOSPITAL
0000022891 | 1141236 | PRECISION MEDICAL INC | PM3000 | PM3000 | REGULATORS/ SUCTION |  |  | 2201 |  | 2017-06-15 | 71030 | HEART STATION | 1899-12-31 | USD | 0 | Active | UNIVERSITY NEW MEXICO HOSPITAL
0000023686 | 1142983 | PRECISION MEDICAL INC | PM3000 | PM3000 | REGULATORS/ SUCTION |  |  | 3326 |  | 2017-06-15 | 89025 | CLINICAL EDUCATION | 1899-12-31 | USD | 0 | Active | UNIVERSITY NEW MEXICO HOSPITAL
0000023514 | 1214350 | PRECISION MEDICAL INC | PM3000 | PM3000 | REGULATORS/ SUCTION |  |  | 3317 |  | 2017-06-15 | 21020 | PEDIATRIC EMERGENCY DEPARTMENT | 1899-12-31 | USD | 0 | Active | UNIVERSITY NEW MEXICO HOSPITAL
0000023513 | 1214349 | PRECISION MEDICAL INC | PM3000 | PM3000 | REGULATORS/ SUCTION |  |  | 3319 |  | 2017-06-15 | 12110 | NEUROSCIENCE ICU | 1899-12-31 | USD | 0 | Active | UNIVERSITY NEW MEXICO HOSPITAL
0000023512 | 1214348 | PRECISION MEDICAL INC | PM3000 | PM3000 | REGULATORS/ SUCTION |  |  | 3309 |  | 2017-06-15 | 12120 | MEDICAL/CARDIAC ICU | 1899-12-31 | USD | 0 | Active | UNIVERSITY NEW MEXICO HOSPITAL
0000022889 | 1214298 | PRECISION MEDICAL INC | PM3000 | PM3000 | REGULATORS/ SUCTION |  |  | 2205 |  | 2017-06-15 | 70020 | ENDOSCOPY CENTER | 1899-12-31 | USD | 0 | Active | UNIVERSITY NEW MEXICO HOSPITAL
0000022888 | 1142962 | PRECISION MEDICAL INC | PM3000 | PM3000 | REGULATORS/ SUCTION |  |  | 2202 |  | 2017-06-15 | 70020 | ENDOSCOPY CENTER | 1899-12-31 | USD | 0 | Active | UNIVERSITY NEW MEXICO HOSPITAL
0000022887 | 1214297 | PRECISION MEDICAL INC | PM3000 | PM3000 | REGULATORS/ SUCTION |  |  | 2204 |  | 2017-06-15 | 70020 | ENDOSCOPY CENTER | 1899-12-31 | USD | 0 | Active | UNIVERSITY NEW MEXICO HOSPITAL
0000023685 | 1214373 | PRECISION MEDICAL INC | PM3000 | PM3000 | REGULATORS/ SUCTION |  |  | 3325 |  | 2017-06-15 | 15065 | PRE-ANESTHESIA CLINIC | 1899-12-31 | USD | 0 | Active | UNIVERSITY NEW MEXICO HOSPITAL
0000023683 | 1003916 | PRECISION MEDICAL INC | PM3000 | PM3000 | REGULATORS/ SUCTION |  |  | 3328 |  | 2017-06-15 | 15040 | PACU (RECOVERY ROOM 1) | 1899-12-31 | USD | 0 | Active | UNIVERSITY NEW MEXICO HOSPITAL
0000023186 | 1214345 | PRECISION MEDICAL INC | PM3000 | PM3000 | REGULATORS/ SUCTION |  |  | 3315 |  | 2017-06-15 | 12110 | NEUROSCIENCE ICU | 1899-12-31 | USD | 0 | Active | UNIVERSITY NEW MEXICO HOSPITAL
0000022804 | 1214292 | PRECISION MEDICAL INC | PM3000 | PM3000 | REGULATORS/ SUCTION |  |  | 2164 |  | 2017-06-15 | 70020 | ENDOSCOPY CENTER | 1899-12-31 | USD | 0 | Active | UNIVERSITY NEW MEXICO HOSPITAL
0000023680 | 1003900 | PRECISION MEDICAL INC | PM3000 | PM3000 | REGULATORS/ SUCTION |  |  | 3330 |  | 2017-06-15 | 15040 | PACU (RECOVERY ROOM 1) | 1899-12-31 | USD | 0 | Active | UNIVERSITY NEW MEXICO HOSPITAL
0000023679 | 1003942 | PRECISION MEDICAL INC | PM3000 | PM3000 | REGULATORS/ SUCTION |  |  | 3335 |  | 2017-06-15 | 15055 | ANESTHESIA | 1899-12-31 | USD | 0 | Active | UNIVERSITY NEW MEXICO HOSPITAL
0000022802 | 1214291 | PRECISION MEDICAL INC | PM3000 | PM3000 | REGULATORS/ SUCTION |  |  | 2161 |  | 2017-06-15 | 70020 | ENDOSCOPY CENTER | 1899-12-31 | USD | 0 | Active | UNIVERSITY NEW MEXICO HOSPITAL
0000022740 | 1214286 | PRECISION MEDICAL INC | PM3000 | PM3000 | REGULATORS/ SUCTION |  |  | 2160 |  | 2017-06-15 | 12455 | NEWBORN ICU | 1899-12-31 | USD | 0 | Active | UNIVERSITY NEW MEXICO HOSPITAL
0000023678 | 1214370 | PRECISION MEDICAL INC | PM3000 | PM3000 | REGULATORS/ SUCTION |  |  | 3343 |  | 2017-06-15 | 71010 | PEDIATRIC CARDIOLOGY | 1899-12-31 | USD | 0 | Active | UNIVERSITY NEW MEXICO HOSPITAL
0000023677 | 1086870 | PRECISION MEDICAL INC | PM3000 | PM3000 | REGULATORS/ SUCTION |  |  | 3344 |  | 2017-06-15 | 71010 | PEDIATRIC CARDIOLOGY | 1899-12-31 | USD | 0 | Active | UNIVERSITY NEW MEXICO HOSPITAL
0000023676 | 1214368 | PRECISION MEDICAL INC | PM3000 | PM3000 | REGULATORS/ SUCTION |  |  | 3341 |  | 2017-06-15 | 71010 | PEDIATRIC CARDIOLOGY | 1899-12-31 | USD | 0 | Active | UNIVERSITY NEW MEXICO HOSPITAL
0000025016 | 1439932 | PRECISION MEDICAL INC | PM3000 | PM3000 | REGULATORS/ SUCTION |  |  | 4652 |  | 2017-06-15 | 12460 | PEDIATRIC ICU | 1899-12-31 | USD | 0 | Active | UNIVERSITY NEW MEXICO HOSPITAL
0000024428 | 1439928 | PRECISION MEDICAL INC | PM3000 | PM3000 | REGULATORS/ SUCTION |  |  | 4650 |  | 2017-06-15 | 12460 | PEDIATRIC ICU | 1899-12-31 | USD | 0 | Active | UNIVERSITY NEW MEXICO HOSPITAL
0000024427 | 1439924 | PRECISION MEDICAL INC | PM3000 | PM3000 | REGULATORS/ SUCTION |  |  | 4651 |  | 2017-06-15 | 12460 | PEDIATRIC ICU | 1899-12-31 | USD | 0 | Active | UNIVERSITY NEW MEXICO HOSPITAL
0000024426 | 1439936 | PRECISION MEDICAL INC | PM3000 | PM3000 | REGULATORS/ SUCTION |  |  | 4653 |  | 2017-06-15 | 12460 | PEDIATRIC ICU | 1899-12-31 | USD | 0 | Active | UNIVERSITY NEW MEXICO HOSPITAL
0000024425 | 1439927 | PRECISION MEDICAL INC | PM3000 | PM3000 | REGULATORS/ SUCTION |  |  | 4654 |  | 2017-06-15 | 12460 | PEDIATRIC ICU | 1899-12-31 | USD | 0 | Active | UNIVERSITY NEW MEXICO HOSPITAL
0000024424 | 1439951 | PRECISION MEDICAL INC | PM3000 | PM3000 | REGULATORS/ SUCTION |  |  | 4655 |  | 2017-06-15 | 12460 | PEDIATRIC ICU | 1899-12-31 | USD | 0 | Active | UNIVERSITY NEW MEXICO HOSPITAL
0000023675 | 1214367 | PRECISION MEDICAL INC | PM3000 | PM3000 | REGULATORS/ SUCTION |  |  | 3340 |  | 2017-06-15 | 71010 | PEDIATRIC CARDIOLOGY | 1899-12-31 | USD | 0 | Active | UNIVERSITY NEW MEXICO HOSPITAL
0000023674 | 1096875 | PRECISION MEDICAL INC | PM3000 | PM3000 | REGULATORS/ SUCTION |  |  | 3342 |  | 2017-06-15 | 71010 | PEDIATRIC CARDIOLOGY | 1899-12-31 | USD | 0 | Active | UNIVERSITY NEW MEXICO HOSPITAL
0000023673 | 1096872 | PRECISION MEDICAL INC | PM3000 | PM3000 | REGULATORS/ SUCTION |  |  | 3345 |  | 2017-06-15 | 71010 | PEDIATRIC CARDIOLOGY | 1899-12-31 | USD | 0 | Active | UNIVERSITY NEW MEXICO HOSPITAL
0000026007 | 1140349 | PRECISION MEDICAL INC | PM3000 | PM3000 | REGULATORS/ SUCTION |  |  | 5577 |  | 2017-06-15 | 12520 | MOTHER & BABY UNIT (3-E) BBRP | 1899-12-31 | USD | 0 | Active | UNIVERSITY NEW MEXICO HOSPITAL
0000027043 | 1214586 | PRECISION MEDICAL INC | PM3000 | PM3000 | REGULATORS/ SUCTION |  |  | 2218 |  | 2017-06-15 | 95700 | CLINICAL ENGINEERING | 1899-12-31 | USD | 0 | Active | UNIVERSITY NEW MEXICO HOSPITAL
0000025866 | 1214517 | PRECISION MEDICAL INC | PM3000 | PM3000 | REGULATORS/ SUCTION |  |  | 5573 |  | 2017-06-15 | 12360 | NEUROSCIENCE | 1899-12-31 | USD | 0 | Active | UNIVERSITY NEW MEXICO HOSPITAL
0000025865 | 1214516 | PRECISION MEDICAL INC | PM3000 | PM3000 | REGULATORS/ SUCTION |  |  | 5571 |  | 2017-06-15 | 12360 | NEUROSCIENCE | 1899-12-31 | USD | 0 | Active | UNIVERSITY NEW MEXICO HOSPITAL
0000025596 | 1214478 | PRECISION MEDICAL INC | PM3000 | PM3000 | REGULATORS/ SUCTION |  |  | 5575 |  | 2017-06-15 | 12220 | MED/SURG SUBACUTE (4-E) | 1899-12-31 | USD | 0 | Active | UNIVERSITY NEW MEXICO HOSPITAL
0000025595 | 1214477 | PRECISION MEDICAL INC | PM3000 | PM3000 | REGULATORS/ SUCTION |  |  | 5574 |  | 2017-06-15 | 34150 | PEDIATRICS CLINIC | 1899-12-31 | USD | 0 | Active | UNIVERSITY NEW MEXICO HOSPITAL
0000025355 | 1422007 | PRECISION MEDICAL INC | PM3000 | PM3000 | REGULATORS/ SUCTION |  |  | 2195 |  | 2017-06-15 | 12120 | MEDICAL/CARDIAC ICU | 1899-12-31 | USD | 0 | Active | UNIVERSITY NEW MEXICO HOSPITAL
0000027412 | 1214662 | PRECISION MEDICAL INC | PM3000 | PM3000 | REGULATORS/ SUCTION |  |  | 2215 |  | 2017-06-15 | 12340 | SURGICAL SPECIALITY UNIT (4-S) | 1899-12-31 | USD | 0 | Active | UNIVERSITY NEW MEXICO HOSPITAL
0000027394 | 1214661 | PRECISION MEDICAL INC | PM3000 | PM3000 | REGULATORS/ SUCTION |  |  | 2208 |  | 2017-06-15 | 12220 | MED/SURG SUBACUTE (4-E) | 1899-12-31 | USD | 0 | Active | UNIVERSITY NEW MEXICO HOSPITAL
0000027392 | 1214660 | PRECISION MEDICAL INC | PM3000 | PM3000 | REGULATORS/ SUCTION |  |  | 2217 |  | 2017-06-15 | 12340 | SURGICAL SPECIALITY UNIT (4-S) | 1899-12-31 | USD | 0 | Active | UNIVERSITY NEW MEXICO HOSPITAL
0000027333 | 1214638 | PRECISION MEDICAL INC | PM3000 | PM3000 | REGULATORS/ SUCTION |  |  | 6390 |  | 2017-06-15 | 12220 | MED/SURG SUBACUTE (4-E) | 1899-12-31 | USD | 0 | Active | UNIVERSITY NEW MEXICO HOSPITAL
0000027332 | 1142976 | PRECISION MEDICAL INC | PM3000 | PM3000 | REGULATORS/ SUCTION |  |  | 6388 |  | 2017-06-15 | 12220 | MED/SURG SUBACUTE (4-E) | 1899-12-31 | USD | 0 | Active | UNIVERSITY NEW MEXICO HOSPITAL
0000027390 | 1214659 | PRECISION MEDICAL INC | PM3000 | PM3000 | REGULATORS/ SUCTION |  |  | 2211 |  | 2017-06-15 | 12320 | GENERAL MEDICINE (5-W) | 1899-12-31 | USD | 0 | Active | UNIVERSITY NEW MEXICO HOSPITAL
0000027330 | 1214636 | PRECISION MEDICAL INC | PM3000 | PM3000 | REGULATORS/ SUCTION |  |  | 6386 |  | 2017-06-15 | 12220 | MED/SURG SUBACUTE (4-E) | 1899-12-31 | USD | 0 | Active | UNIVERSITY NEW MEXICO HOSPITAL
0000027284 | 1214627 | PRECISION MEDICAL INC | PM3000 | PM3000 | REGULATORS/ SUCTION |  |  | 4544 |  | 2017-06-15 | 12120 | MEDICAL/CARDIAC ICU | 1899-12-31 | USD | 0 | Active | UNIVERSITY NEW MEXICO HOSPITAL
0000027165 | 1214606 | PRECISION MEDICAL INC | PM3000 | PM3000 | REGULATORS/ SUCTION |  |  | 6015 |  | 2017-06-15 | 12360 | NEUROSCIENCE | 1899-12-31 | USD | 0 | Active | UNIVERSITY NEW MEXICO HOSPITAL
0000027164 | 1214605 | PRECISION MEDICAL INC | PM3000 | PM3000 | REGULATORS/ SUCTION |  |  | 6017 |  | 2017-06-15 | 15040 | PACU (RECOVERY ROOM 1) | 1899-12-31 | USD | 0 | Active | UNIVERSITY NEW MEXICO HOSPITAL
0000027111 | 1214602 | PRECISION MEDICAL INC | PM3000 | PM3000 | REGULATORS/ SUCTION |  |  | 2193 |  | 2017-06-15 | 12340 | SURGICAL SPECIALITY UNIT (4-S) | 1899-12-31 | USD | 0 | Active | UNIVERSITY NEW MEXICO HOSPITAL
0000027108 | 1214601 | PRECISION MEDICAL INC | PM3000 | PM3000 | REGULATORS/ SUCTION |  |  | 2206 |  | 2017-06-15 | 12340 | SURGICAL SPECIALITY UNIT (4-S) | 1899-12-31 | USD | 0 | Active | UNIVERSITY NEW MEXICO HOSPITAL
0000027095 | 1144228 | PRECISION MEDICAL INC | PM3000 | PM3000 | REGULATORS/ SUCTION |  |  | 2209 |  | 2017-06-15 | 12455 | NEWBORN ICU | 1899-12-31 | USD | 0 | Active | UNIVERSITY NEW MEXICO HOSPITAL
0000020107 | 1440339 | PRECISION MEDICAL INC | PM3000 | PM3000 | REGULATORS/ SUCTION |  |  | 3167 |  | 2017-06-15 | 12120 | MEDICAL/CARDIAC ICU | 1899-12-31 | USD | 0 | Active | UNIVERSITY NEW MEXICO HOSPITAL
0000020105 | 1214072 | PRECISION MEDICAL INC | PM3000 | PM3000 | REGULATORS/ SUCTION |  |  | 3164 |  | 2017-06-15 | 12120 | MEDICAL/CARDIAC ICU | 1899-12-31 | USD | 0 | Active | UNIVERSITY NEW MEXICO HOSPITAL
0000020953 | 1214143 | PRECISION MEDICAL INC | PM3000 | PM3000 | REGULATORS/ SUCTION |  |  | 2163 |  | 2017-06-15 | 12250 | ORTHOPEDICS (3-S) | 1899-12-31 | USD | 0 | Active | UNIVERSITY NEW MEXICO HOSPITAL
0000020952 | 1214142 | PRECISION MEDICAL INC | PM3000 | PM3000 | REGULATORS/ SUCTION |  |  | 2165 |  | 2017-06-15 | 21015 | ED-NORTH | 1899-12-31 | USD | 0 | Active | UNIVERSITY NEW MEXICO HOSPITAL
0000020951 | 1440365 | PRECISION MEDICAL INC | PM3000 | PM3000 | REGULATORS/ SUCTION |  |  | 2166 |  | 2017-06-15 | 12520 | MOTHER & BABY UNIT (3-E) BBRP | 1899-12-31 | USD | 0 | Active | UNIVERSITY NEW MEXICO HOSPITAL
0000020950 | 1214140 | PRECISION MEDICAL INC | PM3000 | PM3000 | REGULATORS/ SUCTION |  |  | 2159 |  | 2017-06-15 | 12340 | SURGICAL SPECIALITY UNIT (4-S) | 1899-12-31 | USD | 0 | Active | UNIVERSITY NEW MEXICO HOSPITAL
0000021232 | 1085596 | PRECISION MEDICAL INC | PM3000 | PM3000 | REGULATORS/ SUCTION |  |  | 2114 |  | 2017-06-15 | 70020 | ENDOSCOPY CENTER | 1899-12-31 | USD | 0 | Active | UNIVERSITY NEW MEXICO HOSPITAL
0000015353 | 1085347 | PRECISION MEDICAL INC | PM3000 | PM3000 | REGULATORS/ SUCTION |  |  | 2194 |  | 2017-06-15 | 15040 | PACU (RECOVERY ROOM 1) | 1899-12-31 | USD | 0 | Active | UNIVERSITY NEW MEXICO HOSPITAL
0000025695 | 1214505 | ALLIED HEALTHCARE PRODUCTS INC | ASPIRATOR | 3020 | ASPIRATORS |  |  | R8059 | 2016-11-29 | 2017-11-15 | 32055 | 1209 CLINIC | 1899-12-31 | USD | 0 | Active | UNIVERSITY NEW MEXICO HOSPITAL
0000025694 | 1214504 | ALLIED HEALTHCARE PRODUCTS INC | ASPIRATOR | 3020 | ASPIRATORS |  |  | R3515 | 2016-11-01 | 2017-11-15 | 32055 | 1209 CLINIC | 1899-12-31 | USD | 0 | Active | UNIVERSITY NEW MEXICO HOSPITAL
0000050829 | 1141068 | SONY CORP OF AMERICA | UP-51MD | UP-51MD | PRINTERS/ VIDEO |  |  | 14761 | 2004-12-01 | 2017-06-15 | 71520 | PULMONARY DIAGNOSTICS | 1899-12-31 | USD | 0 | Active | UNIVERSITY NEW MEXICO HOSPITAL
0000050916 | 1141082 | SONY CORP OF AMERICA | UP-51MD | UP-51MD | PRINTERS/ VIDEO |  |  | 14752 | 2004-12-01 | 2017-06-15 | 71520 | PULMONARY DIAGNOSTICS | 1899-12-31 | USD | 0 | Active | UNIVERSITY NEW MEXICO HOSPITAL
0000050935 | 1003808 | SONY CORP OF AMERICA | UP-51MD | UP-51MD | PRINTERS/ VIDEO |  |  | 18409 |  | 2017-06-15 | 15000 | OPERATING ROOM | 1899-12-31 | USD | 0 | Active | UNIVERSITY NEW MEXICO HOSPITAL
0000046264 | 1004392 | SONY CORP OF AMERICA | UP-51MD | UP-51MD | PRINTERS/ VIDEO |  |  | 16900 |  | 2017-06-15 | 15005 | OPERATING ROOM - BBRP | 1899-12-31 | USD | 0 | Active | UNIVERSITY NEW MEXICO HOSPITAL
0000046210 | 1077976 | SONY CORP OF AMERICA | UP-51MD | UP-51MD | PRINTERS/ VIDEO |  |  | 15942 | 2004-05-01 | 2017-06-15 | 15500 | OSIS OPERATING ROOM | 1899-12-31 | USD | 0 | Active | UNIVERSITY NEW MEXICO HOSPITAL
0000014368 | 1085298 | CODMAN & SHURTLEFF INC. | 243032 | 243032 | LIGHT SOURCES |  |  | 86 123 | 2017-07-14 | 2018-07-15 | 21015 | ED-NORTH | 1899-12-31 | USD | 0 | Active | UNIVERSITY NEW MEXICO HOSPITAL
0000046072 | 1216577 | GE HEALTHCARE | TRAM-RAC 4A | TRAM-RAC 4A | RACKS/ MODULE |  |  | G2ST2677G | 2005-05-04 | 2017-06-15 | 15515 | OSIS ANESTHESIA | 1899-12-31 | USD | 0 | Active | UNIVERSITY NEW MEXICO HOSPITAL
0000046071 | 1422120 | GE HEALTHCARE | TRAM-RAC 4A | TRAM-RAC 4A | RACKS/ MODULE |  |  | G2ST2676G | 2004-05-01 | 2017-06-15 | 15515 | OSIS ANESTHESIA | 1899-12-31 | USD | 0 | Active | UNIVERSITY NEW MEXICO HOSPITAL
0000046070 | 1421941 | GE HEALTHCARE | TRAM-RAC 4A | TRAM-RAC 4A | RACKS/ MODULE |  |  | G2ST2681G | 2005-05-04 | 2017-06-15 | 15515 | OSIS ANESTHESIA | 1899-12-31 | USD | 0 | Active | UNIVERSITY NEW MEXICO HOSPITAL
0000046069 | 1216574 | GE HEALTHCARE | TRAM-RAC 4A | TRAM-RAC 4A | RACKS/ MODULE |  |  | H2ST3071G | 2004-05-01 | 2017-06-15 | 21015 | ED-NORTH | 1899-12-31 | USD | 0 | Active | UNIVERSITY NEW MEXICO HOSPITAL
0000046914 | 1216812 | GE HEALTHCARE | TRAM-RAC 4A | TRAM-RAC 4A | RACKS/ MODULE |  |  | F3ST9122G | 2004-05-01 | 2017-06-15 | 12120 | MEDICAL/CARDIAC ICU | 1899-12-31 | USD | 0 | Active | UNIVERSITY NEW MEXICO HOSPITAL
0000043038 | 1422180 | GE HEALTHCARE | TRAM-RAC 4A | TRAM-RAC 4A | RACKS/ MODULE |  |  | K1ST6045G |  | 2017-06-15 | 12130 | TRAUMA/SURGICAL ICU | 1899-12-31 | USD | 0 | Active | UNIVERSITY NEW MEXICO HOSPITAL
0000043037 | 1083953 | GE HEALTHCARE | TRAM-RAC 4A | TRAM-RAC 4A | RACKS/ MODULE |  |  | L1ST6313G |  | 2017-06-15 | 12460 | PEDIATRIC ICU | 1899-12-31 | USD | 0 | Active | UNIVERSITY NEW MEXICO HOSPITAL
0000043036 | 1216261 | GE HEALTHCARE | TRAM-RAC 4A | TRAM-RAC 4A | RACKS/ MODULE |  |  | K1ST6043G | 2004-04-01 | 2017-06-15 | 12460 | PEDIATRIC ICU | 1899-12-31 | USD | 0 | Active | UNIVERSITY NEW MEXICO HOSPITAL
0000043035 | 1083955 | GE HEALTHCARE | TRAM-RAC 4A | TRAM-RAC 4A | RACKS/ MODULE |  |  | L1ST6314G |  | 2017-06-15 | 12120 | MEDICAL/CARDIAC ICU | 1899-12-31 | USD | 0 | Active | UNIVERSITY NEW MEXICO HOSPITAL
0000043034 | 1216259 | GE HEALTHCARE | TRAM-RAC 4A | TRAM-RAC 4A | RACKS/ MODULE |  |  | L1ST6320G | 2004-03-01 | 2017-06-15 | 12410 | PEDIATRIC SPECIALTY CARE | 1899-12-31 | USD | 0 | Active | UNIVERSITY NEW MEXICO HOSPITAL
0000043033 | 1216258 | GE HEALTHCARE | TRAM-RAC 4A | TRAM-RAC 4A | RACKS/ MODULE |  |  | L1ST6320G |  | 2017-06-15 | 12460 | PEDIATRIC ICU | 1899-12-31 | USD | 0 | Active | UNIVERSITY NEW MEXICO HOSPITAL
0000043032 | 1216257 | GE HEALTHCARE | TRAM-RAC 4A | TRAM-RAC 4A | RACKS/ MODULE |  |  | K1ST5988G | 2004-04-01 | 2017-06-15 | 12120 | MEDICAL/CARDIAC ICU | 1899-12-31 | USD | 0 | Active | UNIVERSITY NEW MEXICO HOSPITAL
0000043030 | 1422174 | GE HEALTHCARE | TRAM-RAC 4A | TRAM-RAC 4A | RACKS/ MODULE |  |  | K1ST5821G | 2004-04-01 | 2017-06-15 | 15000 | OPERATING ROOM | 1899-12-31 | USD | 0 | Active | UNIVERSITY NEW MEXICO HOSPITAL
0000043029 | 1439960 | GE HEALTHCARE | TRAM-RAC 4A | TRAM-RAC 4A | RACKS/ MODULE |  |  | K1ST5989G |  | 2017-06-15 | 12460 | PEDIATRIC ICU | 1899-12-31 | USD | 0 | Active | UNIVERSITY NEW MEXICO HOSPITAL
0000043028 | 1216254 | GE HEALTHCARE | TRAM-RAC 4A | TRAM-RAC 4A | RACKS/ MODULE |  |  | K1ST5985G |  | 2017-06-15 | 70020 | ENDOSCOPY CENTER | 1899-12-31 | USD | 0 | Active | UNIVERSITY NEW MEXICO HOSPITAL
0000043027 | 1083960 | GE HEALTHCARE | TRAM-RAC 4A | TRAM-RAC 4A | RACKS/ MODULE |  |  | L1ST6316G | 2004-04-01 | 2017-06-15 | 12460 | PEDIATRIC ICU | 1899-12-31 | USD | 0 | Active | UNIVERSITY NEW MEXICO HOSPITAL
0000043026 | 1004376 | GE HEALTHCARE | TRAM-RAC 4A | TRAM-RAC 4A | RACKS/ MODULE |  |  | L1ST5863G |  | 2017-06-15 | 12460 | PEDIATRIC ICU | 1899-12-31 | USD | 0 | Active | UNIVERSITY NEW MEXICO HOSPITAL
0000043025 | 1216252 | GE HEALTHCARE | TRAM-RAC 4A | TRAM-RAC 4A | RACKS/ MODULE |  |  | K1ST5863G | 2004-04-01 | 2017-06-15 | 12460 | PEDIATRIC ICU | 1899-12-31 | USD | 0 | Active | UNIVERSITY NEW MEXICO HOSPITAL
0000043113 | 1440301 | GE HEALTHCARE | TRAM-RAC 4A | TRAM-RAC 4A | RACKS/ MODULE |  |  | K1ST5836G | 2004-02-01 | 2017-06-15 | 12455 | NEWBORN ICU | 1899-12-31 | USD | 0 | Active | UNIVERSITY NEW MEXICO HOSPITAL
0000043112 | 11440123 | GE HEALTHCARE | TRAM-RAC 4A | TRAM-RAC 4A | RACKS/ MODULE |  |  | K1ST5866G | 2004-02-01 | 2017-06-15 | 12455 | NEWBORN ICU | 1899-12-31 | USD | 0 | Active | UNIVERSITY NEW MEXICO HOSPITAL
0000043111 | 1144541 | GE HEALTHCARE | TRAM-RAC 4A | TRAM-RAC 4A | RACKS/ MODULE |  |  | K1ST5865G | 2004-02-01 | 2017-06-15 | 12455 | NEWBORN ICU | 1899-12-31 | USD | 0 | Active | UNIVERSITY NEW MEXICO HOSPITAL
0000043110 | 1216279 | GE HEALTHCARE | TRAM-RAC 4A | TRAM-RAC 4A | RACKS/ MODULE |  |  | NONE | 2004-04-01 | 2017-06-15 | 12460 | PEDIATRIC ICU | 1899-12-31 | USD | 0 | Active | UNIVERSITY NEW MEXICO HOSPITAL
0000043109 | 1144803 | GE HEALTHCARE | TRAM-RAC 4A | TRAM-RAC 4A | RACKS/ MODULE |  |  | K1ST5864G | 2004-02-01 | 2017-06-15 | 12455 | NEWBORN ICU | 1899-12-31 | USD | 0 | Active | UNIVERSITY NEW MEXICO HOSPITAL
0000043108 | 1440056 | GE HEALTHCARE | TRAM-RAC 4A | TRAM-RAC 4A | RACKS/ MODULE |  |  | K1ST5833G | 2004-02-01 | 2017-06-15 | 12455 | NEWBORN ICU | 1899-12-31 | USD | 0 | Active | UNIVERSITY NEW MEXICO HOSPITAL
0000043107 | 1144797 | GE HEALTHCARE | TRAM-RAC 4A | TRAM-RAC 4A | RACKS/ MODULE |  |  | K1ST5834G | 2004-02-01 | 2017-06-15 | 12455 | NEWBORN ICU | 1899-12-31 | USD | 0 | Active | UNIVERSITY NEW MEXICO HOSPITAL
0000043106 | 1144146 | GE HEALTHCARE | TRAM-RAC 4A | TRAM-RAC 4A | RACKS/ MODULE |  |  | K1ST5832G | 2004-02-01 | 2017-06-15 | 12415 | INTERMEDIATE CARE NURSERY | 1899-12-31 | USD | 0 | Active | UNIVERSITY NEW MEXICO HOSPITAL
0000043117 | 1440117 | GE HEALTHCARE | TRAM-RAC 4A | TRAM-RAC 4A | RACKS/ MODULE |  |  | K1ST5868G | 2005-02-12 | 2017-06-15 | 12455 | NEWBORN ICU | 1899-12-31 | USD | 0 | Active | UNIVERSITY NEW MEXICO HOSPITAL
0000046068 | 1216573 | GE HEALTHCARE | TRAM-RAC 4A | TRAM-RAC 4A | RACKS/ MODULE |  |  | G2ST2674G | 2005-05-04 | 2017-06-15 | 15515 | OSIS ANESTHESIA | 1899-12-31 | USD | 0 | Active | UNIVERSITY NEW MEXICO HOSPITAL
0000046067 | 1216572 | GE HEALTHCARE | TRAM-RAC 4A | TRAM-RAC 4A | RACKS/ MODULE |  |  | G2ST268OG | 2005-05-04 | 2017-06-15 | 15005 | OPERATING ROOM - BBRP | 1899-12-31 | USD | 0 | Active | UNIVERSITY NEW MEXICO HOSPITAL
0000043916 | 1216450 | GE HEALTHCARE | TRAM-RAC 4A | TRAM-RAC 4A | RACKS/ MODULE |  |  | NONE | 2003-12-01 | 2017-06-15 | 89025 | CLINICAL EDUCATION | 1899-12-31 | USD | 0 | Active | UNIVERSITY NEW MEXICO HOSPITAL
0000043116 | 1144267 | GE HEALTHCARE | TRAM-RAC 4A | TRAM-RAC 4A | RACKS/ MODULE |  |  | K1ST5826G | 2005-02-25 | 2017-06-15 | 12455 | NEWBORN ICU | 1899-12-31 | USD | 0 | Active | UNIVERSITY NEW MEXICO HOSPITAL
0000043115 | 1440272 | GE HEALTHCARE | TRAM-RAC 4A | TRAM-RAC 4A | RACKS/ MODULE |  |  | K1ST5862G | 2004-02-01 | 2017-06-15 | 12455 | NEWBORN ICU | 1899-12-31 | USD | 0 | Active | UNIVERSITY NEW MEXICO HOSPITAL
0000043114 | 1440269 | GE HEALTHCARE | TRAM-RAC 4A | TRAM-RAC 4A | RACKS/ MODULE |  |  | K1ST5835G | 2004-02-01 | 2017-06-15 | 12455 | NEWBORN ICU | 1899-12-31 | USD | 0 | Active | UNIVERSITY NEW MEXICO HOSPITAL
0000033016 | 1143270 | GE HEALTHCARE | TRAM-RAC 4A | TRAM-RAC 4A | RACKS/ MODULE |  |  | J8ST6842G | 2004-07-01 | 2017-06-15 | 12110 | NEUROSCIENCE ICU | 1899-12-31 | USD | 0 | Active | UNIVERSITY NEW MEXICO HOSPITAL
0000033015 | 1162017 | GE HEALTHCARE | TRAM-RAC 4A | TRAM-RAC 4A | RACKS/ MODULE |  |  | J8ST6890G | 2004-07-01 | 2017-06-15 | 12455 | NEWBORN ICU | 1899-12-31 | USD | 0 | Active | UNIVERSITY NEW MEXICO HOSPITAL
0000033014 | 1422175 | GE HEALTHCARE | TRAM-RAC 4A | TRAM-RAC 4A | RACKS/ MODULE |  |  | J8ST6870G |  | 2017-06-15 | 12130 | TRAUMA/SURGICAL ICU | 1899-12-31 | USD | 0 | Active | UNIVERSITY NEW MEXICO HOSPITAL
0000033012 | 1422083 | GE HEALTHCARE | TRAM-RAC 4A | TRAM-RAC 4A | RACKS/ MODULE |  |  | J8ST6807G |  | 2017-06-15 | 12110 | NEUROSCIENCE ICU | 1899-12-31 | USD | 0 | Active | UNIVERSITY NEW MEXICO HOSPITAL
0000038434 | 1215499 | GE HEALTHCARE | TRAM-RAC 4A | TRAM-RAC 4A | RACKS/ MODULE |  |  | NONE | 2004-02-01 | 2017-06-15 | 12455 | NEWBORN ICU | 1899-12-31 | USD | 0 | Active | UNIVERSITY NEW MEXICO HOSPITAL
0000038433 | 1440093 | GE HEALTHCARE | TRAM-RAC 4A | TRAM-RAC 4A | RACKS/ MODULE |  |  | NONE | 2004-02-01 | 2017-06-15 | 12455 | NEWBORN ICU | 1899-12-31 | USD | 0 | Active | UNIVERSITY NEW MEXICO HOSPITAL
0000038432 | 1440018 | GE HEALTHCARE | TRAM-RAC 4A | TRAM-RAC 4A | RACKS/ MODULE |  |  | N/A | 2004-02-01 | 2017-06-15 | 12455 | NEWBORN ICU | 1899-12-31 | USD | 0 | Active | UNIVERSITY NEW MEXICO HOSPITAL
0000038430 | 1440031 | GE HEALTHCARE | TRAM-RAC 4A | TRAM-RAC 4A | RACKS/ MODULE |  |  | NONE | 2004-02-01 | 2017-06-15 | 12455 | NEWBORN ICU | 1899-12-31 | USD | 0 | Active | UNIVERSITY NEW MEXICO HOSPITAL
0000038429 | 1440046 | GE HEALTHCARE | TRAM-RAC 4A | TRAM-RAC 4A | RACKS/ MODULE |  |  | NONE | 2004-02-01 | 2017-06-15 | 12455 | NEWBORN ICU | 1899-12-31 | USD | 0 | Active | UNIVERSITY NEW MEXICO HOSPITAL
0000038428 | 1440128 | GE HEALTHCARE | TRAM-RAC 4A | TRAM-RAC 4A | RACKS/ MODULE |  |  | NONE | 2005-02-20 | 2017-06-15 | 12455 | NEWBORN ICU | 1899-12-31 | USD | 0 | Active | UNIVERSITY NEW MEXICO HOSPITAL
0000038427 | 1440279 | GE HEALTHCARE | TRAM-RAC 4A | TRAM-RAC 4A | RACKS/ MODULE |  |  | NONE | 2004-02-01 | 2017-06-15 | 12455 | NEWBORN ICU | 1899-12-31 | USD | 0 | Active | UNIVERSITY NEW MEXICO HOSPITAL
0000038426 | 1144774 | GE HEALTHCARE | TRAM-RAC 4A | TRAM-RAC 4A | RACKS/ MODULE |  |  | NONE | 2005-02-20 | 2017-06-15 | 12455 | NEWBORN ICU | 1899-12-31 | USD | 0 | Active | UNIVERSITY NEW MEXICO HOSPITAL
0000038425 | 1144275 | GE HEALTHCARE | TRAM-RAC 4A | TRAM-RAC 4A | RACKS/ MODULE |  |  | NONE | 2004-02-01 | 2017-06-15 | 12455 | NEWBORN ICU | 1899-12-31 | USD | 0 | Active | UNIVERSITY NEW MEXICO HOSPITAL
0000038424 | 1215491 | GE HEALTHCARE | TRAM-RAC 4A | TRAM-RAC 4A | RACKS/ MODULE |  |  | NONE | 2004-02-01 | 2017-06-15 | 12455 | NEWBORN ICU | 1899-12-31 | USD | 0 | Active | UNIVERSITY NEW MEXICO HOSPITAL
0000038423 | 1144778 | GE HEALTHCARE | TRAM-RAC 4A | TRAM-RAC 4A | RACKS/ MODULE |  |  | NONE | 2004-02-01 | 2017-06-15 | 12455 | NEWBORN ICU | 1899-12-31 | USD | 0 | Active | UNIVERSITY NEW MEXICO HOSPITAL
0000038422 | 1440126 | GE HEALTHCARE | TRAM-RAC 4A | TRAM-RAC 4A | RACKS/ MODULE |  |  | NONE | 2004-02-01 | 2017-06-15 | 12455 | NEWBORN ICU | 1899-12-31 | USD | 0 | Active | UNIVERSITY NEW MEXICO HOSPITAL
0000038421 | 1144553 | GE HEALTHCARE | TRAM-RAC 4A | TRAM-RAC 4A | RACKS/ MODULE |  |  | NONE | 2004-02-01 | 2017-06-15 | 12455 | NEWBORN ICU | 1899-12-31 | USD | 0 | Active | UNIVERSITY NEW MEXICO HOSPITAL
0000029765 | 1214782 | GE HEALTHCARE | TRAM-RAC 4A | TRAM-RAC 4A | RACKS/ MODULE |  |  | B8ST3456G | 2004-07-01 | 2017-06-15 | 21015 | ED-NORTH | 1899-12-31 | USD | 0 | Active | UNIVERSITY NEW MEXICO HOSPITAL
0000029759 | 1214779 | GE HEALTHCARE | TRAM-RAC 4A | TRAM-RAC 4A | RACKS/ MODULE |  |  | B8ST3554G | 2004-07-01 | 2017-06-15 | 21015 | ED-NORTH | 1899-12-31 | USD | 0 | Active | UNIVERSITY NEW MEXICO HOSPITAL
0000029755 | 1004940 | GE HEALTHCARE | TRAM-RAC 4A | TRAM-RAC 4A | RACKS/ MODULE |  |  | B8ST3479G |  | 2017-06-15 | 21015 | ED-NORTH | 1899-12-31 | USD | 0 | Active | UNIVERSITY NEW MEXICO HOSPITAL
0000029752 | 1214776 | GE HEALTHCARE | TRAM-RAC 4A | TRAM-RAC 4A | RACKS/ MODULE |  |  | B8ST3484G |  | 2017-06-15 | 21015 | ED-NORTH | 1899-12-31 | USD | 0 | Active | UNIVERSITY NEW MEXICO HOSPITAL
0000029766 | 1144544 | GE HEALTHCARE | TRAM-RAC 4A | TRAM-RAC 4A | RACKS/ MODULE |  |  | b8st3458g |  | 2017-06-15 | 95700 | CLINICAL ENGINEERING | 1899-12-31 | USD | 0 | Active | UNIVERSITY NEW MEXICO HOSPITAL
0000023078 | 1214328 | GE HEALTHCARE | TRAM-RAC 4A | TRAM-RAC 4A | RACKS/ MODULE |  |  | D5ST3502G | 2004-06-01 | 2017-06-15 | 15055 | ANESTHESIA | 1899-12-31 | USD | 0 | Active | UNIVERSITY NEW MEXICO HOSPITAL
0000023077 | 1214327 | GE HEALTHCARE | TRAM-RAC 4A | TRAM-RAC 4A | RACKS/ MODULE |  |  | B5ST3280G | 2004-06-01 | 2017-06-15 | 15055 | ANESTHESIA | 1899-12-31 | USD | 0 | Active | UNIVERSITY NEW MEXICO HOSPITAL
0000023076 | 1440237 | GE HEALTHCARE | TRAM-RAC 4A | TRAM-RAC 4A | RACKS/ MODULE |  |  | B5ST3273G | 2004-05-01 | 2017-06-15 | 12120 | MEDICAL/CARDIAC ICU | 1899-12-31 | USD | 0 | Active | UNIVERSITY NEW MEXICO HOSPITAL
0000023075 | 1214325 | GE HEALTHCARE | TRAM-RAC 4A | TRAM-RAC 4A | RACKS/ MODULE |  |  | D5ST3518G | 2004-06-01 | 2017-06-15 | 15055 | ANESTHESIA | 1899-12-31 | USD | 0 | Active | UNIVERSITY NEW MEXICO HOSPITAL
0000023074 | 1214324 | GE HEALTHCARE | TRAM-RAC 4A | TRAM-RAC 4A | RACKS/ MODULE |  |  | D5ST3519G | 2004-06-01 | 2017-06-15 | 15055 | ANESTHESIA | 1899-12-31 | USD | 0 | Active | UNIVERSITY NEW MEXICO HOSPITAL
0000023073 | 1004429 | GE HEALTHCARE | TRAM-RAC 4A | TRAM-RAC 4A | RACKS/ MODULE |  |  | D5ST3517G |  | 2017-06-15 | 15055 | ANESTHESIA | 1899-12-31 | USD | 0 | Active | UNIVERSITY NEW MEXICO HOSPITAL
0000023063 | 1447254 | GE HEALTHCARE | TRAM-RAC 4A | TRAM-RAC 4A | RACKS/ MODULE |  |  | D5ST3509G |  | 2017-06-15 | 15500 | OSIS OPERATING ROOM | 1899-12-31 | USD | 0 | Active | UNIVERSITY NEW MEXICO HOSPITAL
0000023046 | 1004414 | GE HEALTHCARE | TRAM-RAC 4A | TRAM-RAC 4A | RACKS/ MODULE |  |  | B5ST3198G |  | 2017-06-15 | 15055 | ANESTHESIA | 1899-12-31 | USD | 0 | Active | UNIVERSITY NEW MEXICO HOSPITAL
0000023045 | 1214314 | GE HEALTHCARE | TRAM-RAC 4A | TRAM-RAC 4A | RACKS/ MODULE |  |  | D5ST3516G | 2004-06-01 | 2017-06-15 | 15055 | ANESTHESIA | 1899-12-31 | USD | 0 | Active | UNIVERSITY NEW MEXICO HOSPITAL
0000024340 | 1214428 | GE HEALTHCARE | TRAM-RAC 4A | TRAM-RAC 4A | RACKS/ MODULE |  |  | D6ST5904G | 2004-06-01 | 2017-06-15 | 15055 | ANESTHESIA | 1899-12-31 | USD | 0 | Active | UNIVERSITY NEW MEXICO HOSPITAL
0000024339 | 1004399 | GE HEALTHCARE | TRAM-RAC 4A | TRAM-RAC 4A | RACKS/ MODULE |  |  | D6ST5883G |  | 2017-06-15 | 15055 | ANESTHESIA | 1899-12-31 | USD | 0 | Active | UNIVERSITY NEW MEXICO HOSPITAL
0000024212 | 1214427 | GE HEALTHCARE | TRAM-RAC 4A | TRAM-RAC 4A | RACKS/ MODULE |  |  | D6ST5907G | 2004-06-01 | 2017-06-15 | 15055 | ANESTHESIA | 1899-12-31 | USD | 0 | Active | UNIVERSITY NEW MEXICO HOSPITAL
0000024211 | 1214426 | GE HEALTHCARE | TRAM-RAC 4A | TRAM-RAC 4A | RACKS/ MODULE |  |  | D6ST5877G | 2004-06-01 | 2017-06-15 | 15055 | ANESTHESIA | 1899-12-31 | USD | 0 | Active | UNIVERSITY NEW MEXICO HOSPITAL
0000024210 | 1214425 | GE HEALTHCARE | TRAM-RAC 4A | TRAM-RAC 4A | RACKS/ MODULE |  |  | D6ST5908G | 2004-06-01 | 2017-06-15 | 15000 | OPERATING ROOM | 1899-12-31 | USD | 0 | Active | UNIVERSITY NEW MEXICO HOSPITAL
0000024209 | 1214424 | GE HEALTHCARE | TRAM-RAC 4A | TRAM-RAC 4A | RACKS/ MODULE |  |  | D6ST5884G | 2004-06-01 | 2017-06-15 | 15055 | ANESTHESIA | 1899-12-31 | USD | 0 | Active | UNIVERSITY NEW MEXICO HOSPITAL
0000024208 | 1214423 | GE HEALTHCARE | TRAM-RAC 4A | TRAM-RAC 4A | RACKS/ MODULE |  |  | D6ST5900G | 2004-05-01 | 2017-06-15 | 21015 | ED-NORTH | 1899-12-31 | USD | 0 | Active | UNIVERSITY NEW MEXICO HOSPITAL
0000024207 | 1439836 | GE HEALTHCARE | TRAM-RAC 4A | TRAM-RAC 4A | RACKS/ MODULE |  |  | D6ST5903G | 2004-06-01 | 2017-06-15 | 95700 | CLINICAL ENGINEERING | 1899-12-31 | USD | 0 | Active | UNIVERSITY NEW MEXICO HOSPITAL
0000024206 | 1439946 | GE HEALTHCARE | TRAM-RAC 4A | TRAM-RAC 4A | RACKS/ MODULE |  |  | D6ST5898G | 2004-04-01 | 2017-06-15 | 12460 | PEDIATRIC ICU | 1899-12-31 | USD | 0 | Active | UNIVERSITY NEW MEXICO HOSPITAL
0000024205 | 1214420 | GE HEALTHCARE | TRAM-RAC 4A | TRAM-RAC 4A | RACKS/ MODULE |  |  | D6ST5901G |  | 2017-06-15 | 15055 | ANESTHESIA | 1899-12-31 | USD | 0 | Active | UNIVERSITY NEW MEXICO HOSPITAL
0000024158 | 1214419 | GE HEALTHCARE | TRAM-RAC 4A | TRAM-RAC 4A | RACKS/ MODULE |  |  | D6ST5902G | 2004-06-01 | 2017-06-15 | 15055 | ANESTHESIA | 1899-12-31 | USD | 0 | Active | UNIVERSITY NEW MEXICO HOSPITAL
0000024157 | 1004333 | GE HEALTHCARE | TRAM-RAC 4A | TRAM-RAC 4A | RACKS/ MODULE |  |  | D6ST5891G |  | 2017-06-15 | 15055 | ANESTHESIA | 1899-12-31 | USD | 0 | Active | UNIVERSITY NEW MEXICO HOSPITAL
0000026208 | 1421992 | GE HEALTHCARE | TRAM-RAC 4A | TRAM-RAC 4A | RACKS/ MODULE |  |  | A7ST8189G | 2004-05-01 | 2017-06-15 | 12120 | MEDICAL/CARDIAC ICU | 1899-12-31 | USD | 0 | Active | UNIVERSITY NEW MEXICO HOSPITAL
0000026277 | 1214555 | GE HEALTHCARE | TRAM-RAC 4A | TRAM-RAC 4A | RACKS/ MODULE |  |  | C7ST8581G | 2004-05-01 | 2017-06-15 | 15055 | ANESTHESIA | 1899-12-31 | USD | 0 | Active | UNIVERSITY NEW MEXICO HOSPITAL
0000026272 | 1214554 | GE HEALTHCARE | TRAM-RAC 4A | TRAM-RAC 4A | RACKS/ MODULE |  |  | C7ST8578G | 2003-05-01 | 2017-06-15 | 15500 | OSIS OPERATING ROOM | 1899-12-31 | USD | 0 | Active | UNIVERSITY NEW MEXICO HOSPITAL
0000026218 | 1004425 | GE HEALTHCARE | TRAM-RAC 4A | TRAM-RAC 4A | RACKS/ MODULE |  |  | C7ST8582G |  | 2017-06-15 | 89025 | CLINICAL EDUCATION | 1899-12-31 | USD | 0 | Active | UNIVERSITY NEW MEXICO HOSPITAL
0000026213 | 1422162 | GE HEALTHCARE | TRAM-RAC 4A | TRAM-RAC 4A | RACKS/ MODULE |  |  | B7ST8489G | 2004-05-01 | 2017-06-15 | 12120 | MEDICAL/CARDIAC ICU | 1899-12-31 | USD | 0 | Active | UNIVERSITY NEW MEXICO HOSPITAL
0000018131 | 1214007 | GE HEALTHCARE | TRAM-RAC 4A | TRAM-RAC 4A | RACKS/ MODULE |  |  | K2SC0862G | 2003-05-01 | 2017-06-15 | 12120 | MEDICAL/CARDIAC ICU | 1899-12-31 | USD | 0 | Active | UNIVERSITY NEW MEXICO HOSPITAL
0000018060 | 1213999 | GE HEALTHCARE | TRAM-RAC 4A | TRAM-RAC 4A | RACKS/ MODULE |  |  | K2SC0841G | 2004-05-01 | 2017-06-15 | 12120 | MEDICAL/CARDIAC ICU | 1899-12-31 | USD | 0 | Active | UNIVERSITY NEW MEXICO HOSPITAL
0000020565 | 1439783 | GE HEALTHCARE | TRAM-RAC 4A | TRAM-RAC 4A | RACKS/ MODULE |  |  | A4ST1052G | 2004-04-01 | 2017-06-15 | 12460 | PEDIATRIC ICU | 1899-12-31 | USD | 0 | Active | UNIVERSITY NEW MEXICO HOSPITAL
0000020564 | 1422052 | GE HEALTHCARE | TRAM-RAC 4A | TRAM-RAC 4A | RACKS/ MODULE |  |  | B4ST1173G | 2004-05-01 | 2017-06-15 | 12120 | MEDICAL/CARDIAC ICU | 1899-12-31 | USD | 0 | Active | UNIVERSITY NEW MEXICO HOSPITAL
0000020563 | 1214107 | GE HEALTHCARE | TRAM-RAC 4A | TRAM-RAC 4A | RACKS/ MODULE |  |  | A4ST1121G | 2004-05-01 | 2017-06-15 | 12120 | MEDICAL/CARDIAC ICU | 1899-12-31 | USD | 0 | Active | UNIVERSITY NEW MEXICO HOSPITAL
0000020562 | 1214106 | GE HEALTHCARE | TRAM-RAC 4A | TRAM-RAC 4A | RACKS/ MODULE |  |  | A4ST1053G | 2004-07-01 | 2017-06-15 | 12110 | NEUROSCIENCE ICU | 1899-12-31 | USD | 0 | Active | UNIVERSITY NEW MEXICO HOSPITAL
0000020561 | 1422125 | GE HEALTHCARE | TRAM-RAC 4A | TRAM-RAC 4A | RACKS/ MODULE |  |  | B4ST1169G | 2004-05-01 | 2017-06-15 | 12120 | MEDICAL/CARDIAC ICU | 1899-12-31 | USD | 0 | Active | UNIVERSITY NEW MEXICO HOSPITAL
0000018022 | 1213993 | GE HEALTHCARE | TRAM-RAC 4A | TRAM-RAC 4A | RACKS/ MODULE |  |  | K2SC0849G | 2004-07-01 | 2017-06-15 | 12110 | NEUROSCIENCE ICU | 1899-12-31 | USD | 0 | Active | UNIVERSITY NEW MEXICO HOSPITAL
0000018020 | 1213992 | GE HEALTHCARE | TRAM-RAC 4A | TRAM-RAC 4A | RACKS/ MODULE |  |  | K2SC08596 | 2004-05-01 | 2017-06-15 | 12120 | MEDICAL/CARDIAC ICU | 1899-12-31 | USD | 0 | Active | UNIVERSITY NEW MEXICO HOSPITAL
0000020606 | 1214128 | GE HEALTHCARE | TRAM-RAC 4A | TRAM-RAC 4A | RACKS/ MODULE |  |  | B4ST1245G | 2004-06-01 | 2017-06-15 | 15500 | OSIS OPERATING ROOM | 1899-12-31 | USD | 0 | Active | UNIVERSITY NEW MEXICO HOSPITAL
0000020605 | 1214127 | GE HEALTHCARE | TRAM-RAC 4A | TRAM-RAC 4A | RACKS/ MODULE |  |  | B4ST1241G | 2004-05-01 | 2017-06-15 | 12120 | MEDICAL/CARDIAC ICU | 1899-12-31 | USD | 0 | Active | UNIVERSITY NEW MEXICO HOSPITAL
0000020604 | 1214126 | GE HEALTHCARE | TRAM-RAC 4A | TRAM-RAC 4A | RACKS/ MODULE |  |  | B4ST1242G | 2004-04-01 | 2017-06-15 | 12460 | PEDIATRIC ICU | 1899-12-31 | USD | 0 | Active | UNIVERSITY NEW MEXICO HOSPITAL
0000020603 | 1214125 | GE HEALTHCARE | TRAM-RAC 4A | TRAM-RAC 4A | RACKS/ MODULE |  | USED | B4ST1226G |  | 2017-06-15 | 12120 | MEDICAL/CARDIAC ICU | 1899-12-31 | USD | 0 | Active | UNIVERSITY NEW MEXICO HOSPITAL
0000020602 | 1422038 | GE HEALTHCARE | TRAM-RAC 4A | TRAM-RAC 4A | RACKS/ MODULE |  |  | B4ST1246G |  | 2017-06-15 | 12110 | NEUROSCIENCE ICU | 1899-12-31 | USD | 0 | Active | UNIVERSITY NEW MEXICO HOSPITAL
0000020601 | 1439991 | GE HEALTHCARE | TRAM-RAC 4A | TRAM-RAC 4A | RACKS/ MODULE |  |  | B4ST1211G | 2004-04-01 | 2017-06-15 | 12460 | PEDIATRIC ICU | 1899-12-31 | USD | 0 | Active | UNIVERSITY NEW MEXICO HOSPITAL
0000020598 | 1439911 | GE HEALTHCARE | TRAM-RAC 4A | TRAM-RAC 4A | RACKS/ MODULE |  |  | B4ST1212G | 2004-04-01 | 2017-06-15 | 12460 | PEDIATRIC ICU | 1899-12-31 | USD | 0 | Active | UNIVERSITY NEW MEXICO HOSPITAL
0000021007 | 1214160 | GE HEALTHCARE | TRAM-RAC 4A | TRAM-RAC 4A | RACKS/ MODULE |  |  | BTST1244G | 2004-04-01 | 2017-06-15 | 12460 | PEDIATRIC ICU | 1899-12-31 | USD | 0 | Active | UNIVERSITY NEW MEXICO HOSPITAL
0000021005 | 1439789 | GE HEALTHCARE | TRAM-RAC 4A | TRAM-RAC 4A | RACKS/ MODULE |  |  | B4ST1238G | 2004-04-01 | 2017-06-15 | 12460 | PEDIATRIC ICU | 1899-12-31 | USD | 0 | Active | UNIVERSITY NEW MEXICO HOSPITAL
0000021003 | 1439882 | GE HEALTHCARE | TRAM-RAC 4A | TRAM-RAC 4A | RACKS/ MODULE |  |  | B4ST1239G | 2004-04-01 | 2017-06-15 | 12460 | PEDIATRIC ICU | 1899-12-31 | USD | 0 | Active | UNIVERSITY NEW MEXICO HOSPITAL
0000020576 | 1439773 | GE HEALTHCARE | TRAM-RAC 4A | TRAM-RAC 4A | RACKS/ MODULE |  |  | A4ST1092G | 2004-04-01 | 2017-06-15 | 12460 | PEDIATRIC ICU | 1899-12-31 | USD | 0 | Active | UNIVERSITY NEW MEXICO HOSPITAL
0000020575 | 1421628 | GE HEALTHCARE | TRAM-RAC 4A | TRAM-RAC 4A | RACKS/ MODULE |  |  | A4ST1055G | 2004-05-01 | 2017-06-15 | 12110 | NEUROSCIENCE ICU | 1899-12-31 | USD | 0 | Active | UNIVERSITY NEW MEXICO HOSPITAL
0000021235 | 1214182 | GE HEALTHCARE | TRAM-RAC 4A | TRAM-RAC 4A | RACKS/ MODULE |  |  | H4ST2172G | 2004-07-01 | 2017-06-15 | 21015 | ED-NORTH | 1899-12-31 | USD | 0 | Active | UNIVERSITY NEW MEXICO HOSPITAL
0000021001 | 1439944 | GE HEALTHCARE | TRAM-RAC 4A | TRAM-RAC 4A | RACKS/ MODULE |  |  | B4ST1240G | 2004-04-01 | 2017-06-15 | 12460 | PEDIATRIC ICU | 1899-12-31 | USD | 0 | Active | UNIVERSITY NEW MEXICO HOSPITAL
0000020574 | 1440096 | GE HEALTHCARE | TRAM-RAC 4A | TRAM-RAC 4A | RACKS/ MODULE |  |  | B4ST1181G | 2004-05-01 | 2017-06-15 | 12455 | NEWBORN ICU | 1899-12-31 | USD | 0 | Active | UNIVERSITY NEW MEXICO HOSPITAL
0000020573 | 1214117 | GE HEALTHCARE | TRAM-RAC 4A | TRAM-RAC 4A | RACKS/ MODULE |  |  | A4ST1117G | 2004-06-01 | 2017-06-15 | 15055 | ANESTHESIA | 1899-12-31 | USD | 0 | Active | UNIVERSITY NEW MEXICO HOSPITAL
0000020571 | 1422135 | GE HEALTHCARE | TRAM-RAC 4A | TRAM-RAC 4A | RACKS/ MODULE |  |  | A4ST1146G | 2004-05-01 | 2017-06-15 | 12120 | MEDICAL/CARDIAC ICU | 1899-12-31 | USD | 0 | Active | UNIVERSITY NEW MEXICO HOSPITAL
0000020570 | 1214114 | GE HEALTHCARE | TRAM-RAC 4A | TRAM-RAC 4A | RACKS/ MODULE |  |  | A4ST1167G |  | 2017-06-15 | 15000 | OPERATING ROOM | 1899-12-31 | USD | 0 | Active | UNIVERSITY NEW MEXICO HOSPITAL
0000020569 | 1214113 | GE HEALTHCARE | TRAM-RAC 4A | TRAM-RAC 4A | RACKS/ MODULE |  |  | A4ST1113G | 2004-06-01 | 2017-06-15 | 15000 | OPERATING ROOM | 1899-12-31 | USD | 0 | Active | UNIVERSITY NEW MEXICO HOSPITAL
0000020613 | 1439910 | GE HEALTHCARE | TRAM-RAC 4A | TRAM-RAC 4A | RACKS/ MODULE |  |  | B4ST1243G | 2004-04-01 | 2017-06-15 | 12460 | PEDIATRIC ICU | 1899-12-31 | USD | 0 | Active | UNIVERSITY NEW MEXICO HOSPITAL
0000020568 | 1214112 | GE HEALTHCARE | TRAM-RAC 4A | TRAM-RAC 4A | RACKS/ MODULE |  |  | A4ST1147G | 2004-06-01 | 2017-06-15 | 15515 | OSIS ANESTHESIA | 1899-12-31 | USD | 0 | Active | UNIVERSITY NEW MEXICO HOSPITAL
0000020567 | 1439768 | GE HEALTHCARE | TRAM-RAC 4A | TRAM-RAC 4A | RACKS/ MODULE |  |  | A4ST1144G | 2004-04-01 | 2017-06-15 | 12460 | PEDIATRIC ICU | 1899-12-31 | USD | 0 | Active | UNIVERSITY NEW MEXICO HOSPITAL
0000020566 | 1214110 | GE HEALTHCARE | TRAM-RAC 4A | TRAM-RAC 4A | RACKS/ MODULE |  |  | A4ST1148G | 2004-05-01 | 2017-06-15 | 12120 | MEDICAL/CARDIAC ICU | 1899-12-31 | USD | 0 | Active | UNIVERSITY NEW MEXICO HOSPITAL
0000021850 | 1440036 | GE HEALTHCARE | TRAM-RAC 4A | TRAM-RAC 4A | RACKS/ MODULE |  |  | C5ST3439G | 2004-02-01 | 2017-06-15 | 12455 | NEWBORN ICU | 1899-12-31 | USD | 0 | Active | UNIVERSITY NEW MEXICO HOSPITAL
0000021848 | 1422107 | GE HEALTHCARE | TRAM-RAC 4A | TRAM-RAC 4A | RACKS/ MODULE |  |  | C5ST3460G | 2004-02-01 | 2017-06-15 | 12455 | NEWBORN ICU | 1899-12-31 | USD | 0 | Active | UNIVERSITY NEW MEXICO HOSPITAL
0000021846 | 1422479 | GE HEALTHCARE | TRAM-RAC 4A | TRAM-RAC 4A | RACKS/ MODULE |  |  | C5ST3425G | 2004-02-01 | 2017-06-15 | 12455 | NEWBORN ICU | 1899-12-31 | USD | 0 | Active | UNIVERSITY NEW MEXICO HOSPITAL
0000021844 | 1440040 | GE HEALTHCARE | TRAM-RAC 4A | TRAM-RAC 4A | RACKS/ MODULE |  |  | A5ST3028G | 2005-02-25 | 2017-06-15 | 12455 | NEWBORN ICU | 1899-12-31 | USD | 0 | Active | UNIVERSITY NEW MEXICO HOSPITAL
0000021813 | 1162034 | GE HEALTHCARE | TRAM-RAC 4A | TRAM-RAC 4A | RACKS/ MODULE |  |  | C5ST3362G | 2004-05-01 | 2017-06-15 | 95700 | CLINICAL ENGINEERING | 1899-12-31 | USD | 0 | Active | UNIVERSITY NEW MEXICO HOSPITAL
0000021842 | 1214256 | GE HEALTHCARE | TRAM-RAC 4A | TRAM-RAC 4A | RACKS/ MODULE |  |  | B5ST3182G | 2004-02-01 | 2017-06-15 | 21015 | ED-NORTH | 1899-12-31 | USD | 0 | Active | UNIVERSITY NEW MEXICO HOSPITAL
0000021835 | 1422138 | GE HEALTHCARE | TRAM-RAC 4A | TRAM-RAC 4A | RACKS/ MODULE |  |  | B5ST3302G | 2004-02-01 | 2017-06-15 | 95700 | CLINICAL ENGINEERING | 1899-12-31 | USD | 0 | Active | UNIVERSITY NEW MEXICO HOSPITAL
0000021833 | 1440260 | GE HEALTHCARE | TRAM-RAC 4A | TRAM-RAC 4A | RACKS/ MODULE |  |  | B5ST3265G | 2004-02-01 | 2017-06-15 | 12455 | NEWBORN ICU | 1899-12-31 | USD | 0 | Active | UNIVERSITY NEW MEXICO HOSPITAL
0000021831 | 1440133 | GE HEALTHCARE | TRAM-RAC 4A | TRAM-RAC 4A | RACKS/ MODULE |  |  | A5ST3125G | 2004-02-01 | 2017-06-15 | 12455 | NEWBORN ICU | 1899-12-31 | USD | 0 | Active | UNIVERSITY NEW MEXICO HOSPITAL
0000021854 | 1144824 | GE HEALTHCARE | TRAM-RAC 4A | TRAM-RAC 4A | RACKS/ MODULE |  |  | A5ST3130G | 2004-02-01 | 2017-06-15 | 12455 | NEWBORN ICU | 1899-12-31 | USD | 0 | Active | UNIVERSITY NEW MEXICO HOSPITAL
0000021829 | 1144545 | GE HEALTHCARE | TRAM-RAC 4A | TRAM-RAC 4A | RACKS/ MODULE |  |  | C5ST3395G | 2004-02-01 | 2017-06-15 | 70020 | ENDOSCOPY CENTER | 1899-12-31 | USD | 0 | Active | UNIVERSITY NEW MEXICO HOSPITAL
0000021852 | 1440262 | GE HEALTHCARE | TRAM-RAC 4A | TRAM-RAC 4A | RACKS/ MODULE |  |  | B5ST3242G | 2004-02-01 | 2017-06-15 | 12455 | NEWBORN ICU | 1899-12-31 | USD | 0 | Active | UNIVERSITY NEW MEXICO HOSPITAL
0000021827 | 1440304 | GE HEALTHCARE | TRAM-RAC 4A | TRAM-RAC 4A | RACKS/ MODULE |  |  | B5ST3181G | 2004-02-01 | 2017-06-15 | 12455 | NEWBORN ICU | 1899-12-31 | USD | 0 | Active | UNIVERSITY NEW MEXICO HOSPITAL
0000011044 | 1085224 | GE HEALTHCARE | TRAM-RAC 4A | TRAM-RAC 4A | RACKS/ MODULE |  |  | K2SC0840G |  | 2017-06-15 | 12120 | MEDICAL/CARDIAC ICU | 1899-12-31 | USD | 0 | Active | UNIVERSITY NEW MEXICO HOSPITAL
0000046458 | 1083936 | VERATHON INC | BLADDERSCAN (BVI-3000) | BLADDERSCAN (BVI-3000) | SCANNING SYSTEMS/ULTRASONIC/DIAGNOSTIC (BIOMED) |  |  | 03295440 | 2016-09-08 | 2017-09-15 | 34110 | WOMEN'S HEALTH CENTER | 1899-12-31 | USD | 0 | Active | UNIVERSITY NEW MEXICO HOSPITAL
0000046436 | 1003878 | VERATHON INC | BLADDERSCAN (BVI-3000) | BLADDERSCAN (BVI-3000) | SCANNING SYSTEMS/ULTRASONIC/DIAGNOSTIC (BIOMED) |  |  | 03305497 | 2017-02-13 | 2018-02-15 | 15040 | PACU (RECOVERY ROOM 1) | 1899-12-31 | USD | 0 | Active | UNIVERSITY NEW MEXICO HOSPITAL
33878 | 1085668 | VERATHON INC | BLADDERSCAN (BVI-3000) | BLADDERSCAN (BVI-3000) | SCANNING SYSTEMS/ULTRASONIC/DIAGNOSTIC (BIOMED) |  |  | 99124638 | 2016-11-21 | 2017-11-15 | 12240 | GENERAL SURGERY (6-S) | 1899-12-31 | USD | 0 | Active | UNIVERSITY NEW MEXICO HOSPITAL
0000050950 | 1163138 | WELCH ALLYN INC | SURETEMP PLUS (690) | SURETEMP PLUS (690) | THERMOMETERS/ ELECTRONIC |  |  | 04289613 |  | 2017-06-15 | 12455 | NEWBORN ICU | 1899-12-31 | USD | 0 | Active | UNIVERSITY NEW MEXICO HOSPITAL
0000050949 | 1163139 | WELCH ALLYN INC | SURETEMP PLUS (690) | SURETEMP PLUS (690) | THERMOMETERS/ ELECTRONIC |  |  | 04289871 |  | 2017-06-15 | 12455 | NEWBORN ICU | 1899-12-31 | USD | 0 | Active | UNIVERSITY NEW MEXICO HOSPITAL
0000051000 | 1440414 | WELCH ALLYN INC | SURETEMP PLUS (690) | SURETEMP PLUS (690) | THERMOMETERS/ ELECTRONIC |  |  | 04289610 |  | 2017-06-15 | 12455 | NEWBORN ICU | 1899-12-31 | USD | 0 | Active | UNIVERSITY NEW MEXICO HOSPITAL
0000049631 | 1141377 | ALLIED HEALTHCARE PRODUCTS INC | SCHUCO-VAC (S130P) | SCHUCO-VAC (S130P) | ASPIRATORS |  |  | 120200008819 | 2017-01-20 | 2018-01-15 | 95700 | CLINICAL ENGINEERING | 1899-12-31 | USD | 0 | Active | UNIVERSITY NEW MEXICO HOSPITAL
0000043556 | 1216390 | MEDASONICS INC | TRIA | TRIA | FETAL HEART DETECTORS/ ULTRASONIC |  |  | TS02474 |  | 2017-06-15 | 12455 | NEWBORN ICU | 1899-12-31 | USD | 0 | Active | UNIVERSITY NEW MEXICO HOSPITAL
0000052162 | 1217273 | SUN MEDICAL INC | MICRO STIM PLUS | MICRO STIM PLUS | STIMULATORS/ ELECTRICAL/ NEUROMUSCULAR |  |  | EG70365 |  | 2017-06-15 | 12110 | NEUROSCIENCE ICU | 1899-12-31 | USD | 0 | Active | UNIVERSITY NEW MEXICO HOSPITAL
0000049766 | 1216990 | SUN MEDICAL INC | MICRO STIM PLUS | MICRO STIM PLUS | STIMULATORS/ ELECTRICAL/ NEUROMUSCULAR |  |  | EF10641 |  | 2017-06-15 | 15055 | ANESTHESIA | 1899-12-31 | USD | 0 | Active | UNIVERSITY NEW MEXICO HOSPITAL
0000049765 | 1216989 | SUN MEDICAL INC | MICRO STIM PLUS | MICRO STIM PLUS | STIMULATORS/ ELECTRICAL/ NEUROMUSCULAR |  |  | EF10672 |  | 2017-06-15 | 15055 | ANESTHESIA | 1899-12-31 | USD | 0 | Active | UNIVERSITY NEW MEXICO HOSPITAL
0000049764 | 1216988 | SUN MEDICAL INC | MICRO STIM PLUS | MICRO STIM PLUS | STIMULATORS/ ELECTRICAL/ NEUROMUSCULAR |  |  | EG70362 |  | 2017-06-15 | 12120 | MEDICAL/CARDIAC ICU | 1899-12-31 | USD | 0 | Active | UNIVERSITY NEW MEXICO HOSPITAL
0000049763 | 1216987 | SUN MEDICAL INC | MICRO STIM PLUS | MICRO STIM PLUS | STIMULATORS/ ELECTRICAL/ NEUROMUSCULAR |  |  | EF10637 |  | 2017-06-15 | 15055 | ANESTHESIA | 1899-12-31 | USD | 0 | Active | UNIVERSITY NEW MEXICO HOSPITAL
0000049570 | 1216909 | SUN MEDICAL INC | MICRO STIM PLUS | MICRO STIM PLUS | STIMULATORS/ ELECTRICAL/ NEUROMUSCULAR |  |  | EF30235 |  | 2017-06-15 | 15055 | ANESTHESIA | 1899-12-31 | USD | 0 | Active | UNIVERSITY NEW MEXICO HOSPITAL
0000049498 | 1216883 | SUN MEDICAL INC | MICRO STIM PLUS | MICRO STIM PLUS | STIMULATORS/ ELECTRICAL/ NEUROMUSCULAR |  |  | EF30213 |  | 2017-06-15 | 15055 | ANESTHESIA | 1899-12-31 | USD | 0 | Active | UNIVERSITY NEW MEXICO HOSPITAL
0000049497 | 1216882 | SUN MEDICAL INC | MICRO STIM PLUS | MICRO STIM PLUS | STIMULATORS/ ELECTRICAL/ NEUROMUSCULAR |  |  | EF30219 |  | 2017-06-15 | 15055 | ANESTHESIA | 1899-12-31 | USD | 0 | Active | UNIVERSITY NEW MEXICO HOSPITAL
0000049485 | 1216877 | SUN MEDICAL INC | MICRO STIM PLUS | MICRO STIM PLUS | STIMULATORS/ ELECTRICAL/ NEUROMUSCULAR |  |  | EG70367 |  | 2017-06-15 | 15055 | ANESTHESIA | 1899-12-31 | USD | 0 | Active | UNIVERSITY NEW MEXICO HOSPITAL
0000049484 | 1216876 | SUN MEDICAL INC | MICRO STIM PLUS | MICRO STIM PLUS | STIMULATORS/ ELECTRICAL/ NEUROMUSCULAR |  |  | EF10707 |  | 2017-06-15 | 15055 | ANESTHESIA | 1899-12-31 | USD | 0 | Active | UNIVERSITY NEW MEXICO HOSPITAL
0000049483 | 1216875 | SUN MEDICAL INC | MICRO STIM PLUS | MICRO STIM PLUS | STIMULATORS/ ELECTRICAL/ NEUROMUSCULAR |  |  | EF10152 |  | 2017-06-15 | 15000 | OPERATING ROOM | 1899-12-31 | USD | 0 | Active | UNIVERSITY NEW MEXICO HOSPITAL
0000049479 | 1216874 | SUN MEDICAL INC | MICRO STIM PLUS | MICRO STIM PLUS | STIMULATORS/ ELECTRICAL/ NEUROMUSCULAR |  |  | EF90453 | 2004-07-01 | 2017-06-15 | 15000 | OPERATING ROOM | 1899-12-31 | USD | 0 | Active | UNIVERSITY NEW MEXICO HOSPITAL
0000021479 | 1214219 | SUN MEDICAL INC | MICRO STIM PLUS | MICRO STIM PLUS | STIMULATORS/ ELECTRICAL/ NEUROMUSCULAR |  |  | GB2055045 | 2005-07-26 | 2017-06-15 | 12110 | NEUROSCIENCE ICU | 1899-12-31 | USD | 0 | Active | UNIVERSITY NEW MEXICO HOSPITAL
0000038590 | 1215526 | DRAEGER MEDICAL INC | CV-755 | CV-755 | ROUTER/ SWITCH/ HUB |  |  | N755273 |  | 2017-06-15 | 34610 | OPHTHALMOLOGY ON SITE CLINIC | 1899-12-31 | USD | 0 | Active | UNIVERSITY NEW MEXICO HOSPITAL
| 385414 | HEWLETT-PACKARD CO | 6236B | 6236B | TESTERS |  |  | 1525A01397 | 2017-03-21 | 2018-03-15 | 95700 | CLINICAL ENGINEERING | 1899-12-31 | USD | 0 | Active | UNIVERSITY NEW MEXICO HOSPITAL
0000038947 | 1215596 | HAEMACURE CORP | HEMAMIX | HEMAMIX | TIMERS/ COAGULATION |  |  | 9985 | 2004-06-01 | 2017-06-15 | 15000 | OPERATING ROOM | 1899-12-31 | USD | 0 | Active | UNIVERSITY NEW MEXICO HOSPITAL
0000045318 | 1216496 | HENRY SCHEIN INC | CU-80 | CU-80 | ACRYLIC CURING UNITS/ DENTAL |  |  | AP11333/2001 |  | 2017-06-15 | 30030 | CTH OUTPATIENT CLINIC | 1899-12-31 | USD | 0 | Active | UNIVERSITY NEW MEXICO HOSPITAL
0000043389 | 1439532 | PRECISION MEDICAL INC | PM60 | PM60 | ASPIRATORS |  |  | 23362 | 2017-01-12 | 2018-01-15 | 95700 | CLINICAL ENGINEERING | 1899-12-31 | USD | 0 | Active | UNIVERSITY NEW MEXICO HOSPITAL
0000043438 | 1439512 | PRECISION MEDICAL INC | PM60 | PM60 | ASPIRATORS |  |  | 23365 | 2017-01-20 | 2018-01-15 | 95700 | CLINICAL ENGINEERING | 1899-12-31 | USD | 0 | Active | UNIVERSITY NEW MEXICO HOSPITAL
0000043413 | 1439529 | PRECISION MEDICAL INC | PM60 | PM60 | ASPIRATORS |  |  | 18763 | 2017-01-12 | 2018-01-15 | 95700 | CLINICAL ENGINEERING | 1899-12-31 | USD | 0 | Active | UNIVERSITY NEW MEXICO HOSPITAL
0000043412 | 1439513 | PRECISION MEDICAL INC | PM60 | PM60 | ASPIRATORS |  |  | 23350 | 2017-01-20 | 2018-01-15 | 95700 | CLINICAL ENGINEERING | 1899-12-31 | USD | 0 | Active | UNIVERSITY NEW MEXICO HOSPITAL
0000043411 | 1439547 | PRECISION MEDICAL INC | PM60 | PM60 | ASPIRATORS |  |  | 18757 | 2017-01-12 | 2018-01-15 | 95700 | CLINICAL ENGINEERING | 1899-12-31 | USD | 0 | Active | UNIVERSITY NEW MEXICO HOSPITAL
0000043435 | 1439531 | PRECISION MEDICAL INC | PM60 | PM60 | ASPIRATORS |  |  | 18744 | 2017-01-12 | 2018-01-15 | 95700 | CLINICAL ENGINEERING | 1899-12-31 | USD | 0 | Active | UNIVERSITY NEW MEXICO HOSPITAL
0000043410 | 1439533 | PRECISION MEDICAL INC | PM60 | PM60 | ASPIRATORS |  |  | 23358 | 2017-01-12 | 2018-01-15 | 95700 | CLINICAL ENGINEERING | 1899-12-31 | USD | 0 | Active | UNIVERSITY NEW MEXICO HOSPITAL
0000043409 | 1439544 | PRECISION MEDICAL INC | PM60 | PM60 | ASPIRATORS |  |  | 23364 | 2017-01-12 | 2018-01-15 | 95700 | CLINICAL ENGINEERING | 1899-12-31 | USD | 0 | Reactivated | UNIVERSITY NEW MEXICO HOSPITAL
0000043408 | 1439534 | PRECISION MEDICAL INC | PM60 | PM60 | ASPIRATORS |  |  | 23356 | 2017-01-12 | 2018-01-15 | 95700 | CLINICAL ENGINEERING | 1899-12-31 | USD | 0 | Active | UNIVERSITY NEW MEXICO HOSPITAL
0000043434 | 1439537 | PRECISION MEDICAL INC | PM60 | PM60 | ASPIRATORS |  |  | 23347 | 2017-01-12 | 2018-01-15 | 95700 | CLINICAL ENGINEERING | 1899-12-31 | USD | 0 | Active | UNIVERSITY NEW MEXICO HOSPITAL
0000043433 | 1439515 | PRECISION MEDICAL INC | PM60 | PM60 | ASPIRATORS |  |  | 18749 | 2017-01-12 | 2018-01-15 | 95700 | CLINICAL ENGINEERING | 1899-12-31 | USD | 0 | Active | UNIVERSITY NEW MEXICO HOSPITAL
0000043432 | 1439536 | PRECISION MEDICAL INC | PM60 | PM60 | ASPIRATORS |  |  | 18747 | 2017-01-12 | 2018-01-15 | 95700 | CLINICAL ENGINEERING | 1899-12-31 | USD | 0 | Active | UNIVERSITY NEW MEXICO HOSPITAL
0000043407 | 1439527 | PRECISION MEDICAL INC | PM60 | PM60 | ASPIRATORS |  |  | 18761 | 2017-01-12 | 2018-01-15 | 95700 | CLINICAL ENGINEERING | 1899-12-31 | USD | 0 | Active | UNIVERSITY NEW MEXICO HOSPITAL
0000043406 | 1439824 | PRECISION MEDICAL INC | PM60 | PM60 | ASPIRATORS |  |  | 23353 | 2017-01-20 | 2018-01-15 | 95700 | CLINICAL ENGINEERING | 1899-12-31 | USD | 0 | Active | UNIVERSITY NEW MEXICO HOSPITAL
0000043405 | 1439525 | PRECISION MEDICAL INC | PM60 | PM60 | ASPIRATORS |  |  | 23346 | 2017-01-12 | 2018-01-15 | 95700 | CLINICAL ENGINEERING | 1899-12-31 | USD | 0 | Reactivated | UNIVERSITY NEW MEXICO HOSPITAL
0000043431 | 1439519 | PRECISION MEDICAL INC | PM60 | PM60 | ASPIRATORS |  |  | 18772 | 2017-01-20 | 2018-01-15 | 95700 | CLINICAL ENGINEERING | 1899-12-31 | USD | 0 | Active | UNIVERSITY NEW MEXICO HOSPITAL
0000043430 | 1439521 | PRECISION MEDICAL INC | PM60 | PM60 | ASPIRATORS |  |  | 18777 | 2017-01-12 | 2018-01-15 | 95700 | CLINICAL ENGINEERING | 1899-12-31 | USD | 0 | Active | UNIVERSITY NEW MEXICO HOSPITAL
0000043429 | 1439522 | PRECISION MEDICAL INC | PM60 | PM60 | ASPIRATORS |  |  | 23366 | 2017-01-12 | 2018-01-15 | 95700 | CLINICAL ENGINEERING | 1899-12-31 | USD | 0 | Active | UNIVERSITY NEW MEXICO HOSPITAL
0000043404 | 1439528 | PRECISION MEDICAL INC | PM60 | PM60 | ASPIRATORS |  |  | 23348 | 2017-01-12 | 2018-01-15 | 95700 | CLINICAL ENGINEERING | 1899-12-31 | USD | 0 | Reactivated | UNIVERSITY NEW MEXICO HOSPITAL
0000043403 | 1216331 | PRECISION MEDICAL INC | PM60 | PM60 | ASPIRATORS |  |  | 23351 | 2017-01-12 | 2018-01-15 | 95700 | CLINICAL ENGINEERING | 1899-12-31 | USD | 0 | Active | UNIVERSITY NEW MEXICO HOSPITAL
0000043402 | 1439511 | PRECISION MEDICAL INC | PM60 | PM60 | ASPIRATORS |  |  | 18748 | 2017-01-20 | 2018-01-15 | 95700 | CLINICAL ENGINEERING | 1899-12-31 | USD | 0 | Active | UNIVERSITY NEW MEXICO HOSPITAL
0000043428 | 1439523 | PRECISION MEDICAL INC | PM60 | PM60 | ASPIRATORS |  |  | 23355 | 2017-01-12 | 2018-01-15 | 95700 | CLINICAL ENGINEERING | 1899-12-31 | USD | 0 | Active | UNIVERSITY NEW MEXICO HOSPITAL
0000043401 | 1439540 | PRECISION MEDICAL INC | PM60 | PM60 | ASPIRATORS |  |  | 18756 | 2017-01-12 | 2018-01-15 | 95700 | CLINICAL ENGINEERING | 1899-12-31 | USD | 0 | Active | UNIVERSITY NEW MEXICO HOSPITAL
0000043400 | 1439543 | PRECISION MEDICAL INC | PM60 | PM60 | ASPIRATORS |  |  | 23352 | 2017-01-12 | 2018-01-15 | 95700 | CLINICAL ENGINEERING | 1899-12-31 | USD | 0 | Active | UNIVERSITY NEW MEXICO HOSPITAL
0000043425 | 1439520 | PRECISION MEDICAL INC | PM60 | PM60 | ASPIRATORS |  |  | 18764 | 2017-01-12 | 2018-01-15 | 95700 | CLINICAL ENGINEERING | 1899-12-31 | USD | 0 | Active | UNIVERSITY NEW MEXICO HOSPITAL
0000043424 | 1439545 | PRECISION MEDICAL INC | PM60 | PM60 | ASPIRATORS |  |  | 18760 | 2017-01-12 | 2018-01-15 | 95700 | CLINICAL ENGINEERING | 1899-12-31 | USD | 0 | Active | UNIVERSITY NEW MEXICO HOSPITAL
0000043423 | 1439530 | PRECISION MEDICAL INC | PM60 | PM60 | ASPIRATORS |  |  | 18767 | 2017-01-12 | 2018-01-15 | 95700 | CLINICAL ENGINEERING | 1899-12-31 | USD | 0 | Active | UNIVERSITY NEW MEXICO HOSPITAL
0000043398 | 1216326 | PRECISION MEDICAL INC | PM60 | PM60 | ASPIRATORS |  |  | 23361 | 2017-01-12 | 2018-01-15 | 95700 | CLINICAL ENGINEERING | 1899-12-31 | USD | 0 | Active | UNIVERSITY NEW MEXICO HOSPITAL
0000043397 | 1439546 | PRECISION MEDICAL INC | PM60 | PM60 | ASPIRATORS |  |  | 23371 | 2017-01-12 | 2018-01-15 | 95700 | CLINICAL ENGINEERING | 1899-12-31 | USD | 0 | Active | UNIVERSITY NEW MEXICO HOSPITAL
0000043396 | 1439541 | PRECISION MEDICAL INC | PM60 | PM60 | ASPIRATORS |  |  | 23354 | 2017-01-12 | 2018-01-15 | 95700 | CLINICAL ENGINEERING | 1899-12-31 | USD | 0 | Active | UNIVERSITY NEW MEXICO HOSPITAL
0000043422 | 1144481 | PRECISION MEDICAL INC | PM60 | PM60 | ASPIRATORS |  |  | 18751 | 2017-01-12 | 2018-01-15 | 95700 | CLINICAL ENGINEERING | 1899-12-31 | USD | 0 | Reactivated | UNIVERSITY NEW MEXICO HOSPITAL
0000043421 | 1439538 | PRECISION MEDICAL INC | PM60 | PM60 | ASPIRATORS |  |  | 18745 | 2017-01-12 | 2018-01-15 | 95700 | CLINICAL ENGINEERING | 1899-12-31 | USD | 0 | Active | UNIVERSITY NEW MEXICO HOSPITAL
0000043420 | 1439517 | PRECISION MEDICAL INC | PM60 | PM60 | ASPIRATORS |  |  | 23368 | 2017-01-20 | 2018-01-15 | 95700 | CLINICAL ENGINEERING | 1899-12-31 | USD | 0 | Active | UNIVERSITY NEW MEXICO HOSPITAL
0000043395 | 1216323 | PRECISION MEDICAL INC | PM60 | PM60 | ASPIRATORS |  |  | 18766 | 2017-01-01 | 2018-01-15 | 95700 | CLINICAL ENGINEERING | 1899-12-31 | USD | 0 | Reactivated | UNIVERSITY NEW MEXICO HOSPITAL
0000043394 | 1439518 | PRECISION MEDICAL INC | PM60 | PM60 | ASPIRATORS |  |  | 18769 | 2017-01-20 | 2018-01-15 | 95700 | CLINICAL ENGINEERING | 1899-12-31 | USD | 0 | Active | UNIVERSITY NEW MEXICO HOSPITAL
0000043393 | 1163309 | PRECISION MEDICAL INC | PM60 | PM60 | ASPIRATORS |  |  | 18775 | 2017-01-12 | 2018-01-15 | 95700 | CLINICAL ENGINEERING | 1899-12-31 | USD | 0 | Active | UNIVERSITY NEW MEXICO HOSPITAL
0000043418 | 1439821 | PRECISION MEDICAL INC | PM60 | PM60 | ASPIRATORS |  |  | 23359 | 2017-01-12 | 2018-01-15 | 95700 | CLINICAL ENGINEERING | 1899-12-31 | USD | 0 | Active | UNIVERSITY NEW MEXICO HOSPITAL
0000043417 | 1439516 | PRECISION MEDICAL INC | PM60 | PM60 | ASPIRATORS |  |  | 18773 | 2017-01-20 | 2018-01-15 | 95700 | CLINICAL ENGINEERING | 1899-12-31 | USD | 0 | Active | UNIVERSITY NEW MEXICO HOSPITAL
0000043392 | 1216320 | PRECISION MEDICAL INC | PM60 | PM60 | ASPIRATORS |  |  | 23369 | 2017-01-01 | 2018-01-15 | 95700 | CLINICAL ENGINEERING | 1899-12-31 | USD | 0 | Active | UNIVERSITY NEW MEXICO HOSPITAL
0000043391 | 1403957 | PRECISION MEDICAL INC | PM60 | PM60 | ASPIRATORS |  |  | 18753 | 2017-01-25 | 2018-01-15 | 95700 | CLINICAL ENGINEERING | 1899-12-31 | USD | 0 | Active | UNIVERSITY NEW MEXICO HOSPITAL
0000043390 | 1439535 | PRECISION MEDICAL INC | PM60 | PM60 | ASPIRATORS |  |  | 23360 | 2017-01-12 | 2018-01-15 | 95700 | CLINICAL ENGINEERING | 1899-12-31 | USD | 0 | Active | UNIVERSITY NEW MEXICO HOSPITAL
0000043416 | 1439514 | PRECISION MEDICAL INC | PM60 | PM60 | ASPIRATORS |  |  | 23363 | 2017-01-20 | 2018-01-15 | 95700 | CLINICAL ENGINEERING | 1899-12-31 | USD | 0 | Active | UNIVERSITY NEW MEXICO HOSPITAL
0000043415 | 1439542 | PRECISION MEDICAL INC | PM60 | PM60 | ASPIRATORS |  |  | 18758 | 2017-01-12 | 2018-01-15 | 95700 | CLINICAL ENGINEERING | 1899-12-31 | USD | 0 | Active | UNIVERSITY NEW MEXICO HOSPITAL
0000043414 | 1439526 | PRECISION MEDICAL INC | PM60 | PM60 | ASPIRATORS |  |  | 23367 | 2017-01-12 | 2018-01-15 | 95700 | CLINICAL ENGINEERING | 1899-12-31 | USD | 0 | Active | UNIVERSITY NEW MEXICO HOSPITAL
0000045342 | 1141948 | MEDASONICS INC | TRIA II | TRIA II | BLOOD-FLOW DETECTORS/ ULTRASONIC |  |  | TS02991 |  | 2017-06-15 | 12210 | CORONARY CARE SUBACUTE | 1899-12-31 | USD | 0 | Active | UNIVERSITY NEW MEXICO HOSPITAL
0000049680 | 1216951 | PHILIPS HEALTHCARE | ODYSSEY LX | ODYSSEY LX | COMPUTERS |  |  | BZ0QV11 | 2004-08-02 | 2017-06-15 | 75045 | RADIOLOGY - NUCLEAR MED | 1899-12-31 | USD | 0 | Active | UNIVERSITY NEW MEXICO HOSPITAL
0000010706 | 1085162 | RELIANCE INC | 880H | 880H | CHAIRS/ EXAMINATION/ TREATMENT/ OPHTHALMOLOGY |  |  | 10870 | 2010-12-03 | 2017-06-15 | 34610 | OPHTHALMOLOGY ON SITE CLINIC | 1899-12-31 | USD | 0 | Active | UNIVERSITY NEW MEXICO HOSPITAL
| 385392 | FLUKE BIOMEDICAL CORP | 87 III | 87 III | DIGITAL MULTIMETERS |  |  | 78150436 | 2017-03-21 | 2018-03-15 | 95700 | CLINICAL ENGINEERING | 1899-12-31 | USD | 0 | Reactivated | UNIVERSITY NEW MEXICO HOSPITAL
0000052279 | 1144977 | GE HEALTHCARE | UNITY NETWORK ID | UNITY NETWORK ID | DATA MANAGEMENT SYSTEMS/ ECG |  | H398392 | SA905231843GA |  | 2017-06-15 | 12460 | PEDIATRIC ICU | 1899-12-31 | USD | 3500 | Active | UNIVERSITY NEW MEXICO HOSPITAL
0000021487 | 1214209 | RITTER MEDICAL PRODUCTS | F-160 | F-160 | CHAIRS/ EXAMINATION/ TREATMENT |  |  | 4F75L60116 | 2006-01-18 | 2017-06-15 | 32025 | FAMILY PRACTICE CLINIC | 1899-12-31 | USD | 0 | Active | UNIVERSITY NEW MEXICO HOSPITAL
0000010708 | 1085163 | KEELER INSTRUMENTS INC | 1961K1018 | 1961K1018 | HEADLIGHTS |  |  | NONE | 2006-12-14 | 2017-06-15 | 34610 | OPHTHALMOLOGY ON SITE CLINIC | 1899-12-31 | USD | 0 | Active | UNIVERSITY NEW MEXICO HOSPITAL
0000025697 | 1214506 | IMEX MEDICAL SYSTEMS INC | POCK-DOPOB | POCK-DOPOB | FETAL HEART DETECTORS/ ULTRASONIC |  |  | B011457 | 2004-01-01 | 2017-06-15 | 32025 | FAMILY PRACTICE CLINIC | 1899-12-31 | USD | 0 | Active | UNIVERSITY NEW MEXICO HOSPITAL
0000050943 | 1217157 | GE HEALTHCARE | DASH 2000 | DASH 2000 | MONITORING SYSTEMS/ PHYSIOLOGIC/ ACUTE CARE |  |  | 70004750 | 2016-09-21 | 2017-09-15 | 12240 | GENERAL SURGERY (6-S) | 1899-12-31 | USD | 0 | Active | UNIVERSITY NEW MEXICO HOSPITAL
0000050942 | 1162952 | GE HEALTHCARE | DASH 2000 | DASH 2000 | MONITORING SYSTEMS/ PHYSIOLOGIC/ ACUTE CARE |  |  | 70004751 | 2016-10-01 | 2017-10-15 | 34340 | PAIN CLINIC | 1899-12-31 | USD | 0 | Active | UNIVERSITY NEW MEXICO HOSPITAL
0000046066 | 1216571 | GE HEALTHCARE | DASH 2000 | DASH 2000 | MONITORING SYSTEMS/ PHYSIOLOGIC/ ACUTE CARE |  |  | H2DR5478N | 2017-05-15 | 2018-05-15 | 15510 | OSIS PACU | 1899-12-31 | USD | 0 | Active | UNIVERSITY NEW MEXICO HOSPITAL
0000046904 | 1216809 | GE HEALTHCARE | DASH 2000 | DASH 2000 | MONITORING SYSTEMS/ PHYSIOLOGIC/ ACUTE CARE |  |  | 70004049 | 2017-01-12 | 2018-01-15 | 34150 | PEDIATRICS CLINIC | 1899-12-31 | USD | 0 | Active | UNIVERSITY NEW MEXICO HOSPITAL
0000041875 | 1140970 | GE HEALTHCARE | DASH 2000 | DASH 2000 | MONITORING SYSTEMS/ PHYSIOLOGIC/ ACUTE CARE |  |  | C2DR4672N | 2016-09-15 | 2017-09-15 | 72040 | I/P HEMODIALYSIS | 1899-12-31 | USD | 0 | Active | UNIVERSITY NEW MEXICO HOSPITAL
101322 | 1140967 | GE HEALTHCARE | DASH 2000 | DASH 2000 | MONITORING SYSTEMS/ PHYSIOLOGIC/ ACUTE CARE |  |  | C2DR4674N | 2016-09-19 | 2017-09-15 | 72040 | I/P HEMODIALYSIS | 1899-12-31 | USD | 0 | Active | UNIVERSITY NEW MEXICO HOSPITAL
0000041873 | 1140968 | GE HEALTHCARE | DASH 2000 | DASH 2000 | MONITORING SYSTEMS/ PHYSIOLOGIC/ ACUTE CARE |  |  | C2DR4671N | 2016-09-15 | 2017-09-15 | 72040 | I/P HEMODIALYSIS | 1899-12-31 | USD | 0 | Active | UNIVERSITY NEW MEXICO HOSPITAL
0000041872 | 1140973 | GE HEALTHCARE | DASH 2000 | DASH 2000 | MONITORING SYSTEMS/ PHYSIOLOGIC/ ACUTE CARE |  |  | C2DR4673N | 2016-09-15 | 2017-09-15 | 72040 | I/P HEMODIALYSIS | 1899-12-31 | USD | 0 | Active | UNIVERSITY NEW MEXICO HOSPITAL
0000041714 | 1141076 | GE HEALTHCARE | DASH 2000 | DASH 2000 | MONITORING SYSTEMS/ PHYSIOLOGIC/ ACUTE CARE |  |  | K1DR3505N | 2016-09-08 | 2017-09-15 | 71520 | PULMONARY DIAGNOSTICS | 1899-12-31 | USD | 0 | Active | UNIVERSITY NEW MEXICO HOSPITAL
0000043359 | 1140269 | GE HEALTHCARE | DASH 2000 | DASH 2000 | MONITORING SYSTEMS/ PHYSIOLOGIC/ ACUTE CARE |  |  | C2DR4714N | 2016-11-14 | 2017-11-15 | 12330 | FAMILY PRACTICE (3-N) | 1899-12-31 | USD | 0 | Active | UNIVERSITY NEW MEXICO HOSPITAL
0000043354 | 1140840 | GE HEALTHCARE | DASH 2000 | DASH 2000 | MONITORING SYSTEMS/ PHYSIOLOGIC/ ACUTE CARE |  |  | C2DR4716 | 2016-08-17 | 2017-08-15 | 12220 | MED/SURG SUBACUTE (4-E) | 1899-12-31 | USD | 0 | Active | UNIVERSITY NEW MEXICO HOSPITAL
0000045442 | 1003805 | GE HEALTHCARE | DASH 2000 | DASH 2000 | MONITORING SYSTEMS/ PHYSIOLOGIC/ ACUTE CARE |  |  | 70000983 | 2016-07-25 | 2017-07-15 | 90120 | ADVANCED CLINICAL CARE | 1899-12-31 | USD | 0 | Active | UNIVERSITY NEW MEXICO HOSPITAL
0000045340 | 1140184 | GE HEALTHCARE | DASH 2000 | DASH 2000 | MONITORING SYSTEMS/ PHYSIOLOGIC/ ACUTE CARE |  |  | 70002164 | 2017-04-18 | 2018-04-15 | 12460 | PEDIATRIC ICU | 1899-12-31 | USD | 0 | Active | UNIVERSITY NEW MEXICO HOSPITAL
0000038420 | 1096364 | GE HEALTHCARE | DASH 2000 | DASH 2000 | MONITORING SYSTEMS/ PHYSIOLOGIC/ ACUTE CARE |  |  | F1DR2957N | 2017-04-06 | 2018-04-15 | 12460 | PEDIATRIC ICU | 1899-12-31 | USD | 0 | Active | UNIVERSITY NEW MEXICO HOSPITAL
0000038242 | 1142592 | GE HEALTHCARE | DASH 2000 | DASH 2000 | MONITORING SYSTEMS/ PHYSIOLOGIC/ ACUTE CARE |  |  | 10151685 | 2016-12-16 | 2017-12-15 | 34230 | SURGICAL SPECIALTIES | 1899-12-31 | USD | 0 | Active | UNIVERSITY NEW MEXICO HOSPITAL
0000038241 | 1141820 | GE HEALTHCARE | DASH 2000 | DASH 2000 | MONITORING SYSTEMS/ PHYSIOLOGIC/ ACUTE CARE |  |  | 101051684 | 2016-10-27 | 2017-10-15 | 12210 | CORONARY CARE SUBACUTE | 1899-12-31 | USD | 0 | Active | UNIVERSITY NEW MEXICO HOSPITAL
0000038030 | 1004521 | GE HEALTHCARE | DASH 2000 | DASH 2000 | MONITORING SYSTEMS/ PHYSIOLOGIC/ ACUTE CARE |  |  | J0DR1141N | 2017-06-27 | 2018-06-15 | 15055 | ANESTHESIA | 1899-12-31 | USD | 0 | Active | UNIVERSITY NEW MEXICO HOSPITAL
0000025661 | 1214494 | WELCH ALLYN INC | 76720 | 76720 | OPHTHALMOSCOPE/OTOSCOPES |  |  | NONE |  | 2017-06-15 | 32055 | 1209 CLINIC | 1899-12-31 | USD | 0 | Active | UNIVERSITY NEW MEXICO HOSPITAL
0000025660 | 1214493 | WELCH ALLYN INC | 76720 | 76720 | OPHTHALMOSCOPE/OTOSCOPES |  |  | NONE |  | 2017-06-15 | 32055 | 1209 CLINIC | 1899-12-31 | USD | 0 | Active | UNIVERSITY NEW MEXICO HOSPITAL
0000025659 | 1214492 | WELCH ALLYN INC | 76720 | 76720 | OPHTHALMOSCOPE/OTOSCOPES |  |  | NONE |  | 2017-06-15 | 32055 | 1209 CLINIC | 1899-12-31 | USD | 0 | Active | UNIVERSITY NEW MEXICO HOSPITAL
0000025658 | 1214491 | WELCH ALLYN INC | 76720 | 76720 | OPHTHALMOSCOPE/OTOSCOPES |  |  | NONE |  | 2017-06-15 | 32055 | 1209 CLINIC | 1899-12-31 | USD | 0 | Active | UNIVERSITY NEW MEXICO HOSPITAL
0000025657 | 1214490 | WELCH ALLYN INC | 76720 | 76720 | OPHTHALMOSCOPE/OTOSCOPES |  |  | NONE |  | 2017-06-15 | 32055 | 1209 CLINIC | 1899-12-31 | USD | 0 | Active | UNIVERSITY NEW MEXICO HOSPITAL
0000025656 | 1214489 | WELCH ALLYN INC | 76720 | 76720 | OPHTHALMOSCOPE/OTOSCOPES |  |  | NONE |  | 2017-06-15 | 32055 | 1209 CLINIC | 1899-12-31 | USD | 0 | Active | UNIVERSITY NEW MEXICO HOSPITAL
0000025655 | 1214488 | WELCH ALLYN INC | 76720 | 76720 | OPHTHALMOSCOPE/OTOSCOPES |  |  | NONE |  | 2017-06-15 | 32055 | 1209 CLINIC | 1899-12-31 | USD | 0 | Active | UNIVERSITY NEW MEXICO HOSPITAL
0000025654 | 1214487 | WELCH ALLYN INC | 76720 | 76720 | OPHTHALMOSCOPE/OTOSCOPES |  |  | NONE |  | 2017-06-15 | 32055 | 1209 CLINIC | 1899-12-31 | USD | 0 | Active | UNIVERSITY NEW MEXICO HOSPITAL
0000025653 | 1214486 | WELCH ALLYN INC | 76720 | 76720 | OPHTHALMOSCOPE/OTOSCOPES |  |  | NONE |  | 2017-06-15 | 32055 | 1209 CLINIC | 1899-12-31 | USD | 0 | Active | UNIVERSITY NEW MEXICO HOSPITAL
0000025652 | 1214485 | WELCH ALLYN INC | 76720 | 76720 | OPHTHALMOSCOPE/OTOSCOPES |  |  | NONE |  | 2017-06-15 | 32055 | 1209 CLINIC | 1899-12-31 | USD | 0 | Active | UNIVERSITY NEW MEXICO HOSPITAL
0000025651 | 1214484 | WELCH ALLYN INC | 76720 | 76720 | OPHTHALMOSCOPE/OTOSCOPES |  |  | NONE |  | 2017-06-15 | 32055 | 1209 CLINIC | 1899-12-31 | USD | 0 | Active | UNIVERSITY NEW MEXICO HOSPITAL
0000025650 | 1214483 | WELCH ALLYN INC | 76720 | 76720 | OPHTHALMOSCOPE/OTOSCOPES |  |  | NONE |  | 2017-06-15 | 32055 | 1209 CLINIC | 1899-12-31 | USD | 0 | Active | UNIVERSITY NEW MEXICO HOSPITAL
0000025649 | 1214482 | WELCH ALLYN INC | 76720 | 76720 | OPHTHALMOSCOPE/OTOSCOPES |  |  | NONE |  | 2017-06-15 | 32055 | 1209 CLINIC | 1899-12-31 | USD | 0 | Active | UNIVERSITY NEW MEXICO HOSPITAL
0000025670 | 1214503 | WELCH ALLYN INC | 76720 | 76720 | OPHTHALMOSCOPE/OTOSCOPES |  |  | NONE |  | 2017-06-15 | 32055 | 1209 CLINIC | 1899-12-31 | USD | 0 | Active | UNIVERSITY NEW MEXICO HOSPITAL
0000025669 | 1214502 | WELCH ALLYN INC | 76720 | 76720 | OPHTHALMOSCOPE/OTOSCOPES |  |  | NONE |  | 2017-06-15 | 32055 | 1209 CLINIC | 1899-12-31 | USD | 0 | Active | UNIVERSITY NEW MEXICO HOSPITAL
0000025668 | 1214501 | WELCH ALLYN INC | 76720 | 76720 | OPHTHALMOSCOPE/OTOSCOPES |  |  | NONE |  | 2017-06-15 | 32055 | 1209 CLINIC | 1899-12-31 | USD | 0 | Active | UNIVERSITY NEW MEXICO HOSPITAL
0000025667 | 1214500 | WELCH ALLYN INC | 76720 | 76720 | OPHTHALMOSCOPE/OTOSCOPES |  |  | NONE |  | 2017-06-15 | 32055 | 1209 CLINIC | 1899-12-31 | USD | 0 | Active | UNIVERSITY NEW MEXICO HOSPITAL
0000025666 | 1214499 | WELCH ALLYN INC | 76720 | 76720 | OPHTHALMOSCOPE/OTOSCOPES |  |  | NONE |  | 2017-06-15 | 32055 | 1209 CLINIC | 1899-12-31 | USD | 0 | Active | UNIVERSITY NEW MEXICO HOSPITAL
0000025665 | 1214498 | WELCH ALLYN INC | 76720 | 76720 | OPHTHALMOSCOPE/OTOSCOPES |  |  | NONE |  | 2017-06-15 | 32055 | 1209 CLINIC | 1899-12-31 | USD | 0 | Active | UNIVERSITY NEW MEXICO HOSPITAL
0000025664 | 1214497 | WELCH ALLYN INC | 76720 | 76720 | OPHTHALMOSCOPE/OTOSCOPES |  |  | NONE |  | 2017-06-15 | 32055 | 1209 CLINIC | 1899-12-31 | USD | 0 | Active | UNIVERSITY NEW MEXICO HOSPITAL
0000025663 | 1214496 | WELCH ALLYN INC | 76720 | 76720 | OPHTHALMOSCOPE/OTOSCOPES |  |  | NONE |  | 2017-06-15 | 32055 | 1209 CLINIC | 1899-12-31 | USD | 0 | Active | UNIVERSITY NEW MEXICO HOSPITAL
0000025662 | 1214495 | WELCH ALLYN INC | 76720 | 76720 | OPHTHALMOSCOPE/OTOSCOPES |  |  | NONE |  | 2017-06-15 | 32055 | 1209 CLINIC | 1899-12-31 | USD | 0 | Active | UNIVERSITY NEW MEXICO HOSPITAL
0000046588 | 1003541 | GE HEALTHCARE | SOLAR 8000I | SOLAR 8000I | MONITORING SYSTEMS/ PHYSIOLOGIC |  |  | F3G46197G | 2017-06-29 | 2018-06-15 | 15055 | ANESTHESIA | 1899-12-31 | USD | 0 | Active | UNIVERSITY NEW MEXICO HOSPITAL
0000027570 | 1214678 | R H BURTON CO | 1245000 | 1245000 | LIGHTS/ EXAMINATION |  |  | P9403600 | 2003-10-01 | 2017-06-15 | 32005 | YCHC GENERAL | 1899-12-31 | USD | 0 | Active | UNIVERSITY NEW MEXICO HOSPITAL
0000038627 | 1215535 | SMR (GLOBAL SURGICAL CORPORATION) | 900-113 | 900-113 | LIGHTS/ EXAMINATION |  |  | 9113-02103 |  | 2017-06-15 | 34230 | SURGICAL SPECIALTIES | 1899-12-31 | USD | 0 | Active | UNIVERSITY NEW MEXICO HOSPITAL
0000046442 | 1142520 | NEITZ | K11 | K11 | LIGHT SOURCES/ FIBEROPTIC |  |  | K11 | 2016-12-01 | 2017-12-15 | 34610 | OPHTHALMOLOGY ON SITE CLINIC | 1899-12-31 | USD | 0 | Active | UNIVERSITY NEW MEXICO HOSPITAL
0000046460 | 1141042 | AIRTECH | ATG 220UV | ATG 220UV | HOODS |  |  | 4663 | 2017-05-30 | 2017-11-15 | 71520 | PULMONARY DIAGNOSTICS | 1899-12-31 | USD | 0 | Active | UNIVERSITY NEW MEXICO HOSPITAL
0000021690 | 1096855 | AIRTECH | ATG 220UV | ATG 220UV | HOODS |  |  | 209504 | 2017-05-30 | 2017-11-15 | 9025 | CLINICAL AND TRANSLATIONAL SCIENCE CENTER (07) | 1899-12-31 | USD | 0 | Active | UNIVERSITY NEW MEXICO HOSPITAL
0000038651 | 1215540 | MIDMARK CORP | 1228-3 | 1228-3 | LIGHTS/ EXAMINATION |  |  | BR007245 |  | 2017-06-15 | 34520 | ORTHOPEDICS CLINIC | 1899-12-31 | USD | 0 | Active | UNIVERSITY NEW MEXICO HOSPITAL
0000050903 | 1217145 | GE HEALTHCARE | PRN-50 | PRN-50 | MODULES/ RECORDERS |  |  | D4PV9336G |  | 2017-06-15 | 12350 | CRC/CTC (5-E) | 1899-12-31 | USD | 0 | Active | UNIVERSITY NEW MEXICO HOSPITAL
0000041504 | 1422032 | GE HEALTHCARE | PRN-50 | PRN-50 | MODULES/ RECORDERS |  |  | J1PV9369G | 2004-05-01 | 2017-06-15 | 12120 | MEDICAL/CARDIAC ICU | 1899-12-31 | USD | 0 | Active | UNIVERSITY NEW MEXICO HOSPITAL
0000041879 | 1440356 | GE HEALTHCARE | PRN-50 | PRN-50 | MODULES/ RECORDERS |  |  | COPV4984GR | 2004-02-01 | 2017-06-15 | 12455 | NEWBORN ICU | 1899-12-31 | USD | 0 | Active | UNIVERSITY NEW MEXICO HOSPITAL
0000045436 | 1216533 | GE HEALTHCARE | PRN-50 | PRN-50 | MODULES/ RECORDERS |  |  | C3PU6056G |  | 2017-06-15 | 12210 | CORONARY CARE SUBACUTE | 1899-12-31 | USD | 0 | Active | UNIVERSITY NEW MEXICO HOSPITAL
0000043046 | 1077751 | GE HEALTHCARE | TRAM (451N) | TRAM (451N) | MODULES/ MULTIPARAMETERS |  |  | B1HB7855GR |  | 2017-06-15 | 12460 | PEDIATRIC ICU | 1899-12-31 | USD | 0 | Active | UNIVERSITY NEW MEXICO HOSPITAL
0000029911 | 1163203 | GE HEALTHCARE | TRAM (451N) | TRAM (451N) | MODULES/ MULTIPARAMETERS |  |  | B7HB2680GR | 2006-03-22 | 2017-06-15 | 15000 | OPERATING ROOM | 1899-12-31 | USD | 0 | Active | UNIVERSITY NEW MEXICO HOSPITAL
0000020974 | 1077749 | GE HEALTHCARE | TRAM (451N) | TRAM (451N) | MODULES/ MULTIPARAMETERS |  |  | A4S20501G | 2006-03-27 | 2017-06-15 | 15000 | OPERATING ROOM | 1899-12-31 | USD | 0 | Active | UNIVERSITY NEW MEXICO HOSPITAL
0000020990 | 1214154 | GE HEALTHCARE | TRAM (451N) | TRAM (451N) | MODULES/ MULTIPARAMETERS |  | FOUND | B4S20581G |  | 2017-06-15 | 71030 | HEART STATION | 1899-12-31 | USD | 0 | Active | UNIVERSITY NEW MEXICO HOSPITAL
0000028327 | 1214735 | VACUTRON | O.N.T | O.N.T | REGULATORS/ SUCTION |  |  | N/A |  | 2017-06-15 | 21015 | ED-NORTH | 1899-12-31 | USD | 0 | Active | UNIVERSITY NEW MEXICO HOSPITAL
0000033550 | 1215242 | TYCOS INSTRUMENTS INC DIV WELCH-ALLYN INC | 767 | 767 | SPHYGMOMANOMETERS |  |  | 9903101553 |  | 2017-06-15 | 21015 | ED-NORTH | 1899-12-31 | USD | 0 | Active | UNIVERSITY NEW MEXICO HOSPITAL
0000033549 | 1215241 | TYCOS INSTRUMENTS INC DIV WELCH-ALLYN INC | 767 | 767 | SPHYGMOMANOMETERS |  |  | 9902220515 |  | 2017-06-15 | 21015 | ED-NORTH | 1899-12-31 | USD | 0 | Active | UNIVERSITY NEW MEXICO HOSPITAL
0000033548 | 1215240 | TYCOS INSTRUMENTS INC DIV WELCH-ALLYN INC | 767 | 767 | SPHYGMOMANOMETERS |  |  | 9903101762 |  | 2017-06-15 | 21015 | ED-NORTH | 1899-12-31 | USD | 0 | Active | UNIVERSITY NEW MEXICO HOSPITAL
0000033547 | 1215239 | TYCOS INSTRUMENTS INC DIV WELCH-ALLYN INC | 767 | 767 | SPHYGMOMANOMETERS |  |  | 9903011786 |  | 2017-06-15 | 21015 | ED-NORTH | 1899-12-31 | USD | 0 | Active | UNIVERSITY NEW MEXICO HOSPITAL
0000034370 | 1215303 | TYCOS INSTRUMENTS INC DIV WELCH-ALLYN INC | 767 | 767 | SPHYGMOMANOMETERS |  |  | NONE |  | 2017-06-15 | 21015 | ED-NORTH | 1899-12-31 | USD | 0 | Active | UNIVERSITY NEW MEXICO HOSPITAL
0000034368 | 1004986 | TYCOS INSTRUMENTS INC DIV WELCH-ALLYN INC | 767 | 767 | SPHYGMOMANOMETERS |  |  | NONE |  | 2017-06-15 | 21015 | ED-NORTH | 1899-12-31 | USD | 0 | Active | UNIVERSITY NEW MEXICO HOSPITAL
0000036024 | 1215353 | TYCOS INSTRUMENTS INC DIV WELCH-ALLYN INC | 767 | 767 | SPHYGMOMANOMETERS |  |  | 9904282297 |  | 2017-06-15 | 21015 | ED-NORTH | 1899-12-31 | USD | 0 | Active | UNIVERSITY NEW MEXICO HOSPITAL
0000046863 | 1085503 | DYNATRONICS RESEARCH CORP | D950PLUS | D950PLUS | ULTRASOUND THERAPY SYSTEMS/ PHYSICAL THERAPY |  |  | 962320 | 2017-01-01 | 2018-01-15 | 76015 | REHABILITATION OUTPATIENT 1025 | 1899-12-31 | USD | 0 | Active | UNIVERSITY NEW MEXICO HOSPITAL
0000052025 | 1163311 | HELMER LABS INC | PAS24 | PAS24 | ROTATORS |  |  | 125450 |  | 2017-06-15 | 74070 | LAB - BLOOD BANK | 1899-12-31 | USD | 0 | Active | UNIVERSITY NEW MEXICO HOSPITAL
0000043987 | 1163373 | HELMER LABS INC | PAS24 | PAS24 | ROTATORS |  |  | NONE |  | 2017-06-15 | 74070 | LAB - BLOOD BANK | 1899-12-31 | USD | 0 | Active | UNIVERSITY NEW MEXICO HOSPITAL
0000033093 | 1215121 | DAZOR | 8MC-300 | 8MC-300 | LIGHTS/ EXAMINATION |  |  | NONE |  | 2017-06-15 | 60400 | CPC ACUTE SERVICES | 1899-12-31 | USD | 0 | Active | UNIVERSITY NEW MEXICO HOSPITAL
0000032065 | 1214860 | DAZOR | 8MC-300 | 8MC-300 | LIGHTS/ EXAMINATION |  |  | NONE |  | 2017-06-15 | 12480 | CTH REHAB-ORTHO UNIT | 1899-12-31 | USD | 0 | Active | UNIVERSITY NEW MEXICO HOSPITAL
0000034521 | 1215320 | WELCH ALLYN INC | 7600 SERIES | 7600 SERIES | OPHTHALMOSCOPE/OTOSCOPES |  |  | NONE |  | 2017-06-15 | 32025 | FAMILY PRACTICE CLINIC | 1899-12-31 | USD | 0 | Active | UNIVERSITY NEW MEXICO HOSPITAL
0000049551 | 1216899 | PARKS MEDICAL ELECTRONICS INC | 915BL | 915BL | DOPPLERS/ SURGICAL |  |  | N/A |  | 2017-06-15 | 15040 | PACU (RECOVERY ROOM 1) | 1899-12-31 | USD | 0 | Active | UNIVERSITY NEW MEXICO HOSPITAL
0000036134 | 1439691 | OLYMPUS AMERICA INC | BX50 | BX50 | MICROSCOPES |  |  | N/A | 2017-04-28 | 2018-04-15 | 12410 | PEDIATRIC SPECIALTY CARE | 1899-12-31 | USD | 0 | Reactivated | UNIVERSITY NEW MEXICO HOSPITAL
0000026691 | 1140707 | OLYMPUS AMERICA INC | CH30RF100 | CH30RF100 | MICROSCOPES |  |  | GL07794 | 2016-10-21 | 2017-10-15 | 34110 | WOMEN'S HEALTH CENTER | 1899-12-31 | USD | 0 | Active | UNIVERSITY NEW MEXICO HOSPITAL
0000027369 | 1142488 | OLYMPUS AMERICA INC | CH30RF100 | CH30RF100 | MICROSCOPES |  |  | 6G09152 | 2016-11-01 | 2017-11-15 | 32055 | 1209 CLINIC | 1899-12-31 | USD | 0 | Active | UNIVERSITY NEW MEXICO HOSPITAL
0000041636 | 1141681 | SCALE-TRONIX INC | 6002 | 6002 | SCALES/ PATIENT/ PLATFORM/ ELECTRONIC |  |  | 6002-4538 | 2016-10-05 | 2017-10-15 | 32030 | UNM LOBOCARE CLINIC | 1899-12-31 | USD | 0 | Active | UNIVERSITY NEW MEXICO HOSPITAL
0000025883 | 1141584 | SCALE-TRONIX INC | 6002 | 6002 | SCALES/ PATIENT/ PLATFORM/ ELECTRONIC |  |  | 1745 | 2016-10-01 | 2017-10-15 | 32050 | WESTSIDE FAMILY & SENIOR HLTH | 1899-12-31 | USD | 0 | Active | UNIVERSITY NEW MEXICO HOSPITAL
0000046509 | 1141264 | SONY CORP OF AMERICA | ICD MONITOR | ICD MONITOR | MONITORS/ MEDICAL GRADE DISPLAY |  |  | 2001824 |  | 2017-06-15 | 71030 | HEART STATION | 1899-12-31 | USD | 0 | Active | UNIVERSITY NEW MEXICO HOSPITAL
0000028085 | 1214732 | GE / MARQUETTE ELECTRONICS INC | MAC VUSTPR | MAC VUSTPR | POWER SUPPLIES |  |  | NONE |  | 2017-06-15 | 71030 | HEART STATION | 1899-12-31 | USD | 0 | Active | UNIVERSITY NEW MEXICO HOSPITAL
0000049529 | 1216891 | SONY CORP OF AMERICA | SLV-675HF | SLV-675HF | RECORDERS/ TAPE/ VIDEO |  |  | 125601 |  | 2017-06-15 | 34120 | REPRO/ENDO CLINIC | 1899-12-31 | USD | 0 | Active | UNIVERSITY NEW MEXICO HOSPITAL
0000038589 | 1215525 | SYMPHONIC | 6480 | 6480 | RECORDERS/ TAPE/ VIDEO |  |  | U15419054 |  | 2017-06-15 | 34610 | OPHTHALMOLOGY ON SITE CLINIC | 1899-12-31 | USD | 0 | Active | UNIVERSITY NEW MEXICO HOSPITAL
0000032639 | 1140705 | MIDMARK CORP | RITTER 75 EVOLUTION | RITTER 75 EVOLUTION | TABLES/ EXAMINATION/TREATMENT |  |  | KK003079 | 2010-10-28 | 2017-06-15 | 34110 | WOMEN'S HEALTH CENTER | 1899-12-31 | USD | 0 | Active | UNIVERSITY NEW MEXICO HOSPITAL
0000046352 | 1216672 | GE / MARQUETTE ELECTRONICS INC | 2333880 | 2333880 | PROBES |  |  | 925531YM6 | 2004-08-01 | 2017-06-15 | 34110 | WOMEN'S HEALTH CENTER | 1899-12-31 | USD | 0 | Active | UNIVERSITY NEW MEXICO HOSPITAL
0000023071 | 1214323 | GE / MARQUETTE ELECTRONICS INC | 7000-09 | 7000-09 | MODULES/ MULTIPARAMETERS |  |  | D5GP1336GS |  | 2017-06-15 | 15055 | ANESTHESIA | 1899-12-31 | USD | 0 | Active | UNIVERSITY NEW MEXICO HOSPITAL
0000023068 | 1214321 | GE / MARQUETTE ELECTRONICS INC | 7000-09 | 7000-09 | MODULES/ MULTIPARAMETERS |  |  | D5GP1338GS | 2012-10-17 | 2012-10-15 | 15055 | ANESTHESIA | 1899-12-31 | USD | 0 | Active | UNIVERSITY NEW MEXICO HOSPITAL
23184 | 1380061 | PRECISION MEDICAL INC | PM3400 | PM3400 | REGULATORS/ SUCTION |  |  | 3320 |  | 2017-06-15 | 12120 | MEDICAL/CARDIAC ICU | 1899-12-31 | USD | 0 | Active | UNIVERSITY NEW MEXICO HOSPITAL
0000050999 | 1141913 | PRECISION MEDICAL INC | PM3400 | PM3400 | REGULATORS/ SUCTION |  |  | 02718 |  | 2017-06-15 | 12415 | INTERMEDIATE CARE NURSERY | 1899-12-31 | USD | 0 | Active | UNIVERSITY NEW MEXICO HOSPITAL
0000050998 | 1439846 | PRECISION MEDICAL INC | PM3400 | PM3400 | REGULATORS/ SUCTION |  |  | 02720 |  | 2017-06-15 | 12415 | INTERMEDIATE CARE NURSERY | 1899-12-31 | USD | 0 | Active | UNIVERSITY NEW MEXICO HOSPITAL
0000050997 | 1144784 | PRECISION MEDICAL INC | PM3400 | PM3400 | REGULATORS/ SUCTION |  |  | 02722 |  | 2017-06-15 | 12415 | INTERMEDIATE CARE NURSERY | 1899-12-31 | USD | 0 | Active | UNIVERSITY NEW MEXICO HOSPITAL
0000050996 | 1440265 | PRECISION MEDICAL INC | PM3400 | PM3400 | REGULATORS/ SUCTION |  |  | 02719 |  | 2017-06-15 | 12455 | NEWBORN ICU | 1899-12-31 | USD | 0 | Active | UNIVERSITY NEW MEXICO HOSPITAL
0000050995 | 1144189 | PRECISION MEDICAL INC | PM3400 | PM3400 | REGULATORS/ SUCTION |  |  | 02721 |  | 2017-06-15 | 12415 | INTERMEDIATE CARE NURSERY | 1899-12-31 | USD | 0 | Active | UNIVERSITY NEW MEXICO HOSPITAL
0000050994 | 1217188 | PRECISION MEDICAL INC | PM3400 | PM3400 | REGULATORS/ SUCTION |  |  | 02726 |  | 2017-06-15 | 12455 | NEWBORN ICU | 1899-12-31 | USD | 0 | Active | UNIVERSITY NEW MEXICO HOSPITAL
0000050993 | 1141908 | PRECISION MEDICAL INC | PM3400 | PM3400 | REGULATORS/ SUCTION |  |  | 02724 |  | 2017-06-15 | 12415 | INTERMEDIATE CARE NURSERY | 1899-12-31 | USD | 0 | Active | UNIVERSITY NEW MEXICO HOSPITAL
0000050992 | 1144799 | PRECISION MEDICAL INC | PM3400 | PM3400 | REGULATORS/ SUCTION |  |  | 02723 |  | 2017-06-15 | 12455 | NEWBORN ICU | 1899-12-31 | USD | 0 | Active | UNIVERSITY NEW MEXICO HOSPITAL
0000050991 | 1144227 | PRECISION MEDICAL INC | PM3400 | PM3400 | REGULATORS/ SUCTION |  |  | 02717 |  | 2017-06-15 | 12455 | NEWBORN ICU | 1899-12-31 | USD | 0 | Active | UNIVERSITY NEW MEXICO HOSPITAL
0000050990 | 1217187 | PRECISION MEDICAL INC | PM3400 | PM3400 | REGULATORS/ SUCTION |  |  | 02725 |  | 2017-06-15 | 12415 | INTERMEDIATE CARE NURSERY | 1899-12-31 | USD | 0 | Active | UNIVERSITY NEW MEXICO HOSPITAL
0000041689 | 1440440 | PRECISION MEDICAL INC | PM3400 | PM3400 | REGULATORS/ SUCTION |  |  | 01644 |  | 2017-06-15 | 12455 | NEWBORN ICU | 1899-12-31 | USD | 0 | Active | UNIVERSITY NEW MEXICO HOSPITAL
0000041688 | 1144242 | PRECISION MEDICAL INC | PM3400 | PM3400 | REGULATORS/ SUCTION |  |  | 01634 |  | 2017-06-15 | 12455 | NEWBORN ICU | 1899-12-31 | USD | 0 | Active | UNIVERSITY NEW MEXICO HOSPITAL
0000041687 | 1440043 | PRECISION MEDICAL INC | PM3400 | PM3400 | REGULATORS/ SUCTION |  |  | 01643 |  | 2017-06-15 | 12455 | NEWBORN ICU | 1899-12-31 | USD | 0 | Active | UNIVERSITY NEW MEXICO HOSPITAL
0000041686 | 1216161 | PRECISION MEDICAL INC | PM3400 | PM3400 | REGULATORS/ SUCTION |  |  | 01635 |  | 2017-06-15 | 12455 | NEWBORN ICU | 1899-12-31 | USD | 0 | Active | UNIVERSITY NEW MEXICO HOSPITAL
0000041685 | 1141993 | PRECISION MEDICAL INC | PM3400 | PM3400 | REGULATORS/ SUCTION |  |  | 01641 |  | 2017-06-15 | 12455 | NEWBORN ICU | 1899-12-31 | USD | 0 | Active | UNIVERSITY NEW MEXICO HOSPITAL
0000041684 | 1144770 | PRECISION MEDICAL INC | PM3400 | PM3400 | REGULATORS/ SUCTION |  |  | 01638 |  | 2017-06-15 | 12455 | NEWBORN ICU | 1899-12-31 | USD | 0 | Active | UNIVERSITY NEW MEXICO HOSPITAL
0000041706 | 1440077 | PRECISION MEDICAL INC | PM3400 | PM3400 | REGULATORS/ SUCTION |  |  | 01648 | 2005-04-18 | 2017-06-15 | 12455 | NEWBORN ICU | 1899-12-31 | USD | 0 | Active | UNIVERSITY NEW MEXICO HOSPITAL
0000041705 | 1216171 | PRECISION MEDICAL INC | PM3400 | PM3400 | REGULATORS/ SUCTION |  |  | 01636 |  | 2017-06-15 | 12455 | NEWBORN ICU | 1899-12-31 | USD | 0 | Active | UNIVERSITY NEW MEXICO HOSPITAL
0000041704 | 1440038 | PRECISION MEDICAL INC | PM3400 | PM3400 | REGULATORS/ SUCTION |  |  | 01639 |  | 2017-06-15 | 12455 | NEWBORN ICU | 1899-12-31 | USD | 0 | Active | UNIVERSITY NEW MEXICO HOSPITAL
0000041703 | 1216169 | PRECISION MEDICAL INC | PM3400 | PM3400 | REGULATORS/ SUCTION |  |  | 01655 |  | 2017-06-15 | 12455 | NEWBORN ICU | 1899-12-31 | USD | 0 | Active | UNIVERSITY NEW MEXICO HOSPITAL
0000041702 | 1440267 | PRECISION MEDICAL INC | PM3400 | PM3400 | REGULATORS/ SUCTION |  |  | 01651 |  | 2017-06-15 | 12455 | NEWBORN ICU | 1899-12-31 | USD | 0 | Active | UNIVERSITY NEW MEXICO HOSPITAL
0000041701 | 1440338 | PRECISION MEDICAL INC | PM3400 | PM3400 | REGULATORS/ SUCTION |  |  | 01649 |  | 2017-06-15 | 12455 | NEWBORN ICU | 1899-12-31 | USD | 0 | Active | UNIVERSITY NEW MEXICO HOSPITAL
0000041700 | 1144926 | PRECISION MEDICAL INC | PM3400 | PM3400 | REGULATORS/ SUCTION |  |  | 01650 |  | 2017-06-15 | 12455 | NEWBORN ICU | 1899-12-31 | USD | 0 | Active | UNIVERSITY NEW MEXICO HOSPITAL
0000041698 | 1144153 | PRECISION MEDICAL INC | PM3400 | PM3400 | REGULATORS/ SUCTION |  |  | 01652 |  | 2017-06-15 | 12455 | NEWBORN ICU | 1899-12-31 | USD | 0 | Active | UNIVERSITY NEW MEXICO HOSPITAL
0000041697 | 1144913 | PRECISION MEDICAL INC | PM3400 | PM3400 | REGULATORS/ SUCTION |  |  | 01656 |  | 2017-06-15 | 12455 | NEWBORN ICU | 1899-12-31 | USD | 0 | Active | UNIVERSITY NEW MEXICO HOSPITAL
0000041696 | 1144238 | PRECISION MEDICAL INC | PM3400 | PM3400 | REGULATORS/ SUCTION |  |  | 01647 |  | 2017-06-15 | 12455 | NEWBORN ICU | 1899-12-31 | USD | 0 | Active | UNIVERSITY NEW MEXICO HOSPITAL
0000041695 | 1216166 | PRECISION MEDICAL INC | PM3400 | PM3400 | REGULATORS/ SUCTION |  |  | 01654 |  | 2017-06-15 | 21015 | ED-NORTH | 1899-12-31 | USD | 0 | Active | UNIVERSITY NEW MEXICO HOSPITAL
0000041694 | 1144253 | PRECISION MEDICAL INC | PM3400 | PM3400 | REGULATORS/ SUCTION |  |  | 01653 |  | 2017-06-15 | 12455 | NEWBORN ICU | 1899-12-31 | USD | 0 | Active | UNIVERSITY NEW MEXICO HOSPITAL
0000041693 | 1440014 | PRECISION MEDICAL INC | PM3400 | PM3400 | REGULATORS/ SUCTION |  |  | 01637 |  | 2017-06-15 | 12455 | NEWBORN ICU | 1899-12-31 | USD | 0 | Active | UNIVERSITY NEW MEXICO HOSPITAL
0000041692 | 1142965 | PRECISION MEDICAL INC | PM3400 | PM3400 | REGULATORS/ SUCTION |  |  | 01640 |  | 2017-06-15 | 12455 | NEWBORN ICU | 1899-12-31 | USD | 0 | Active | UNIVERSITY NEW MEXICO HOSPITAL
0000041691 | 1144927 | PRECISION MEDICAL INC | PM3400 | PM3400 | REGULATORS/ SUCTION |  |  | 01645 |  | 2017-06-15 | 12455 | NEWBORN ICU | 1899-12-31 | USD | 0 | Active | UNIVERSITY NEW MEXICO HOSPITAL
0000041690 | 1141988 | PRECISION MEDICAL INC | PM3400 | PM3400 | REGULATORS/ SUCTION |  |  | 01642 |  | 2017-06-15 | 12455 | NEWBORN ICU | 1899-12-31 | USD | 0 | Active | UNIVERSITY NEW MEXICO HOSPITAL
0000043789 | 1439582 | PRECISION MEDICAL INC | PM3400 | PM3400 | REGULATORS/ SUCTION |  |  | 02045 |  | 2017-06-15 | 12460 | PEDIATRIC ICU | 1899-12-31 | USD | 0 | Active | UNIVERSITY NEW MEXICO HOSPITAL
0000043782 | 1439702 | PRECISION MEDICAL INC | PM3400 | PM3400 | REGULATORS/ SUCTION |  |  | 02049 |  | 2017-06-15 | 12430 | GENERAL PEDIATRICS UNIT | 1899-12-31 | USD | 0 | Active | UNIVERSITY NEW MEXICO HOSPITAL
0000043781 | 1439590 | PRECISION MEDICAL INC | PM3400 | PM3400 | REGULATORS/ SUCTION |  |  | 02044 |  | 2017-06-15 | 12430 | GENERAL PEDIATRICS UNIT | 1899-12-31 | USD | 0 | Active | UNIVERSITY NEW MEXICO HOSPITAL
0000043780 | 1439575 | PRECISION MEDICAL INC | PM3400 | PM3400 | REGULATORS/ SUCTION |  |  | 02040 |  | 2017-06-15 | 12410 | PEDIATRIC SPECIALTY CARE | 1899-12-31 | USD | 0 | Active | UNIVERSITY NEW MEXICO HOSPITAL
0000043779 | 1439716 | PRECISION MEDICAL INC | PM3400 | PM3400 | REGULATORS/ SUCTION |  |  | 02041 |  | 2017-06-15 | 12430 | GENERAL PEDIATRICS UNIT | 1899-12-31 | USD | 0 | Active | UNIVERSITY NEW MEXICO HOSPITAL
0000043778 | 1439631 | PRECISION MEDICAL INC | PM3400 | PM3400 | REGULATORS/ SUCTION |  |  | 02043 |  | 2017-06-15 | 12430 | GENERAL PEDIATRICS UNIT | 1899-12-31 | USD | 0 | Active | UNIVERSITY NEW MEXICO HOSPITAL
0000013580 | 1085277 | GRASS INSTRUMENT CO | PS-3 | PS-3 | STIMULATORS/ PHOTIC/ VISUAL |  |  | NONE | 2016-09-07 | 2017-09-15 | 78010 | NEURODIAGNOSTICS LAB | 1899-12-31 | USD | 0 | Active | UNIVERSITY NEW MEXICO HOSPITAL
0000029545 | 1214764 | SIEMENS MEDICAL SYSTEMS INC | SIENET ISA | SIENET ISA | COMPUTERS |  |  | 23298 |  | 2017-06-15 | 15500 | OSIS OPERATING ROOM | 1899-12-31 | USD | 0 | Active | UNIVERSITY NEW MEXICO HOSPITAL
0000050701 | 1217093 | HILL-ROM INC | SURETEMP | 678 | THERMOMETERS/ ELECTRONIC |  |  | 02044234A |  | 2017-06-15 | 32040 | NE HEIGHTS CLINIC | 1899-12-31 | USD | 0 | Active | UNIVERSITY NEW MEXICO HOSPITAL
0000049414 | 1216859 | HILL-ROM INC | SURETEMP | 678 | THERMOMETERS/ ELECTRONIC |  |  | 02055149 |  | 2017-06-15 | 32040 | NE HEIGHTS CLINIC | 1899-12-31 | USD | 0 | Active | UNIVERSITY NEW MEXICO HOSPITAL
0000041766 | 1216186 | HILL-ROM INC | SURETEMP | 678 | THERMOMETERS/ ELECTRONIC |  |  | 01419128 |  | 2017-06-15 | 34520 | ORTHOPEDICS CLINIC | 1899-12-31 | USD | 0 | Active | UNIVERSITY NEW MEXICO HOSPITAL
0000043935 | 1142724 | HILL-ROM INC | SURETEMP | 678 | THERMOMETERS/ ELECTRONIC |  |  | 02405575 |  | 2017-06-15 | 34530 | ORTHOPAEDICS FACULTY CLINIC | 1899-12-31 | USD | 0 | Active | UNIVERSITY NEW MEXICO HOSPITAL
0000032873 | 1215076 | HILL-ROM INC | SURETEMP | 678 | THERMOMETERS/ ELECTRONIC |  |  | 3694546A |  | 2017-06-15 | 12415 | INTERMEDIATE CARE NURSERY | 1899-12-31 | USD | 0 | Active | UNIVERSITY NEW MEXICO HOSPITAL
0000032871 | 1215075 | HILL-ROM INC | SURETEMP | 678 | THERMOMETERS/ ELECTRONIC |  |  | 3694552A |  | 2017-06-15 | 12455 | NEWBORN ICU | 1899-12-31 | USD | 0 | Active | UNIVERSITY NEW MEXICO HOSPITAL
0000032869 | 1215074 | HILL-ROM INC | SURETEMP | 678 | THERMOMETERS/ ELECTRONIC |  |  | 3694550A |  | 2017-06-15 | 12455 | NEWBORN ICU | 1899-12-31 | USD | 0 | Active | UNIVERSITY NEW MEXICO HOSPITAL
0000032868 | 1215073 | HILL-ROM INC | SURETEMP | 678 | THERMOMETERS/ ELECTRONIC |  |  | 3694556A |  | 2017-06-15 | 12455 | NEWBORN ICU | 1899-12-31 | USD | 0 | Active | UNIVERSITY NEW MEXICO HOSPITAL
0000032867 | 1215072 | HILL-ROM INC | SURETEMP | 678 | THERMOMETERS/ ELECTRONIC |  |  | 36945543A |  | 2017-06-15 | 12455 | NEWBORN ICU | 1899-12-31 | USD | 0 | Active | UNIVERSITY NEW MEXICO HOSPITAL
0000032866 | 1215071 | HILL-ROM INC | SURETEMP | 678 | THERMOMETERS/ ELECTRONIC |  |  | 3694551A |  | 2017-06-15 | 12455 | NEWBORN ICU | 1899-12-31 | USD | 0 | Active | UNIVERSITY NEW MEXICO HOSPITAL
0000032863 | 1144260 | HILL-ROM INC | SURETEMP | 678 | THERMOMETERS/ ELECTRONIC |  |  | 3694548A |  | 2017-06-15 | 12455 | NEWBORN ICU | 1899-12-31 | USD | 0 | Active | UNIVERSITY NEW MEXICO HOSPITAL
0000033922 | 1215266 | HILL-ROM INC | SURETEMP | 678 | THERMOMETERS/ ELECTRONIC |  |  | 2690247 |  | 2017-06-15 | 12455 | NEWBORN ICU | 1899-12-31 | USD | 0 | Active | UNIVERSITY NEW MEXICO HOSPITAL
0000033908 | 1215264 | HILL-ROM INC | SURETEMP | 678 | THERMOMETERS/ ELECTRONIC |  |  | 2690256 |  | 2017-06-15 | 12360 | NEUROSCIENCE | 1899-12-31 | USD | 0 | Active | UNIVERSITY NEW MEXICO HOSPITAL
0000033385 | 1215194 | HILL-ROM INC | SURETEMP | 678 | THERMOMETERS/ ELECTRONIC |  |  | 1295684 |  | 2017-06-15 | 32040 | NE HEIGHTS CLINIC | 1899-12-31 | USD | 0 | Active | UNIVERSITY NEW MEXICO HOSPITAL
0000033230 | 1215191 | HILL-ROM INC | SURETEMP | 678 | THERMOMETERS/ ELECTRONIC |  |  | 3894988A |  | 2017-06-15 | 12350 | CRC/CTC (5-E) | 1899-12-31 | USD | 0 | Active | UNIVERSITY NEW MEXICO HOSPITAL
0000030125 | 1214830 | HILL-ROM INC | SURETEMP | 678 | THERMOMETERS/ ELECTRONIC |  |  | 1295775A |  | 2017-06-15 | 32040 | NE HEIGHTS CLINIC | 1899-12-31 | USD | 0 | Active | UNIVERSITY NEW MEXICO HOSPITAL
0000046926 | 1096552 | OLYMPUS AMERICA INC | CV-240 | CV-240 | VIDEO IMAGE PROCESSORS |  |  | 7037473 | 2003-09-01 | 2017-06-15 | 9025 | CLINICAL AND TRANSLATIONAL SCIENCE CENTER (07) | 1899-12-31 | USD | 0 | Active | UNIVERSITY NEW MEXICO HOSPITAL
0000044975 | 1216469 | WELCH ALLYN INC | 7670-02 | 7670-02 | SPHYGMOMANOMETERS |  |  | 0301090186 |  | 2017-06-15 | 12520 | MOTHER & BABY UNIT (3-E) BBRP | 1899-12-31 | USD | 0 | Active | UNIVERSITY NEW MEXICO HOSPITAL
0000034774 | 1215325 | WELCH ALLYN INC | 7670-02 | 7670-02 | SPHYGMOMANOMETERS |  |  | 9912301288 |  | 2017-06-15 | 21015 | ED-NORTH | 1899-12-31 | USD | 0 | Active | UNIVERSITY NEW MEXICO HOSPITAL
0000034772 | 1215324 | WELCH ALLYN INC | 7670-02 | 7670-02 | SPHYGMOMANOMETERS |  |  | 9912160440 |  | 2017-06-15 | 21015 | ED-NORTH | 1899-12-31 | USD | 0 | Active | UNIVERSITY NEW MEXICO HOSPITAL
0000046443 | 1077831 | CARL ZEISS INC MICROSCOPY & IMAGING SYSTEMS | OPMI 1 FC | OPMI 1 FC | MICROSCOPES/ LIGHT/ OPERATING |  |  | 178956 | 2016-11-28 | 2017-11-15 | 15500 | OSIS OPERATING ROOM | 1899-12-31 | USD | 0 | Reactivated | UNIVERSITY NEW MEXICO HOSPITAL
0000049829 | 1217009 | HAMILTON CO | E-SERIES | E-SERIES | TABLES/ EXAMINATION/TREATMENT |  |  | N/A |  | 2017-06-15 | 32065 | M & FP-NW VALLEY-1231 CAN | 1899-12-31 | USD | 0 | Active | UNIVERSITY NEW MEXICO HOSPITAL
0000049757 | 1216986 | HAMILTON CO | E-SERIES | E-SERIES | TABLES/ EXAMINATION/TREATMENT |  |  | N/A |  | 2017-06-15 | 34520 | ORTHOPEDICS CLINIC | 1899-12-31 | USD | 0 | Active | UNIVERSITY NEW MEXICO HOSPITAL
0000049756 | 1216985 | HAMILTON CO | E-SERIES | E-SERIES | TABLES/ EXAMINATION/TREATMENT |  |  | N/A |  | 2017-06-15 | 34520 | ORTHOPEDICS CLINIC | 1899-12-31 | USD | 0 | Active | UNIVERSITY NEW MEXICO HOSPITAL
0000049646 | 1216939 | HAMILTON CO | E-SERIES | E-SERIES | TABLES/ EXAMINATION/TREATMENT |  |  | NONE | 2004-12-17 | 2017-06-15 | 34520 | ORTHOPEDICS CLINIC | 1899-12-31 | USD | 0 | Active | UNIVERSITY NEW MEXICO HOSPITAL
0000049645 | 1216938 | HAMILTON CO | E-SERIES | E-SERIES | TABLES/ EXAMINATION/TREATMENT |  |  | NONE |  | 2017-06-15 | 34520 | ORTHOPEDICS CLINIC | 1899-12-31 | USD | 0 | Active | UNIVERSITY NEW MEXICO HOSPITAL
0000049641 | 1216934 | HAMILTON CO | E-SERIES | E-SERIES | TABLES/ EXAMINATION/TREATMENT |  |  | N/A |  | 2017-06-15 | 34520 | ORTHOPEDICS CLINIC | 1899-12-31 | USD | 0 | Active | UNIVERSITY NEW MEXICO HOSPITAL
0000033507 | 1215231 | HAMILTON CO | E-SERIES | E-SERIES | TABLES/ EXAMINATION/TREATMENT |  |  | NONE |  | 2017-06-15 | 30115 | SE HEIGHTS CLINIC-SAN PABLO | 1899-12-31 | USD | 0 | Active | UNIVERSITY NEW MEXICO HOSPITAL
0000034359 | 1215301 | HAMILTON CO | E-SERIES | E-SERIES | TABLES/ EXAMINATION/TREATMENT |  |  | NONE |  | 2017-06-15 | 34520 | ORTHOPEDICS CLINIC | 1899-12-31 | USD | 0 | Active | UNIVERSITY NEW MEXICO HOSPITAL
0000034358 | 1215300 | HAMILTON CO | E-SERIES | E-SERIES | TABLES/ EXAMINATION/TREATMENT |  |  | NONE |  | 2017-06-15 | 34520 | ORTHOPEDICS CLINIC | 1899-12-31 | USD | 0 | Active | UNIVERSITY NEW MEXICO HOSPITAL
0000041749 | 1141947 | J H EMERSON CO | 96-TDL | 96-TDL | WARMING UNITS/ PATIENT |  |  | 1068 | 2017-02-28 | 2018-02-15 | 12460 | PEDIATRIC ICU | 1899-12-31 | USD | 0 | Active | UNIVERSITY NEW MEXICO HOSPITAL
0000035168 | 1143381 | J H EMERSON CO | 96-TDL | 96-TDL | WARMING UNITS/ PATIENT |  |  | 1022 | 2017-05-01 | 2018-05-15 | 12130 | TRAUMA/SURGICAL ICU | 1899-12-31 | USD | 0 | Active | UNIVERSITY NEW MEXICO HOSPITAL
0000041817 | 1142629 | MIDMARK CORP | 305-004-210-1 | 305-004-210-1 | TABLES/ EXAMINATION/TREATMENT |  |  | JK001068 | 2009-11-23 | 2017-06-15 | 12000 | LABOR AND DELIVERY | 1899-12-31 | USD | 0 | Active | UNIVERSITY NEW MEXICO HOSPITAL
0000041816 | 1216194 | MIDMARK CORP | 305-004-210-1 | 305-004-210-1 | TABLES/ EXAMINATION/TREATMENT |  |  | JK001066 | 2003-11-01 | 2017-06-15 | 12000 | LABOR AND DELIVERY | 1899-12-31 | USD | 0 | Active | UNIVERSITY NEW MEXICO HOSPITAL
0000010578 | 1142754 | REICHERT-JUNG SCIENTIFIC INSTRUMENTS | 11082B | 11082B | PROJECTORS/ CHART/ EYE |  |  | 13960-0 | 2006-12-14 | 2017-06-15 | 34610 | OPHTHALMOLOGY ON SITE CLINIC | 1899-12-31 | USD | 0 | Active | UNIVERSITY NEW MEXICO HOSPITAL
0000046232 | 1216643 | SONY CORP OF AMERICA | UP-980 | UP-980 | MONITORS/ MEDICAL GRADE DISPLAY |  |  | AS0KO7 |  | 2017-06-15 | 15000 | OPERATING ROOM | 1899-12-31 | USD | 0 | Active | UNIVERSITY NEW MEXICO HOSPITAL
0000050921 | 1217150 | POWERWARE CORP | PW51151000USB | PW51151000USB | POWER SYSTEMS/ UNINTERRUPTIBLE |  |  | UW122A0105 | 2017-03-30 | 2018-03-15 | 12350 | CRC/CTC (5-E) | 1899-12-31 | USD | 0 | Active | UNIVERSITY NEW MEXICO HOSPITAL
0000041866 | 1144143 | SMITHS MEDICAL PM INC | CAPNOCHECK SLEEP | 9004-050 | CAPNOGRAPHS |  |  | 702953066 | 2017-02-01 | 2018-02-15 | 34015 | SLEEP DISORDERS CENTER 1101-2 | 1899-12-31 | USD | 0 | Reactivated | UNIVERSITY NEW MEXICO HOSPITAL
0000038492 | 1144113 | SMITHS MEDICAL PM INC | CAPNOCHECK SLEEP | 9004-050 | CAPNOGRAPHS |  |  | 701351057 | 2017-02-13 | 2018-02-15 | 95700 | CLINICAL ENGINEERING | 1899-12-31 | USD | 0 | Active | UNIVERSITY NEW MEXICO HOSPITAL
0000010935 | 1141386 | NIKON INC INSTRUMENT GROUP | ALPHAPHOT YS | ALPHAPHOT YS | MICROSCOPES |  |  | 135975 | 2016-10-20 | 2017-10-15 | 34120 | REPRO/ENDO CLINIC | 1899-12-31 | USD | 0 | Active | UNIVERSITY NEW MEXICO HOSPITAL
0000028189 | 1214734 | JVC PROFESSIONAL PRODUCTS CO | TM-9U | TM-9U | MONITORS/ VIDEO |  |  | 15804661 |  | 2017-06-15 | 15000 | OPERATING ROOM | 1899-12-31 | USD | 0 | Active | UNIVERSITY NEW MEXICO HOSPITAL
0000049721 | 1142717 | HEALTH-O-METER INC | 402464 | 402464 | SCALES/ PATIENT/ PLATFORM/ MECHANICAL |  |  | NONE | 2005-11-18 | 2017-06-15 | 3180-CDD | UNMMG - CENTER FOR DEVELOPMENT AND DISABILITIES | 1899-12-31 | USD | 0 | Active | UNIVERSITY NEW MEXICO HOSPITAL
0000041870 | 1162179 | SCALE-TRONIX INC | 5100 | 5100 | SCALES/ PATIENT/ PLATFORM/ ELECTRONIC |  | FOUND | 6002-4746 | 2017-01-03 | 2018-01-15 | 30030 | CTH OUTPATIENT CLINIC | 1899-12-31 | USD | 0 | Active | UNIVERSITY NEW MEXICO HOSPITAL
0000033412 | 1144746 | SCALE-TRONIX INC | 5100 | 5100 | SCALES/ PATIENT/ PLATFORM/ ELECTRONIC |  |  | 51-0461 | 2017-02-01 | 2018-02-15 | 34015 | SLEEP DISORDERS CENTER 1101-2 | 1899-12-31 | USD | 0 | Active | UNIVERSITY NEW MEXICO HOSPITAL
0000052112 | 1217252 | SAMMONS PRESTON INC | NO MODEL NAME | NO MODEL NUMBER | SCALES/ PATIENT/ PLATFORM/ MECHANICAL |  | H395221 | NONE | 2005-05-06 | 2017-06-15 | 34315 | CLINICAL NEUROSCIENCE CENTER | 1899-12-31 | USD | 348.33 | Active | UNIVERSITY NEW MEXICO HOSPITAL
000BPGAUGE | 1220059 | NOT ASSIGNED | NO MODEL NAME | NO MODEL NUMBER | SPHYGMOMANOMETERS |  | USED | NONE | 2005-02-14 | 2017-06-15 | 95700 | CLINICAL ENGINEERING | 1899-12-31 | USD | 0 | Active | UNIVERSITY NEW MEXICO HOSPITAL
0000049776 | 1003971 | COBE CARDIOVASCULAR INC | 050-280-000 | 050-280-000 | MONITORS/ BEDSIDE/ BLOOD GAS/ TRANSCUTANEOUS |  |  | SH2372 |  | 2017-06-15 | 15000 | OPERATING ROOM | 1899-12-31 | USD | 0 | Active | UNIVERSITY NEW MEXICO HOSPITAL
0000050835 | 1003703 | KARL STORZ ENDOSCOPY-AMERICA INC | 27224P | 27224P | IRRIGATION/DISTENTION SYSTEMS/ ARTHROSCOPIC |  |  | CF0606746 | 2017-06-14 | 2018-06-15 | 15000 | OPERATING ROOM | 1899-12-31 | USD | 0 | Active | UNIVERSITY NEW MEXICO HOSPITAL
0000038318 | 1215465 | LIEBEL-FLARSHEIM CO | IAFXS | IAFXS | TABLES |  |  | 333UB-IAFXS-1163MA |  | 2017-06-15 | 15000 | OPERATING ROOM | 1899-12-31 | USD | 0 | Active | UNIVERSITY NEW MEXICO HOSPITAL
0000046527 | 1216712 | OLYMPUS AMERICA INC | OEP-3 | OEP-3 | PRINTERS/ VIDEO |  |  | 1334779 | 2003-10-01 | 2017-06-15 | 71030 | HEART STATION | 1899-12-31 | USD | 0 | Active | UNIVERSITY NEW MEXICO HOSPITAL
0000046015 | 1084526 | GETINGE/CASTLE INC | S-4656 | S-4656 | WASHER/DECONTAMINATORS |  |  | SEV0244181 | 2017-05-26 | 2018-05-15 | 15500 | OSIS OPERATING ROOM | 1899-12-31 | USD | 0 | Active | UNIVERSITY NEW MEXICO HOSPITAL
0000033877 | 1143301 | CINCINNATI SUB-ZERO PRODUCTS INC | 333W | 333W | WARMING UNITS/ PATIENT/ CIRCULATING-FLUID |  |  | 981-E3820 | 2017-05-05 | 2018-04-15 | 70050 | ECMO | 1899-12-31 | USD | 0 | Active | UNIVERSITY NEW MEXICO HOSPITAL
0000045272 | 1140735 | US FILTER CORP | MAIN UNIT | MAIN UNIT | WATER PURIFICATION SYSTEMS/ REVERSE OSMOSIS |  |  | 052751 | 2016-09-27 | 2017-09-15 | 72040 | I/P HEMODIALYSIS | 1899-12-31 | USD | 0 | Active | UNIVERSITY NEW MEXICO HOSPITAL
0000046139 | 1216609 | OLYMPUS AMERICA INC | LF-GP | LF-GP | LARYNGOSCOPES |  |  | 1312839 |  | 2017-06-15 | 15515 | OSIS ANESTHESIA | 1899-12-31 | USD | 0 | Active | UNIVERSITY NEW MEXICO HOSPITAL
0000045212 | 1216474 | CARDINAL HEALTH INC | GSI 61 | GSI 61 | AUDIOMETERS |  |  | 20020437 | 2016-11-01 | 2017-11-15 | 76025 | AUDIOLOGY | 1899-12-31 | USD | 0 | Active | UNIVERSITY NEW MEXICO HOSPITAL
| 385419 | MESA LABORATORIES INC | NEO-2 | NEO-2 | TESTERS/ HEMODIALYSIS DIALYSATE |  |  | N6411-A | 2016-07-26 | 2017-06-15 | 95700 | CLINICAL ENGINEERING | 1899-12-31 | USD | 0 | Active | UNIVERSITY NEW MEXICO HOSPITAL
| 385424 | MESA LABORATORIES INC | NEO-2 | NEO-2 | TESTERS/ HEMODIALYSIS DIALYSATE |  |  | N6160-A | 2016-07-29 | 2017-07-15 | 95700 | CLINICAL ENGINEERING | 1899-12-31 | USD | 0 | Active | UNIVERSITY NEW MEXICO HOSPITAL
| 385413 | BIO-TEK INSTRUMENTS INC | RF-301B | RF-301B | TESTERS/ ELECTROSURGICAL UNIT |  |  | 1712 | 2017-03-22 | 2018-03-15 | 95700 | CLINICAL ENGINEERING | 1899-12-31 | USD | 0 | Active | UNIVERSITY NEW MEXICO HOSPITAL
0000027986 | 1214729 | PYMAH CORP | TRIMLINE | TRIMLINE | SPHYGMOMANOMETERS |  |  | 7383 |  | 2017-06-15 | 71010 | PEDIATRIC CARDIOLOGY | 1899-12-31 | USD | 0 | Active | UNIVERSITY NEW MEXICO HOSPITAL
0000013506 | 1085274 | PYMAH CORP | TRIMLINE | TRIMLINE | SPHYGMOMANOMETERS |  |  | NONE |  | 2017-06-15 | 12350 | CRC/CTC (5-E) | 1899-12-31 | USD | 0 | Active | UNIVERSITY NEW MEXICO HOSPITAL
0000027216 | 1142795 | CLAY ADAMS DIV BECTON DICKINSON AND CO | 420225 | 420225 | CENTRIFUGES |  |  | 2870097 | 2016-12-16 | 2017-12-15 | 34250 | UROLOGY | 1899-12-31 | USD | 0 | Active | UNIVERSITY NEW MEXICO HOSPITAL
0000021896 | 1140667 | CLAY ADAMS DIV BECTON DICKINSON AND CO | 420225 | 420225 | CENTRIFUGES |  |  | 2900171 | 2016-10-27 | 2017-10-15 | 32040 | NE HEIGHTS CLINIC | 1899-12-31 | USD | 0 | Active | UNIVERSITY NEW MEXICO HOSPITAL
0000050806 | 1217104 | RITTER-TYCOS DIV SYBRON CORP (MIDMARK) | 152-001 | 152-001 | LIGHTS/ EXAMINATION |  |  | NE23059 |  | 2017-06-15 | 34110 | WOMEN'S HEALTH CENTER | 1899-12-31 | USD | 0 | Active | UNIVERSITY NEW MEXICO HOSPITAL
0000050790 | 1217100 | RITTER-TYCOS DIV SYBRON CORP (MIDMARK) | 152-001 | 152-001 | LIGHTS/ EXAMINATION |  |  | NE23050 |  | 2017-06-15 | 34110 | WOMEN'S HEALTH CENTER | 1899-12-31 | USD | 0 | Active | UNIVERSITY NEW MEXICO HOSPITAL
0000043352 | 1216309 | RITTER-TYCOS DIV SYBRON CORP (MIDMARK) | 152-001 | 152-001 | LIGHTS/ EXAMINATION |  |  | NE11275 |  | 2017-06-15 | 30115 | SE HEIGHTS CLINIC-SAN PABLO | 1899-12-31 | USD | 0 | Active | UNIVERSITY NEW MEXICO HOSPITAL
0000043351 | 1216308 | RITTER-TYCOS DIV SYBRON CORP (MIDMARK) | 152-001 | 152-001 | LIGHTS/ EXAMINATION |  |  | NE11274 | 2003-10-01 | 2017-06-15 | 30115 | SE HEIGHTS CLINIC-SAN PABLO | 1899-12-31 | USD | 0 | Active | UNIVERSITY NEW MEXICO HOSPITAL
0000046140 | 1216610 | OLYMPUS AMERICA INC | CLK-4 | CLK-4 | LIGHT SOURCES |  |  | 7241036 | 2017-05-01 | 2018-05-15 | 15500 | OSIS OPERATING ROOM | 1899-12-31 | USD | 0 | Active | UNIVERSITY NEW MEXICO HOSPITAL
0000046839 | 1142573 | OLYMPUS AMERICA INC | CLK-4 | CLK-4 | LIGHT SOURCES |  |  | 7342510 | 2016-12-01 | 2017-12-15 | 34230 | SURGICAL SPECIALTIES | 1899-12-31 | USD | 0 | Active | UNIVERSITY NEW MEXICO HOSPITAL
0000036031 | 1141598 | OLYMPUS AMERICA INC | CLK-4 | CLK-4 | LIGHT SOURCES |  |  | 7935010 | 2016-10-01 | 2017-10-15 | 32040 | NE HEIGHTS CLINIC | 1899-12-31 | USD | 0 | Active | UNIVERSITY NEW MEXICO HOSPITAL
0000016634 | 1141070 | OLYMPUS AMERICA INC | CLK-4 | CLK-4 | LIGHT SOURCES |  |  | 8241830 | 2016-09-01 | 2017-09-15 | 71520 | PULMONARY DIAGNOSTICS | 1899-12-31 | USD | 0 | Active | UNIVERSITY NEW MEXICO HOSPITAL
0000049758 | 1144334 | WELCH ALLYN INC | 48100 | 48100 | LIGHTS/ EXAMINATION |  |  | 23605 |  | 2017-06-15 | 34520 | ORTHOPEDICS CLINIC | 1899-12-31 | USD | 0 | Active | UNIVERSITY NEW MEXICO HOSPITAL
0000038649 | 1144339 | WELCH ALLYN INC | 48100 | 48100 | LIGHTS/ EXAMINATION |  |  | 1086 |  | 2017-06-15 | 34520 | ORTHOPEDICS CLINIC | 1899-12-31 | USD | 0 | Active | UNIVERSITY NEW MEXICO HOSPITAL
0000025923 | 1214527 | WELCH ALLYN INC | 48100 | 48100 | LIGHTS/ EXAMINATION |  |  | NONE |  | 2017-06-15 | 34520 | ORTHOPEDICS CLINIC | 1899-12-31 | USD | 0 | Active | UNIVERSITY NEW MEXICO HOSPITAL
0000020559 | 1214103 | MIDMARK CORP | 411 | 411 | TABLES/ EXAMINATION/TREATMENT |  |  | AV6034 | 2008-10-08 | 2017-06-15 | 30075 | SENIOR HEALTH CENTER | 1899-12-31 | USD | 0 | Active | UNIVERSITY NEW MEXICO HOSPITAL
0000046133 | 1216606 | GETINGE USA INC | 5624 | 5624 | WARMING UNITS/ MULTIPURPOSE |  |  | B032248 | 2017-05-01 | 2018-05-15 | 15500 | OSIS OPERATING ROOM | 1899-12-31 | USD | 0 | Active | UNIVERSITY NEW MEXICO HOSPITAL
0000046142 | 1216612 | GETINGE USA INC | 5624 | 5624 | WARMING UNITS/ MULTIPURPOSE |  |  | B032243 | 2017-05-01 | 2018-05-15 | 15500 | OSIS OPERATING ROOM | 1899-12-31 | USD | 0 | Active | UNIVERSITY NEW MEXICO HOSPITAL
0000046136 | 1077931 | GETINGE USA INC | 5624 | 5624 | WARMING UNITS/ MULTIPURPOSE |  |  | B032245 | 2017-05-01 | 2018-05-15 | 15510 | OSIS PACU | 1899-12-31 | USD | 0 | Active | UNIVERSITY NEW MEXICO HOSPITAL
0000046135 | 1216607 | GETINGE USA INC | 5624 | 5624 | WARMING UNITS/ MULTIPURPOSE |  |  | B032244 | 2017-05-01 | 2018-05-15 | 15500 | OSIS OPERATING ROOM | 1899-12-31 | USD | 0 | Active | UNIVERSITY NEW MEXICO HOSPITAL
0000046134 | 1077930 | GETINGE USA INC | 5624 | 5624 | WARMING UNITS/ MULTIPURPOSE |  |  | B032247 | 2017-05-01 | 2018-05-15 | 15510 | OSIS PACU | 1899-12-31 | USD | 0 | Active | UNIVERSITY NEW MEXICO HOSPITAL
0000010402 | 1085142 | KARL STORZ ENDOSCOPY-AMERICA INC | 60000 | 60000 | EAR/ NOSE/ THROAT TREATMENT UNITS |  |  | 347 | 2016-12-01 | 2017-12-15 | 34230 | SURGICAL SPECIALTIES | 1899-12-31 | USD | 0 | Active | UNIVERSITY NEW MEXICO HOSPITAL
0000046288 | 1216657 | 3M HEALTH CARE | PC100 | PC100 | REGULATORS/ HIGH-PRESSURE GAS |  |  | 515 | 2003-05-01 | 2017-06-15 | 15500 | OSIS OPERATING ROOM | 1899-12-31 | USD | 0 | Active | UNIVERSITY NEW MEXICO HOSPITAL
0000029045 | 1422217 | WELCH ALLYN INC | 76710 | 76710 | OPHTHALMOSCOPE/OTOSCOPES |  |  | NONE |  | 2017-06-15 | 21015 | ED-NORTH | 1899-12-31 | USD | 0 | Active | UNIVERSITY NEW MEXICO HOSPITAL
0000029044 | 1214747 | WELCH ALLYN INC | 76710 | 76710 | OPHTHALMOSCOPE/OTOSCOPES |  |  | NONE |  | 2017-06-15 | 21015 | ED-NORTH | 1899-12-31 | USD | 0 | Active | UNIVERSITY NEW MEXICO HOSPITAL
0000029041 | 1440385 | WELCH ALLYN INC | 76710 | 76710 | OPHTHALMOSCOPE/OTOSCOPES |  |  | NONE |  | 2017-06-15 | 21015 | ED-NORTH | 1899-12-31 | USD | 0 | Active | UNIVERSITY NEW MEXICO HOSPITAL
0000027795 | 1143235 | WELCH ALLYN INC | 76710 | 76710 | OPHTHALMOSCOPE/OTOSCOPES |  |  | NONE |  | 2017-06-15 | 32005 | YCHC GENERAL | 1899-12-31 | USD | 0 | Active | UNIVERSITY NEW MEXICO HOSPITAL
0000027792 | 1214712 | WELCH ALLYN INC | 76710 | 76710 | OPHTHALMOSCOPE/OTOSCOPES |  |  | NONE |  | 2017-06-15 | 32005 | YCHC GENERAL | 1899-12-31 | USD | 0 | Active | UNIVERSITY NEW MEXICO HOSPITAL
0000027695 | 1422278 | WELCH ALLYN INC | 76710 | 76710 | OPHTHALMOSCOPE/OTOSCOPES |  |  | NONE |  | 2017-06-15 | 21015 | ED-NORTH | 1899-12-31 | USD | 0 | Active | UNIVERSITY NEW MEXICO HOSPITAL
0000029782 | 1421953 | WELCH ALLYN INC | 76710 | 76710 | OPHTHALMOSCOPE/OTOSCOPES |  |  | NONE |  | 2017-06-15 | 21015 | ED-NORTH | 1899-12-31 | USD | 0 | Active | UNIVERSITY NEW MEXICO HOSPITAL
0000023610 | 1096871 | WELCH ALLYN INC | 76710 | 76710 | OPHTHALMOSCOPE/OTOSCOPES |  |  | NONE |  | 2017-06-15 | 71010 | PEDIATRIC CARDIOLOGY | 1899-12-31 | USD | 0 | Active | UNIVERSITY NEW MEXICO HOSPITAL
0000023608 | 1096868 | WELCH ALLYN INC | 76710 | 76710 | OPHTHALMOSCOPE/OTOSCOPES |  |  | NONE |  | 2017-06-15 | 71010 | PEDIATRIC CARDIOLOGY | 1899-12-31 | USD | 0 | Active | UNIVERSITY NEW MEXICO HOSPITAL
0000023606 | 1096873 | WELCH ALLYN INC | 76710 | 76710 | OPHTHALMOSCOPE/OTOSCOPES |  |  | NONE |  | 2017-06-15 | 71010 | PEDIATRIC CARDIOLOGY | 1899-12-31 | USD | 0 | Active | UNIVERSITY NEW MEXICO HOSPITAL
0000023718 | 1214381 | WELCH ALLYN INC | 76710 | 76710 | OPHTHALMOSCOPE/OTOSCOPES |  |  | NONE |  | 2017-06-15 | 71010 | PEDIATRIC CARDIOLOGY | 1899-12-31 | USD | 0 | Active | UNIVERSITY NEW MEXICO HOSPITAL
0000023711 | 1214379 | WELCH ALLYN INC | 76710 | 76710 | OPHTHALMOSCOPE/OTOSCOPES |  |  | NONE |  | 2017-06-15 | 32050 | WESTSIDE FAMILY & SENIOR HLTH | 1899-12-31 | USD | 0 | Active | UNIVERSITY NEW MEXICO HOSPITAL
0000023710 | 1214378 | WELCH ALLYN INC | 76710 | 76710 | OPHTHALMOSCOPE/OTOSCOPES |  |  | NONE |  | 2017-06-15 | 32050 | WESTSIDE FAMILY & SENIOR HLTH | 1899-12-31 | USD | 0 | Active | UNIVERSITY NEW MEXICO HOSPITAL
0000021926 | 1214285 | WELCH ALLYN INC | 76710 | 76710 | OPHTHALMOSCOPE/OTOSCOPES |  |  | NONE |  | 2017-06-15 | 32040 | NE HEIGHTS CLINIC | 1899-12-31 | USD | 0 | Active | UNIVERSITY NEW MEXICO HOSPITAL
0000023147 | 1085532 | WELCH ALLYN INC | 76710 | 76710 | OPHTHALMOSCOPE/OTOSCOPES |  |  | NONE |  | 2017-06-15 | 34655 | DERMATOLOGY CLINIC 1021 MED | 1899-12-31 | USD | 0 | Active | UNIVERSITY NEW MEXICO HOSPITAL
0000023145 | 1085540 | WELCH ALLYN INC | 76710 | 76710 | OPHTHALMOSCOPE/OTOSCOPES |  |  | NONE |  | 2017-06-15 | 34655 | DERMATOLOGY CLINIC 1021 MED | 1899-12-31 | USD | 0 | Active | UNIVERSITY NEW MEXICO HOSPITAL
0000021925 | 1214284 | WELCH ALLYN INC | 76710 | 76710 | OPHTHALMOSCOPE/OTOSCOPES |  |  | NONE |  | 2017-06-15 | 32040 | NE HEIGHTS CLINIC | 1899-12-31 | USD | 0 | Active | UNIVERSITY NEW MEXICO HOSPITAL
0000021924 | 1421974 | WELCH ALLYN INC | 76710 | 76710 | OPHTHALMOSCOPE/OTOSCOPES |  |  | NONE |  | 2017-06-15 | 21015 | ED-NORTH | 1899-12-31 | USD | 0 | Active | UNIVERSITY NEW MEXICO HOSPITAL
0000021923 | 1422283 | WELCH ALLYN INC | 76710 | 76710 | OPHTHALMOSCOPE/OTOSCOPES |  |  | NONE |  | 2017-06-15 | 21015 | ED-NORTH | 1899-12-31 | USD | 0 | Active | UNIVERSITY NEW MEXICO HOSPITAL
0000023795 | 1214399 | WELCH ALLYN INC | 76710 | 76710 | OPHTHALMOSCOPE/OTOSCOPES |  |  | NONE |  | 2017-06-15 | 32050 | WESTSIDE FAMILY & SENIOR HLTH | 1899-12-31 | USD | 0 | Active | UNIVERSITY NEW MEXICO HOSPITAL
0000023794 | 1214398 | WELCH ALLYN INC | 76710 | 76710 | OPHTHALMOSCOPE/OTOSCOPES |  |  | NONE |  | 2017-06-15 | 32050 | WESTSIDE FAMILY & SENIOR HLTH | 1899-12-31 | USD | 0 | Active | UNIVERSITY NEW MEXICO HOSPITAL
0000023793 | 1214397 | WELCH ALLYN INC | 76710 | 76710 | OPHTHALMOSCOPE/OTOSCOPES |  |  | NONE |  | 2017-06-15 | 32050 | WESTSIDE FAMILY & SENIOR HLTH | 1899-12-31 | USD | 0 | Active | UNIVERSITY NEW MEXICO HOSPITAL
0000023792 | 1214396 | WELCH ALLYN INC | 76710 | 76710 | OPHTHALMOSCOPE/OTOSCOPES |  |  | NONE |  | 2017-06-15 | 32050 | WESTSIDE FAMILY & SENIOR HLTH | 1899-12-31 | USD | 0 | Active | UNIVERSITY NEW MEXICO HOSPITAL
0000023790 | 1214395 | WELCH ALLYN INC | 76710 | 76710 | OPHTHALMOSCOPE/OTOSCOPES |  |  | NONE |  | 2017-06-15 | 32050 | WESTSIDE FAMILY & SENIOR HLTH | 1899-12-31 | USD | 0 | Active | UNIVERSITY NEW MEXICO HOSPITAL
0000023789 | 1214394 | WELCH ALLYN INC | 76710 | 76710 | OPHTHALMOSCOPE/OTOSCOPES |  |  | NONE |  | 2017-06-15 | 32050 | WESTSIDE FAMILY & SENIOR HLTH | 1899-12-31 | USD | 0 | Active | UNIVERSITY NEW MEXICO HOSPITAL
0000023788 | 1214393 | WELCH ALLYN INC | 76710 | 76710 | OPHTHALMOSCOPE/OTOSCOPES |  |  | NONE |  | 2017-06-15 | 32050 | WESTSIDE FAMILY & SENIOR HLTH | 1899-12-31 | USD | 0 | Active | UNIVERSITY NEW MEXICO HOSPITAL
0000023787 | 1214392 | WELCH ALLYN INC | 76710 | 76710 | OPHTHALMOSCOPE/OTOSCOPES |  |  | NONE |  | 2017-06-15 | 32050 | WESTSIDE FAMILY & SENIOR HLTH | 1899-12-31 | USD | 0 | Active | UNIVERSITY NEW MEXICO HOSPITAL
0000023785 | 1214391 | WELCH ALLYN INC | 76710 | 76710 | OPHTHALMOSCOPE/OTOSCOPES |  |  | NONE |  | 2017-06-15 | 32050 | WESTSIDE FAMILY & SENIOR HLTH | 1899-12-31 | USD | 0 | Active | UNIVERSITY NEW MEXICO HOSPITAL
0000023140 | 1085525 | WELCH ALLYN INC | 76710 | 76710 | OPHTHALMOSCOPE/OTOSCOPES |  |  | NONE |  | 2017-06-15 | 34655 | DERMATOLOGY CLINIC 1021 MED | 1899-12-31 | USD | 0 | Active | UNIVERSITY NEW MEXICO HOSPITAL
0000023137 | 1085528 | WELCH ALLYN INC | 76710 | 76710 | OPHTHALMOSCOPE/OTOSCOPES |  |  | NONE |  | 2017-06-15 | 34655 | DERMATOLOGY CLINIC 1021 MED | 1899-12-31 | USD | 0 | Active | UNIVERSITY NEW MEXICO HOSPITAL
0000027350 | 1096886 | WELCH ALLYN INC | 76710 | 76710 | OPHTHALMOSCOPE/OTOSCOPES |  |  | NONE |  | 2017-06-15 | 12035 | UPC INPATIENT ADULT SERVICES | 1899-12-31 | USD | 0 | Active | UNIVERSITY NEW MEXICO HOSPITAL
0000027572 | 1214679 | WELCH ALLYN INC | 76710 | 76710 | OPHTHALMOSCOPE/OTOSCOPES |  |  | NONE |  | 2017-06-15 | 32005 | YCHC GENERAL | 1899-12-31 | USD | 0 | Active | UNIVERSITY NEW MEXICO HOSPITAL
0000027569 | 1214677 | WELCH ALLYN INC | 76710 | 76710 | OPHTHALMOSCOPE/OTOSCOPES |  |  | NONE |  | 2017-06-15 | 32005 | YCHC GENERAL | 1899-12-31 | USD | 0 | Active | UNIVERSITY NEW MEXICO HOSPITAL
0000027261 | 1141828 | WELCH ALLYN INC | 76710 | 76710 | OPHTHALMOSCOPE/OTOSCOPES |  |  | NONE |  | 2017-06-15 | 12000 | LABOR AND DELIVERY | 1899-12-31 | USD | 0 | Active | UNIVERSITY NEW MEXICO HOSPITAL
0000021921 | 1214281 | WELCH ALLYN INC | 76710 | 76710 | OPHTHALMOSCOPE/OTOSCOPES |  |  | NONE |  | 2017-06-15 | 21015 | ED-NORTH | 1899-12-31 | USD | 0 | Active | UNIVERSITY NEW MEXICO HOSPITAL
0000021920 | 1214280 | WELCH ALLYN INC | 76710 | 76710 | OPHTHALMOSCOPE/OTOSCOPES |  |  | NONE |  | 2017-06-15 | 32040 | NE HEIGHTS CLINIC | 1899-12-31 | USD | 0 | Active | UNIVERSITY NEW MEXICO HOSPITAL
0000021919 | 1214279 | WELCH ALLYN INC | 76710 | 76710 | OPHTHALMOSCOPE/OTOSCOPES |  |  | NONE |  | 2017-06-15 | 32040 | NE HEIGHTS CLINIC | 1899-12-31 | USD | 0 | Active | UNIVERSITY NEW MEXICO HOSPITAL
0000021918 | 1214278 | WELCH ALLYN INC | 76710 | 76710 | OPHTHALMOSCOPE/OTOSCOPES |  |  | NONE |  | 2017-06-15 | 32040 | NE HEIGHTS CLINIC | 1899-12-31 | USD | 0 | Active | UNIVERSITY NEW MEXICO HOSPITAL
0000021917 | 1214277 | WELCH ALLYN INC | 76710 | 76710 | OPHTHALMOSCOPE/OTOSCOPES |  |  | NONE |  | 2017-06-15 | 32040 | NE HEIGHTS CLINIC | 1899-12-31 | USD | 0 | Active | UNIVERSITY NEW MEXICO HOSPITAL
0000021916 | 1214276 | WELCH ALLYN INC | 76710 | 76710 | OPHTHALMOSCOPE/OTOSCOPES |  |  | NONE |  | 2017-06-15 | 32040 | NE HEIGHTS CLINIC | 1899-12-31 | USD | 0 | Active | UNIVERSITY NEW MEXICO HOSPITAL
0000021915 | 1422453 | WELCH ALLYN INC | 76710 | 76710 | OPHTHALMOSCOPE/OTOSCOPES |  |  | NONE |  | 2017-06-15 | 21015 | ED-NORTH | 1899-12-31 | USD | 0 | Active | UNIVERSITY NEW MEXICO HOSPITAL
0000021914 | 1214274 | WELCH ALLYN INC | 76710 | 76710 | OPHTHALMOSCOPE/OTOSCOPES |  |  | NONE |  | 2017-06-15 | 32040 | NE HEIGHTS CLINIC | 1899-12-31 | USD | 0 | Active | UNIVERSITY NEW MEXICO HOSPITAL
0000021893 | 1214270 | WELCH ALLYN INC | 76710 | 76710 | OPHTHALMOSCOPE/OTOSCOPES |  |  | NONE |  | 2017-06-15 | 32040 | NE HEIGHTS CLINIC | 1899-12-31 | USD | 0 | Active | UNIVERSITY NEW MEXICO HOSPITAL
0000021892 | 1214269 | WELCH ALLYN INC | 76710 | 76710 | OPHTHALMOSCOPE/OTOSCOPES |  |  | NONE |  | 2017-06-15 | 32040 | NE HEIGHTS CLINIC | 1899-12-31 | USD | 0 | Active | UNIVERSITY NEW MEXICO HOSPITAL
0000021771 | 1214235 | WELCH ALLYN INC | 76710 | 76710 | OPHTHALMOSCOPE/OTOSCOPES |  |  | NONE |  | 2017-06-15 | 32025 | FAMILY PRACTICE CLINIC | 1899-12-31 | USD | 0 | Active | UNIVERSITY NEW MEXICO HOSPITAL
0000021770 | 1214234 | WELCH ALLYN INC | 76710 | 76710 | OPHTHALMOSCOPE/OTOSCOPES |  |  | NONE |  | 2017-06-15 | 32025 | FAMILY PRACTICE CLINIC | 1899-12-31 | USD | 0 | Active | UNIVERSITY NEW MEXICO HOSPITAL
0000021594 | 1144130 | WELCH ALLYN INC | 76710 | 76710 | OPHTHALMOSCOPE/OTOSCOPES |  |  | NONE |  | 2017-06-15 | 34015 | SLEEP DISORDERS CENTER 1101-2 | 1899-12-31 | USD | 0 | Active | UNIVERSITY NEW MEXICO HOSPITAL
0000021593 | 1144128 | WELCH ALLYN INC | 76710 | 76710 | OPHTHALMOSCOPE/OTOSCOPES |  |  | NONE |  | 2017-06-15 | 34015 | SLEEP DISORDERS CENTER 1101-2 | 1899-12-31 | USD | 0 | Active | UNIVERSITY NEW MEXICO HOSPITAL
0000021579 | 1214228 | WELCH ALLYN INC | 76710 | 76710 | OPHTHALMOSCOPE/OTOSCOPES |  |  | NONE |  | 2017-06-15 | 32050 | WESTSIDE FAMILY & SENIOR HLTH | 1899-12-31 | USD | 0 | Active | UNIVERSITY NEW MEXICO HOSPITAL
0000021354 | 1214202 | WELCH ALLYN INC | 76710 | 76710 | OPHTHALMOSCOPE/OTOSCOPES |  |  | NONE |  | 2017-06-15 | 15065 | PRE-ANESTHESIA CLINIC | 1899-12-31 | USD | 0 | Active | UNIVERSITY NEW MEXICO HOSPITAL
0000021353 | 1214201 | WELCH ALLYN INC | 76710 | 76710 | OPHTHALMOSCOPE/OTOSCOPES |  |  | NONE |  | 2017-06-15 | 34250 | UROLOGY | 1899-12-31 | USD | 0 | Active | UNIVERSITY NEW MEXICO HOSPITAL
0000033508 | 1215232 | GOODWIN MANUFACTURING INC | GIRAFFE | GIRAFFE | LIGHTS/ EXAMINATION |  |  | NONE |  | 2017-06-15 | 30115 | SE HEIGHTS CLINIC-SAN PABLO | 1899-12-31 | USD | 0 | Active | UNIVERSITY NEW MEXICO HOSPITAL
0000033503 | 1215228 | GOODWIN MANUFACTURING INC | GIRAFFE | GIRAFFE | LIGHTS/ EXAMINATION |  |  | NONE |  | 2017-06-15 | 32060 | M & FP-WEST MESA | 1899-12-31 | USD | 0 | Active | UNIVERSITY NEW MEXICO HOSPITAL
0000033456 | 1215222 | GOODWIN MANUFACTURING INC | GIRAFFE | GIRAFFE | LIGHTS/ EXAMINATION |  |  | NONE |  | 2017-06-15 | 32025 | FAMILY PRACTICE CLINIC | 1899-12-31 | USD | 0 | Active | UNIVERSITY NEW MEXICO HOSPITAL
0000010538 | 1085147 | HAAG-STREIT CO | 0903 | 0903 | LIGHTS/ EXAMINATION |  | FOUND | 7053 | 2005-12-22 | 2017-06-15 | 34610 | OPHTHALMOLOGY ON SITE CLINIC | 1899-12-31 | USD | 0 | Active | UNIVERSITY NEW MEXICO HOSPITAL
0000038598 | 1215529 | SONY CORP OF AMERICA | PVM-14N1U | PVM-14N1U | MONITORS/ MEDICAL GRADE DISPLAY |  |  | 6000048 |  | 2017-06-15 | 34610 | OPHTHALMOLOGY ON SITE CLINIC | 1899-12-31 | USD | 0 | Active | UNIVERSITY NEW MEXICO HOSPITAL
0000046524 | 1141488 | SONY CORP OF AMERICA | UPA-P100MD | UPA-P100MD | RECORDERS/ ELECTRONIC STORAGE/ DATA |  |  | 10421 | 2003-10-01 | 2017-06-15 | 70020 | ENDOSCOPY CENTER | 1899-12-31 | USD | 0 | Active | UNIVERSITY NEW MEXICO HOSPITAL
0000046510 | 1141478 | SONY CORP OF AMERICA | UPA-P100MD | UPA-P100MD | RECORDERS/ ELECTRONIC STORAGE/ DATA |  |  | 10365 |  | 2017-06-15 | 70020 | ENDOSCOPY CENTER | 1899-12-31 | USD | 0 | Active | UNIVERSITY NEW MEXICO HOSPITAL
0000049547 | 1216896 | SONY CORP OF AMERICA | UPA-P100MD | UPA-P100MD | RECORDERS/ ELECTRONIC STORAGE/ DATA |  |  | R/DO118017 |  | 2017-06-15 | 70020 | ENDOSCOPY CENTER | 1899-12-31 | USD | 0 | Active | UNIVERSITY NEW MEXICO HOSPITAL
0000045274 | 1216485 | SONY CORP OF AMERICA | UPA-P100MD | UPA-P100MD | RECORDERS/ ELECTRONIC STORAGE/ DATA |  |  | 10043 |  | 2017-06-15 | 70020 | ENDOSCOPY CENTER | 1899-12-31 | USD | 0 | Active | UNIVERSITY NEW MEXICO HOSPITAL
0000033013 | 1163298 | GE / MARQUETTE ELECTRONICS INC | TRAM4A | TRAM4A | RACKS/ MODULE |  |  | J8ST6866G | 2004-05-01 | 2017-06-15 | 15000 | OPERATING ROOM | 1899-12-31 | USD | 0 | Active | UNIVERSITY NEW MEXICO HOSPITAL
0000038431 | 1440044 | GE HEALTHCARE | TRAM RAC II | TRAM RAC II | RACKS/ MODULE |  |  | 90030-02H | 2004-02-01 | 2017-06-15 | 12455 | NEWBORN ICU | 1899-12-31 | USD | 0 | Active | UNIVERSITY NEW MEXICO HOSPITAL
0000045310 | 1142389 | OLYMPUS AMERICA INC | OCS-500 | OCS-500 | COLPOSCOPES |  |  | 209023 | 2011-09-14 | 2013-01-15 | 32025 | FAMILY PRACTICE CLINIC | 1899-12-31 | USD | 0 | Active | UNIVERSITY NEW MEXICO HOSPITAL
0000025395 | 1096354 | GE HEALTHCARE | CAPNOSTAT | CAPNOSTAT | MODULES/ CARBON DIOXIDE/OXYGEN |  |  | D7CJ0624G | 2016-07-29 | 2017-07-15 | 12460 | PEDIATRIC ICU | 1899-12-31 | USD | 0 | Reactivated | UNIVERSITY NEW MEXICO HOSPITAL
0000043052 | 1083242 | GE HEALTHCARE | 450SL | 450SL | MODULES/ MULTIPARAMETERS |  |  | B1HB7961GR | 2006-10-04 | 2017-06-15 | 71030 | HEART STATION | 1899-12-31 | USD | 0 | Active | UNIVERSITY NEW MEXICO HOSPITAL
0000043051 | 1216268 | GE HEALTHCARE | 450SL | 450SL | MODULES/ MULTIPARAMETERS |  |  | B1HB7958GR | 2005-07-20 | 2017-06-15 | 12120 | MEDICAL/CARDIAC ICU | 1899-12-31 | USD | 0 | Active | UNIVERSITY NEW MEXICO HOSPITAL
0000043050 | 1144312 | GE HEALTHCARE | 450SL | 450SL | MODULES/ MULTIPARAMETERS |  |  | B1HB7929GR | 2006-05-16 | 2017-06-15 | 71030 | HEART STATION | 1899-12-31 | USD | 0 | Active | UNIVERSITY NEW MEXICO HOSPITAL
0000043049 | 1143400 | GE HEALTHCARE | 450SL | 450SL | MODULES/ MULTIPARAMETERS |  |  | C1HB8212GR |  | 2017-06-15 | 12120 | MEDICAL/CARDIAC ICU | 1899-12-31 | USD | 0 | Active | UNIVERSITY NEW MEXICO HOSPITAL
0000043048 | 1216267 | GE HEALTHCARE | 450SL | 450SL | MODULES/ MULTIPARAMETERS |  |  | C1HB8105GR |  | 2017-06-15 | 12430 | GENERAL PEDIATRICS UNIT | 1899-12-31 | USD | 0 | Active | UNIVERSITY NEW MEXICO HOSPITAL
0000043047 | 1216266 | GE HEALTHCARE | 450SL | 450SL | MODULES/ MULTIPARAMETERS |  |  | C1BH81045GR | 2006-05-19 | 2017-06-15 | 12120 | MEDICAL/CARDIAC ICU | 1899-12-31 | USD | 0 | Active | UNIVERSITY NEW MEXICO HOSPITAL
0000043045 | 1140471 | GE HEALTHCARE | 450SL | 450SL | MODULES/ MULTIPARAMETERS |  |  | B1HB7877GR |  | 2017-06-15 | 15055 | ANESTHESIA | 1899-12-31 | USD | 0 | Active | UNIVERSITY NEW MEXICO HOSPITAL
0000043044 | 1422165 | GE HEALTHCARE | 450SL | 450SL | MODULES/ MULTIPARAMETERS |  |  | B1HB7932GR | 2006-06-07 | 2017-06-15 | 71030 | HEART STATION | 1899-12-31 | USD | 0 | Active | UNIVERSITY NEW MEXICO HOSPITAL
0000043043 | 1077771 | GE HEALTHCARE | 450SL | 450SL | MODULES/ MULTIPARAMETERS |  |  | B1HB7922GR |  | 2017-06-15 | 15000 | OPERATING ROOM | 1899-12-31 | USD | 0 | Active | UNIVERSITY NEW MEXICO HOSPITAL
0000043042 | 1004329 | GE HEALTHCARE | 450SL | 450SL | MODULES/ MULTIPARAMETERS |  |  | B1HB7955GR |  | 2017-06-15 | 12120 | MEDICAL/CARDIAC ICU | 1899-12-31 | USD | 0 | Active | UNIVERSITY NEW MEXICO HOSPITAL
0000043041 | 1216264 | GE HEALTHCARE | 450SL | 450SL | MODULES/ MULTIPARAMETERS |  |  | C1HB8152GR |  | 2017-06-15 | 12120 | MEDICAL/CARDIAC ICU | 1899-12-31 | USD | 0 | Active | UNIVERSITY NEW MEXICO HOSPITAL
0000027645 | 1214693 | GE HEALTHCARE | 450SL | 450SL | MODULES/ MULTIPARAMETERS |  |  | J6HB2066GR | 2006-03-21 | 2017-06-15 | 15055 | ANESTHESIA | 1899-12-31 | USD | 0 | Active | UNIVERSITY NEW MEXICO HOSPITAL
0000027644 | 1140465 | GE HEALTHCARE | 450SL | 450SL | MODULES/ MULTIPARAMETERS |  |  | G6HB1840GR |  | 2017-06-15 | 12460 | PEDIATRIC ICU | 1899-12-31 | USD | 0 | Active | UNIVERSITY NEW MEXICO HOSPITAL
0000027643 | 1143047 | GE HEALTHCARE | 450SL | 450SL | MODULES/ MULTIPARAMETERS |  |  | G6HB1834GR | 2006-08-03 | 2017-06-15 | 71030 | HEART STATION | 1899-12-31 | USD | 0 | Active | UNIVERSITY NEW MEXICO HOSPITAL
0000027642 | 1140467 | GE HEALTHCARE | 450SL | 450SL | MODULES/ MULTIPARAMETERS |  |  | C6HB1260GR |  | 2017-06-15 | 12120 | MEDICAL/CARDIAC ICU | 1899-12-31 | USD | 0 | Active | UNIVERSITY NEW MEXICO HOSPITAL
0000027641 | 1140472 | GE HEALTHCARE | 450SL | 450SL | MODULES/ MULTIPARAMETERS |  |  | D7HB3180GR |  | 2017-06-15 | 15515 | OSIS ANESTHESIA | 1899-12-31 | USD | 0 | Active | UNIVERSITY NEW MEXICO HOSPITAL
0000027639 | 1214692 | GE HEALTHCARE | 450SL | 450SL | MODULES/ MULTIPARAMETERS |  |  | F6HB1741GR |  | 2017-06-15 | 71030 | HEART STATION | 1899-12-31 | USD | 0 | Active | UNIVERSITY NEW MEXICO HOSPITAL
0000027638 | 1214691 | GE HEALTHCARE | 450SL | 450SL | MODULES/ MULTIPARAMETERS |  |  | H6HB1964GR |  | 2017-06-15 | 71030 | HEART STATION | 1899-12-31 | USD | 0 | Active | UNIVERSITY NEW MEXICO HOSPITAL
0000027636 | 1214690 | GE HEALTHCARE | 450SL | 450SL | MODULES/ MULTIPARAMETERS |  |  | C5HB0328GR | 2006-05-22 | 2017-06-15 | 12130 | TRAUMA/SURGICAL ICU | 1899-12-31 | USD | 0 | Active | UNIVERSITY NEW MEXICO HOSPITAL
0000029615 | 1143398 | GE HEALTHCARE | 450SL | 450SL | MODULES/ MULTIPARAMETERS |  |  | A8HB5191G |  | 2017-06-15 | 71030 | HEART STATION | 1899-12-31 | USD | 0 | Active | UNIVERSITY NEW MEXICO HOSPITAL
0000029614 | 1143345 | GE HEALTHCARE | 450SL | 450SL | MODULES/ MULTIPARAMETERS |  |  | B8HB5212G |  | 2017-06-15 | 71030 | HEART STATION | 1899-12-31 | USD | 0 | Active | UNIVERSITY NEW MEXICO HOSPITAL
0000029613 | 1214770 | GE HEALTHCARE | 450SL | 450SL | MODULES/ MULTIPARAMETERS |  |  | A8HB5189G |  | 2017-06-15 | 71030 | HEART STATION | 1899-12-31 | USD | 0 | Active | UNIVERSITY NEW MEXICO HOSPITAL
0000027765 | 1140474 | GE HEALTHCARE | 450SL | 450SL | MODULES/ MULTIPARAMETERS |  |  | K5HB0714GR |  | 2017-06-15 | 89025 | CLINICAL EDUCATION | 1899-12-31 | USD | 0 | Active | UNIVERSITY NEW MEXICO HOSPITAL
0000027763 | 1003843 | GE HEALTHCARE | 450SL | 450SL | MODULES/ MULTIPARAMETERS |  |  | J5HB0700GR |  | 2017-06-15 | 15055 | ANESTHESIA | 1899-12-31 | USD | 0 | Active | UNIVERSITY NEW MEXICO HOSPITAL
0000029612 | 1214769 | GE HEALTHCARE | 450SL | 450SL | MODULES/ MULTIPARAMETERS |  |  | B8HB5198G |  | 2017-06-15 | 12120 | MEDICAL/CARDIAC ICU | 1899-12-31 | USD | 0 | Active | UNIVERSITY NEW MEXICO HOSPITAL
0000030300 | 1214852 | GE HEALTHCARE | 450SL | 450SL | MODULES/ MULTIPARAMETERS |  |  | J8HB7346G |  | 2017-06-15 | 95700 | CLINICAL ENGINEERING | 1899-12-31 | USD | 0 | Active | UNIVERSITY NEW MEXICO HOSPITAL
0000030299 | 1077052 | GE HEALTHCARE | 450SL | 450SL | MODULES/ MULTIPARAMETERS |  |  | J8HB7398G | 2006-08-03 | 2017-06-15 | 71030 | HEART STATION | 1899-12-31 | USD | 0 | Active | UNIVERSITY NEW MEXICO HOSPITAL
0000030298 | 1004436 | GE HEALTHCARE | 450SL | 450SL | MODULES/ MULTIPARAMETERS |  |  | J8HB7409G |  | 2017-06-15 | 71030 | HEART STATION | 1899-12-31 | USD | 0 | Active | UNIVERSITY NEW MEXICO HOSPITAL
0000030297 | 1143019 | GE HEALTHCARE | 450SL | 450SL | MODULES/ MULTIPARAMETERS |  |  | J8HB7540G |  | 2017-06-15 | 21015 | ED-NORTH | 1899-12-31 | USD | 0 | Active | UNIVERSITY NEW MEXICO HOSPITAL
0000029912 | 1077752 | GE HEALTHCARE | 450SL | 450SL | MODULES/ MULTIPARAMETERS |  |  | J6HB2087GR |  | 2017-06-15 | 15055 | ANESTHESIA | 1899-12-31 | USD | 0 | Active | UNIVERSITY NEW MEXICO HOSPITAL
0000029910 | 1144308 | GE HEALTHCARE | 450SL | 450SL | MODULES/ MULTIPARAMETERS |  |  | H7HB3899GR |  | 2017-06-15 | 71030 | HEART STATION | 1899-12-31 | USD | 0 | Active | UNIVERSITY NEW MEXICO HOSPITAL
0000029909 | 1214795 | GE HEALTHCARE | 450SL | 450SL | MODULES/ MULTIPARAMETERS |  |  | A5HB0237GR | 2006-08-03 | 2017-06-15 | 71030 | HEART STATION | 1899-12-31 | USD | 0 | Active | UNIVERSITY NEW MEXICO HOSPITAL
0000029908 | 1214794 | GE HEALTHCARE | 450SL | 450SL | MODULES/ MULTIPARAMETERS |  |  | J5HB0696GR |  | 2017-06-15 | 12120 | MEDICAL/CARDIAC ICU | 1899-12-31 | USD | 0 | Active | UNIVERSITY NEW MEXICO HOSPITAL
0000029907 | 1214793 | GE HEALTHCARE | 450SL | 450SL | MODULES/ MULTIPARAMETERS |  |  | J6HB2107GR |  | 2017-06-15 | 71040 | CARDIAC CATH LAB | 1899-12-31 | USD | 0 | Active | UNIVERSITY NEW MEXICO HOSPITAL
0000029906 | 1140466 | GE HEALTHCARE | 450SL | 450SL | MODULES/ MULTIPARAMETERS |  |  | M4HB0158GR |  | 2017-06-15 | 15055 | ANESTHESIA | 1899-12-31 | USD | 0 | Active | UNIVERSITY NEW MEXICO HOSPITAL
0000029905 | 1004361 | GE HEALTHCARE | 450SL | 450SL | MODULES/ MULTIPARAMETERS |  |  | H7HB3888GR |  | 2017-06-15 | 12120 | MEDICAL/CARDIAC ICU | 1899-12-31 | USD | 0 | Active | UNIVERSITY NEW MEXICO HOSPITAL
0000029904 | 1003859 | GE HEALTHCARE | 450SL | 450SL | MODULES/ MULTIPARAMETERS |  |  | G7HB3712GR |  | 2017-06-15 | 71030 | HEART STATION | 1899-12-31 | USD | 0 | Active | UNIVERSITY NEW MEXICO HOSPITAL
0000029903 | 1143401 | GE HEALTHCARE | 450SL | 450SL | MODULES/ MULTIPARAMETERS |  |  | B7HB2654GR |  | 2017-06-15 | 71030 | HEART STATION | 1899-12-31 | USD | 0 | Active | UNIVERSITY NEW MEXICO HOSPITAL
0000023069 | 1214322 | GE HEALTHCARE | 450SL | 450SL | MODULES/ MULTIPARAMETERS |  |  | D5S21780G |  | 2017-06-15 | 71030 | HEART STATION | 1899-12-31 | USD | 0 | Active | UNIVERSITY NEW MEXICO HOSPITAL
0000023067 | 1214320 | GE HEALTHCARE | 450SL | 450SL | MODULES/ MULTIPARAMETERS |  |  | D5S21786G |  | 2017-06-15 | 71030 | HEART STATION | 1899-12-31 | USD | 0 | Active | UNIVERSITY NEW MEXICO HOSPITAL
0000023066 | 1214319 | GE HEALTHCARE | 450SL | 450SL | MODULES/ MULTIPARAMETERS |  |  | D5S21789G | 2006-05-11 | 2017-06-15 | 12120 | MEDICAL/CARDIAC ICU | 1899-12-31 | USD | 0 | Active | UNIVERSITY NEW MEXICO HOSPITAL
0000023064 | 1214317 | GE HEALTHCARE | 450SL | 450SL | MODULES/ MULTIPARAMETERS |  |  | D5S21787G | 2006-06-16 | 2017-06-15 | 71030 | HEART STATION | 1899-12-31 | USD | 0 | Active | UNIVERSITY NEW MEXICO HOSPITAL
0000024616 | 1003263 | GE HEALTHCARE | 450SL | 450SL | MODULES/ MULTIPARAMETERS |  |  | A4S20505G |  | 2017-06-15 | 71030 | HEART STATION | 1899-12-31 | USD | 0 | Active | UNIVERSITY NEW MEXICO HOSPITAL
0000024615 | 1144310 | GE HEALTHCARE | 450SL | 450SL | MODULES/ MULTIPARAMETERS |  |  | F6HB1667G |  | 2017-06-15 | 71030 | HEART STATION | 1899-12-31 | USD | 0 | Active | UNIVERSITY NEW MEXICO HOSPITAL
0000024613 | 1214455 | GE HEALTHCARE | 450SL | 450SL | MODULES/ MULTIPARAMETERS |  |  | F6HB1697G | 2006-05-11 | 2017-06-15 | 15055 | ANESTHESIA | 1899-12-31 | USD | 0 | Active | UNIVERSITY NEW MEXICO HOSPITAL
0000024612 | 1214454 | GE HEALTHCARE | 450SL | 450SL | MODULES/ MULTIPARAMETERS |  |  | F6HB1685G |  | 2017-06-15 | 71030 | HEART STATION | 1899-12-31 | USD | 0 | Active | UNIVERSITY NEW MEXICO HOSPITAL
0000024611 | 1214453 | GE HEALTHCARE | 450SL | 450SL | MODULES/ MULTIPARAMETERS |  |  | F6HB1670G |  | 2017-06-15 | 15000 | OPERATING ROOM | 1899-12-31 | USD | 0 | Active | UNIVERSITY NEW MEXICO HOSPITAL
0000024351 | 1140477 | GE HEALTHCARE | 450SL | 450SL | MODULES/ MULTIPARAMETERS |  |  | D6HB1464G |  | 2017-06-15 | 12460 | PEDIATRIC ICU | 1899-12-31 | USD | 0 | Active | UNIVERSITY NEW MEXICO HOSPITAL
0000024350 | 1004861 | GE HEALTHCARE | 450SL | 450SL | MODULES/ MULTIPARAMETERS |  |  | D6HB1441G |  | 2017-06-15 | 21015 | ED-NORTH | 1899-12-31 | USD | 0 | Active | UNIVERSITY NEW MEXICO HOSPITAL
0000024349 | 1440228 | GE HEALTHCARE | 450SL | 450SL | MODULES/ MULTIPARAMETERS |  |  | C6HB1240G |  | 2017-06-15 | 12120 | MEDICAL/CARDIAC ICU | 1899-12-31 | USD | 0 | Active | UNIVERSITY NEW MEXICO HOSPITAL
0000024347 | 1214433 | GE HEALTHCARE | 450SL | 450SL | MODULES/ MULTIPARAMETERS |  |  | D6HB1474G |  | 2017-06-15 | 71030 | HEART STATION | 1899-12-31 | USD | 0 | Active | UNIVERSITY NEW MEXICO HOSPITAL
0000024346 | 1214432 | GE HEALTHCARE | 450SL | 450SL | MODULES/ MULTIPARAMETERS |  |  | D6HB1459G | 2006-06-16 | 2017-06-15 | 12460 | PEDIATRIC ICU | 1899-12-31 | USD | 0 | Active | UNIVERSITY NEW MEXICO HOSPITAL
0000024345 | 1143377 | GE HEALTHCARE | 450SL | 450SL | MODULES/ MULTIPARAMETERS |  |  | D6HB1453G |  | 2017-06-15 | 21015 | ED-NORTH | 1899-12-31 | USD | 0 | Active | UNIVERSITY NEW MEXICO HOSPITAL
0000024344 | 1214431 | GE HEALTHCARE | 450SL | 450SL | MODULES/ MULTIPARAMETERS |  |  | D6HB1468G |  | 2017-06-15 | 12110 | NEUROSCIENCE ICU | 1899-12-31 | USD | 0 | Active | UNIVERSITY NEW MEXICO HOSPITAL
0000024618 | 1422146 | GE HEALTHCARE | 450SL | 450SL | MODULES/ MULTIPARAMETERS |  |  | F6HB1693G |  | 2017-06-15 | 71030 | HEART STATION | 1899-12-31 | USD | 0 | Active | UNIVERSITY NEW MEXICO HOSPITAL
0000024343 | 1096353 | GE HEALTHCARE | 450SL | 450SL | MODULES/ MULTIPARAMETERS |  |  | D6HB1466G | 2006-05-12 | 2017-06-15 | 21015 | ED-NORTH | 1899-12-31 | USD | 0 | Active | UNIVERSITY NEW MEXICO HOSPITAL
0000024342 | 1140478 | GE HEALTHCARE | 450SL | 450SL | MODULES/ MULTIPARAMETERS |  |  | D6HB1446G |  | 2017-06-15 | 71030 | HEART STATION | 1899-12-31 | USD | 0 | Active | UNIVERSITY NEW MEXICO HOSPITAL
0000024341 | 1214429 | GE HEALTHCARE | 450SL | 450SL | MODULES/ MULTIPARAMETERS |  |  | C6HB1290G |  | 2017-06-15 | 21015 | ED-NORTH | 1899-12-31 | USD | 0 | Active | UNIVERSITY NEW MEXICO HOSPITAL
0000026652 | 1083375 | GE HEALTHCARE | 450SL | 450SL | MODULES/ MULTIPARAMETERS |  |  | NONE |  | 2017-06-15 | 15055 | ANESTHESIA | 1899-12-31 | USD | 0 | Active | UNIVERSITY NEW MEXICO HOSPITAL
0000026651 | 1214571 | GE HEALTHCARE | 450SL | 450SL | MODULES/ MULTIPARAMETERS |  |  | J6HB2080GR |  | 2017-06-15 | 12460 | PEDIATRIC ICU | 1899-12-31 | USD | 0 | Active | UNIVERSITY NEW MEXICO HOSPITAL
0000026656 | 1083000 | GE HEALTHCARE | 450SL | 450SL | MODULES/ MULTIPARAMETERS |  |  | K5HB0713GR |  | 2017-06-15 | 75025 | RADIOLOGY - INTERVENTIONAL RAD | 1899-12-31 | USD | 0 | Active | UNIVERSITY NEW MEXICO HOSPITAL
0000026653 | 1448369 | GE HEALTHCARE | 450SL | 450SL | MODULES/ MULTIPARAMETERS |  |  | J6HB2103GR |  | 2017-06-15 | 15000 | OPERATING ROOM | 1899-12-31 | USD | 0 | Active | UNIVERSITY NEW MEXICO HOSPITAL
0000020609 | 1143048 | GE HEALTHCARE | 450SL | 450SL | MODULES/ MULTIPARAMETERS |  |  | B4S20579G | 2006-08-03 | 2017-06-15 | 71030 | HEART STATION | 1899-12-31 | USD | 0 | Active | UNIVERSITY NEW MEXICO HOSPITAL
101099 | 1143272 | GE HEALTHCARE | 450SL | 450SL | MODULES/ MULTIPARAMETERS |  |  | B4S20583G |  | 2017-06-15 | 21015 | ED-NORTH | 1899-12-31 | USD | 0 | Active | UNIVERSITY NEW MEXICO HOSPITAL
0000020607 | 1096352 | GE HEALTHCARE | 450SL | 450SL | MODULES/ MULTIPARAMETERS |  |  | B4S20565G |  | 2017-06-15 | 71030 | HEART STATION | 1899-12-31 | USD | 0 | Active | UNIVERSITY NEW MEXICO HOSPITAL
0000021237 | 1143274 | GE HEALTHCARE | 450SL | 450SL | MODULES/ MULTIPARAMETERS |  |  | G4S21118G | 2006-08-03 | 2017-06-15 | 71030 | HEART STATION | 1899-12-31 | USD | 0 | Active | UNIVERSITY NEW MEXICO HOSPITAL
0000020989 | 1214153 | GE HEALTHCARE | 450SL | 450SL | MODULES/ MULTIPARAMETERS |  |  | B4S20578G | 2007-02-07 | 2017-06-15 | 71030 | HEART STATION | 1899-12-31 | USD | 0 | Active | UNIVERSITY NEW MEXICO HOSPITAL
0000020618 | 1143063 | GE HEALTHCARE | 450SL | 450SL | MODULES/ MULTIPARAMETERS |  |  | B4S20571G |  | 2017-06-15 | 12120 | MEDICAL/CARDIAC ICU | 1899-12-31 | USD | 0 | Active | UNIVERSITY NEW MEXICO HOSPITAL
0000020617 | 1439641 | GE HEALTHCARE | 450SL | 450SL | MODULES/ MULTIPARAMETERS |  |  | A4S20500G |  | 2017-06-15 | 71030 | HEART STATION | 1899-12-31 | USD | 0 | Active | UNIVERSITY NEW MEXICO HOSPITAL
0000020616 | 1144985 | GE HEALTHCARE | 450SL | 450SL | MODULES/ MULTIPARAMETERS |  |  | B4S20576G |  | 2017-06-15 | 15000 | OPERATING ROOM | 1899-12-31 | USD | 0 | Active | UNIVERSITY NEW MEXICO HOSPITAL
0000020986 | 1439775 | GE HEALTHCARE | 450SL | 450SL | MODULES/ MULTIPARAMETERS |  |  | A4S20492G |  | 2017-06-15 | 15515 | OSIS ANESTHESIA | 1899-12-31 | USD | 0 | Active | UNIVERSITY NEW MEXICO HOSPITAL
0000020615 | 1439640 | GE HEALTHCARE | 450SL | 450SL | MODULES/ MULTIPARAMETERS |  |  | B4S20573G |  | 2017-06-15 | 71030 | HEART STATION | 1899-12-31 | USD | 0 | Active | UNIVERSITY NEW MEXICO HOSPITAL
0000020614 | 1004405 | GE HEALTHCARE | 450SL | 450SL | MODULES/ MULTIPARAMETERS |  |  | B4S20584G |  | 2017-06-15 | 71030 | HEART STATION | 1899-12-31 | USD | 0 | Active | UNIVERSITY NEW MEXICO HOSPITAL
0000021817 | 1004377 | GE HEALTHCARE | 450SL | 450SL | MODULES/ MULTIPARAMETERS |  |  | B5S21709G |  | 2017-06-15 | 71030 | HEART STATION | 1899-12-31 | USD | 0 | Active | UNIVERSITY NEW MEXICO HOSPITAL
0000021816 | 1004210 | GE HEALTHCARE | 450SL | 450SL | MODULES/ MULTIPARAMETERS |  |  | B5S21712G |  | 2017-06-15 | 71030 | HEART STATION | 1899-12-31 | USD | 0 | Active | UNIVERSITY NEW MEXICO HOSPITAL
0000021815 | 1140468 | GE HEALTHCARE | 450SL | 450SL | MODULES/ MULTIPARAMETERS |  |  | B5S21705G |  | 2017-06-15 | 12110 | NEUROSCIENCE ICU | 1899-12-31 | USD | 0 | Active | UNIVERSITY NEW MEXICO HOSPITAL
0000020979 | 1214149 | GE HEALTHCARE | 450SL | 450SL | MODULES/ MULTIPARAMETERS |  |  | A4S20489G |  | 2017-06-15 | 15000 | OPERATING ROOM | 1899-12-31 | USD | 0 | Active | UNIVERSITY NEW MEXICO HOSPITAL
0000020611 | 1141914 | GE HEALTHCARE | 450SL | 450SL | MODULES/ MULTIPARAMETERS |  |  | B4S20566G |  | 2017-06-15 | 71030 | HEART STATION | 1899-12-31 | USD | 0 | Active | UNIVERSITY NEW MEXICO HOSPITAL
0000020610 | 1143391 | GE HEALTHCARE | 450SL | 450SL | MODULES/ MULTIPARAMETERS |  |  | B4S20574G |  | 2017-06-15 | 12110 | NEUROSCIENCE ICU | 1899-12-31 | USD | 0 | Active | UNIVERSITY NEW MEXICO HOSPITAL
0000033976 | 1215284 | LIFESCAN INC | SURESTEP PRO | SURESTEP PRO | MONITORS/ PERSONAL/ GLUCOSE |  |  | L4058AA00039 |  | 2017-06-15 | 15055 | ANESTHESIA | 1899-12-31 | USD | 0 | Active | UNIVERSITY NEW MEXICO HOSPITAL
0000033887 | 1215259 | LIFESCAN INC | SURESTEP PRO | SURESTEP PRO | MONITORS/ PERSONAL/ GLUCOSE |  |  | L8335AA00044 |  | 2017-06-15 | 12120 | MEDICAL/CARDIAC ICU | 1899-12-31 | USD | 0 | Active | UNIVERSITY NEW MEXICO HOSPITAL
0000023044 | 1214313 | GE / MARQUETTE ELECTRONICS INC | 4560SL | 4560SL | MODULES/ MULTIPARAMETERS |  | FOUND | D5S21788G |  | 2017-06-15 | 71030 | HEART STATION | 1899-12-31 | USD | 0 | Active | UNIVERSITY NEW MEXICO HOSPITAL
0000046913 | 1140475 | GE / MARQUETTE ELECTRONICS INC | TRAM 451 | TRAM 451 | MODULES/ MULTIPARAMETERS |  |  | E3TW4672G |  | 2017-06-15 | 15055 | ANESTHESIA | 1899-12-31 | USD | 0 | Active | UNIVERSITY NEW MEXICO HOSPITAL
0000033424 | 1215205 | OXEQUIP HEALTH INDUSTRIES | OXEQUIP | OXEQUIP | REGULATORS/ SUCTION |  |  | N/A |  | 2017-06-15 | 12480 | CTH REHAB-ORTHO UNIT | 1899-12-31 | USD | 0 | Active | UNIVERSITY NEW MEXICO HOSPITAL
0000027696 | 1214707 | OXEQUIP HEALTH INDUSTRIES | OXEQUIP | OXEQUIP | REGULATORS/ SUCTION |  |  | N/A |  | 2017-06-15 | 12480 | CTH REHAB-ORTHO UNIT | 1899-12-31 | USD | 0 | Active | UNIVERSITY NEW MEXICO HOSPITAL
0000019248 | 1214050 | OXEQUIP HEALTH INDUSTRIES | OXEQUIP | OXEQUIP | REGULATORS/ SUCTION |  |  | N/A |  | 2017-06-15 | 12480 | CTH REHAB-ORTHO UNIT | 1899-12-31 | USD | 0 | Active | UNIVERSITY NEW MEXICO HOSPITAL
0000049795 | 1216994 | DLP INC | 60000 | 60000 | PRESSURE METERS/ DIGITAL |  |  | 418111 |  | 2017-06-15 | 15000 | OPERATING ROOM | 1899-12-31 | USD | 0 | Active | UNIVERSITY NEW MEXICO HOSPITAL
0000049794 | 1216993 | DLP INC | 60000 | 60000 | PRESSURE METERS/ DIGITAL |  |  | 418107 |  | 2017-06-15 | 15000 | OPERATING ROOM | 1899-12-31 | USD | 0 | Active | UNIVERSITY NEW MEXICO HOSPITAL
0000040417 | 1215618 | BLU RAY INC | MARK 2 | MARK 2 | X-RAY FILM DUPLICATORS |  |  | N/A |  | 2017-06-15 | 30030 | CTH OUTPATIENT CLINIC | 1899-12-31 | USD | 0 | Active | UNIVERSITY NEW MEXICO HOSPITAL
0000027953 | 1214722 | MEDASONICS INC | FIRST BEAT | FIRST BEAT | FETAL HEART DETECTORS/ ULTRASONIC |  |  | FB01854 | 2003-10-01 | 2017-06-15 | 32040 | NE HEIGHTS CLINIC | 1899-12-31 | USD | 0 | Active | UNIVERSITY NEW MEXICO HOSPITAL
0000026004 | 1096560 | IMPACT MONITORS INC | UNIBLEN751 | UNIBLEN751 | OXYGEN-AIR PROPORTIONERS |  |  | 332495B | 2017-02-13 | 2018-02-15 | 12455 | NEWBORN ICU | 1899-12-31 | USD | 0 | Active | UNIVERSITY NEW MEXICO HOSPITAL
0000049531 | 1216893 | VIEWSONIC CORP | VCDTS21755-2R | VCDTS21755-2R | MONITORS |  |  | 320010506271 |  | 2017-06-15 | 34120 | REPRO/ENDO CLINIC | 1899-12-31 | USD | 0 | Active | UNIVERSITY NEW MEXICO HOSPITAL
0000032830 | 1215062 | NELLCOR PURITAN BENNETT INC | 590 | 590 | OXYGEN CONCENTRATORS |  |  | 0997G202753 | 2016-09-27 | 2017-09-15 | 34350 | MEDICINE CLINIC | 1899-12-31 | USD | 0 | Active | UNIVERSITY NEW MEXICO HOSPITAL
0000032832 | 1142138 | FISHER SCIENTIFIC CO | VERSABATH | VERSABATH | BATHS/ WATER |  |  | 922724 | 2016-09-28 | 2017-09-15 | 12350 | CRC/CTC (5-E) | 1899-12-31 | USD | 0 | Active | UNIVERSITY NEW MEXICO HOSPITAL
0000049372 | 1085624 | MIDLAND MANUFACTURING CO INC | 922595 | 922595 | TABLES/ EXAMINATION/TREATMENT/ PHYSICAL THERAPY |  |  | 2310378 | 2010-01-26 | 2017-06-15 | 76015 | REHABILITATION OUTPATIENT 1025 | 1899-12-31 | USD | 0 | Active | UNIVERSITY NEW MEXICO HOSPITAL
0000029854 | 1214788 | GE / MARQUETTE ELECTRONICS INC | MARS MON | MARS MON | MONITORS |  |  | NONE |  | 2017-06-15 | 71030 | HEART STATION | 1899-12-31 | USD | 0 | Active | UNIVERSITY NEW MEXICO HOSPITAL
0000046654 | 1216728 | SONY CORP OF AMERICA | CPD-E540 | CPD-E540 | MONITORS |  |  | 8045306 |  | 2017-06-15 | 12210 | CORONARY CARE SUBACUTE | 1899-12-31 | USD | 0 | Active | UNIVERSITY NEW MEXICO HOSPITAL
0000038401 | 1215484 | OLYMPUS AMERICA INC | CV-755 | CV-755 | CAMERAS/ ENDOSCOPIC |  |  | N755275 |  | 2017-06-15 | 34610 | OPHTHALMOLOGY ON SITE CLINIC | 1899-12-31 | USD | 0 | Active | UNIVERSITY NEW MEXICO HOSPITAL
0000030260 | 1214847 | IMEX MEDICAL SYSTEMS INC | POCKET-DOP I | POCKET-DOP I | BLOOD-FLOW DETECTORS/ ULTRASONIC |  |  | RA04873 | 2003-10-01 | 2017-06-15 | 30115 | SE HEIGHTS CLINIC-SAN PABLO | 1899-12-31 | USD | 0 | Active | UNIVERSITY NEW MEXICO HOSPITAL
0000015700 | 1085373 | YELLOW SPRINGS INSTRUMENT CO INC | 43TD | 43TD | CONTROLLERS/ TEMPERATURE |  |  | 49176 | 2004-06-01 | 2017-06-15 | 15515 | OSIS ANESTHESIA | 1899-12-31 | USD | 0 | Active | UNIVERSITY NEW MEXICO HOSPITAL
0000046033 | 1216557 | HILL-ROM INC | EPI CARE P680 | EPI CARE P680 | EQUIPMENT BOOM ARMS |  | FOUND | 27A41 |  | 2017-06-15 | 15500 | OSIS OPERATING ROOM | 1899-12-31 | USD | 0 | Active | UNIVERSITY NEW MEXICO HOSPITAL
0000046030 | 1216555 | HILL-ROM INC | EPI CARE P680 | EPI CARE P680 | EQUIPMENT BOOM ARMS |  | FOUND | 27A39 |  | 2017-06-15 | 15500 | OSIS OPERATING ROOM | 1899-12-31 | USD | 0 | Active | UNIVERSITY NEW MEXICO HOSPITAL
0000046027 | 1216553 | HILL-ROM INC | EPI CARE P680 | EPI CARE P680 | EQUIPMENT BOOM ARMS |  | FOUND | 27A40 |  | 2017-06-15 | 15500 | OSIS OPERATING ROOM | 1899-12-31 | USD | 0 | Active | UNIVERSITY NEW MEXICO HOSPITAL
0000046026 | 1216552 | HILL-ROM INC | EPI CARE P680 | EPI CARE P680 | EQUIPMENT BOOM ARMS |  | FOUND | 27A42 |  | 2017-06-15 | 15500 | OSIS OPERATING ROOM | 1899-12-31 | USD | 0 | Active | UNIVERSITY NEW MEXICO HOSPITAL
0000046024 | 1216550 | HILL-ROM INC | EPI CARE P680 | EPI CARE P680 | EQUIPMENT BOOM ARMS |  | FOUND | 27A44 |  | 2017-06-15 | 15500 | OSIS OPERATING ROOM | 1899-12-31 | USD | 0 | Active | UNIVERSITY NEW MEXICO HOSPITAL
0000046022 | 1216548 | HILL-ROM INC | EPI CARE P680 | EPI CARE P680 | EQUIPMENT BOOM ARMS |  | FOUND | 27A43 |  | 2017-06-15 | 15500 | OSIS OPERATING ROOM | 1899-12-31 | USD | 0 | Active | UNIVERSITY NEW MEXICO HOSPITAL
0000018918 | 1214045 | AMSCO | 2080MIA | 2080MIA | TABLES/ INSTRUMENT/ SURGERY |  |  | 0430792016 | 2004-06-01 | 2017-06-15 | 15000 | OPERATING ROOM | 1899-12-31 | USD | 0 | Active | UNIVERSITY NEW MEXICO HOSPITAL
0000035163 | 1144285 | UNIVERSAL POWER | LT-700M | LT-700M | POWER SYSTEMS/ UNINTERRUPTIBLE |  |  | 10-10683 | 2016-09-30 | 2018-09-15 | 71510 | PULMONARY SERVICES | 1899-12-31 | USD | 0 | Active | UNIVERSITY NEW MEXICO HOSPITAL
0000015535 | 1004654 | PHILIPS BURTON | 31602 | 31602 | LIGHTS/ ULTRAVIOLET |  |  | 8206080 | 2017-07-13 | 2018-07-15 | 21015 | ED-NORTH | 1899-12-31 | USD | 0 | Active | UNIVERSITY NEW MEXICO HOSPITAL
0000038036 | 1215409 | CDX CORPORATION | SYR-HIGH | SYR-HIGH | SYRINGES/ PLUNGER/ CALIBRATION |  |  | 3986 |  | 2017-06-15 | 71520 | PULMONARY DIAGNOSTICS | 1899-12-31 | USD | 0 | Active | UNIVERSITY NEW MEXICO HOSPITAL
| 385420 | NELLCOR INC | SIM 2 | SPO2 SIM | TESTERS/ PULSE OXIMETRY MONITOR |  |  | M2GY0117G |  | 2017-06-15 | 95700 | CLINICAL ENGINEERING | 1899-12-31 | USD | 0 | Active | UNIVERSITY NEW MEXICO HOSPITAL
0000046238 | 1003867 | STORZ INSTRUMENT CO | 20212120 | 20212120 | VIDEO IMAGE PROCESSORS |  |  | FG604247P |  | 2017-06-15 | 15055 | ANESTHESIA | 1899-12-31 | USD | 0 | Active | UNIVERSITY NEW MEXICO HOSPITAL
0000050805 | 1217103 | VALLEYLAB INC | FORCE FX | FORCE FX | ELECTROSURGICAL UNITS |  |  | F4D31371A | 2017-07-20 | 2018-01-15 | 71040 | CARDIAC CATH LAB | 1899-12-31 | USD | 0 | Active | UNIVERSITY NEW MEXICO HOSPITAL
0000046020 | 1216546 | VALLEYLAB INC | FORCE FX | FORCE FX | ELECTROSURGICAL UNITS |  |  | CF3C26197A | 2017-05-31 | 2017-11-15 | 15500 | OSIS OPERATING ROOM | 1899-12-31 | USD | 0 | Active | UNIVERSITY NEW MEXICO HOSPITAL
0000046019 | 1216545 | VALLEYLAB INC | FORCE FX | FORCE FX | ELECTROSURGICAL UNITS |  |  | CF3C26194A | 2017-05-31 | 2017-11-15 | 15500 | OSIS OPERATING ROOM | 1899-12-31 | USD | 0 | Active | UNIVERSITY NEW MEXICO HOSPITAL
0000050860 | 1077875 | STRYKER CORP | TPS 510-01 | TPS 510-01 | ARTHROSCOPIC SHAVER SYSTEMS |  |  | 413501473 | 2017-05-31 | 2018-05-15 | 15500 | OSIS OPERATING ROOM | 1899-12-31 | USD | 0 | Active | UNIVERSITY NEW MEXICO HOSPITAL
0000050866 | 1077897 | KARL STORZ ENDOSCOPY-AMERICA INC | Z 300 | Z 300 | LIGHT SOURCES |  |  | DF0607885 | 2017-05-01 | 2018-05-15 | 15500 | OSIS OPERATING ROOM | 1899-12-31 | USD | 0 | Active | UNIVERSITY NEW MEXICO HOSPITAL
0000034497 | 1215316 | AIRCLEAN SYSTEMS | AC1000 | AC1000 | HOODS/ ISOLATION/ LAMINAR AIR FLOW |  |  | 1000-057-PC | 2017-05-30 | 2017-11-15 | 34230 | SURGICAL SPECIALTIES CLINIC | 1899-12-31 | USD | 0 | Active | UNIVERSITY NEW MEXICO HOSPITAL
0000052995 | 1217628 | SONY CORP OF AMERICA | PVM-1350 | PVM-1350 | MONITORS |  | FOUND | 2010188 | 2005-03-16 | 2017-06-15 | 78010 | NEURODIAGNOSTICS LAB | 1899-12-31 | USD | 0 | Active | UNIVERSITY NEW MEXICO HOSPITAL
0000043803 | 1216414 | VIEWSONIC CORP | VCDTS21914-1M | VCDTS21914-1M | MONITORS/ VIDEO |  |  | 22201462 | 2004-04-01 | 2017-06-15 | 12410 | PEDIATRIC SPECIALTY CARE | 1899-12-31 | USD | 0 | Active | UNIVERSITY NEW MEXICO HOSPITAL
0000035143 | 1215346 | NELLCOR PURITAN BENNETT INC | 7202 | 7202 | MONITORS |  |  | 9710421 |  | 2017-06-15 | 71510 | PULMONARY SERVICES | 1899-12-31 | USD | 0 | Active | UNIVERSITY NEW MEXICO HOSPITAL
0000035139 | 1215345 | NELLCOR PURITAN BENNETT INC | 7202 | 7202 | MONITORS |  |  | 9610179 |  | 2017-06-15 | 71510 | PULMONARY SERVICES | 1899-12-31 | USD | 0 | Active | UNIVERSITY NEW MEXICO HOSPITAL
0000035118 | 1215343 | NELLCOR PURITAN BENNETT INC | 7202 | 7202 | MONITORS |  |  | 9610178 |  | 2017-06-15 | 71510 | PULMONARY SERVICES | 1899-12-31 | USD | 0 | Active | UNIVERSITY NEW MEXICO HOSPITAL
0000035067 | 1215333 | NELLCOR PURITAN BENNETT INC | 7202 | 7202 | MONITORS |  |  | 9610177 | 2004-08-01 | 2017-06-15 | 71510 | PULMONARY SERVICES | 1899-12-31 | USD | 0 | Active | UNIVERSITY NEW MEXICO HOSPITAL
0000032113 | 1214880 | NELLCOR PURITAN BENNETT INC | 7202 | 7202 | MONITORS |  |  | 9611285 | 2004-08-01 | 2017-06-15 | 71510 | PULMONARY SERVICES | 1899-12-31 | USD | 0 | Active | UNIVERSITY NEW MEXICO HOSPITAL
0000032112 | 1214879 | NELLCOR PURITAN BENNETT INC | 7202 | 7202 | MONITORS |  |  | 9910490 | 2002-02-01 | 2017-06-15 | 71510 | PULMONARY SERVICES | 1899-12-31 | USD | 0 | Active | UNIVERSITY NEW MEXICO HOSPITAL
0000032110 | 1214878 | NELLCOR PURITAN BENNETT INC | 7202 | 7202 | MONITORS |  |  | 9910493 | 2002-02-01 | 2017-06-15 | 71510 | PULMONARY SERVICES | 1899-12-31 | USD | 0 | Active | UNIVERSITY NEW MEXICO HOSPITAL
0000046371 | 1216678 | RAULAND-BORG INC | RESPONDER 3000 | RESPONDER 3000 | NURSE CALL SYSTEMS |  |  | N/A | 2016-08-30 | 2017-08-15 | 34520 | ORTHOPEDICS CLINIC | 1899-12-31 | USD | 0 | Reactivated | UNIVERSITY NEW MEXICO HOSPITAL
0000046368 | 1216677 | RAULAND-BORG INC | RESPONDER 3000 | RESPONDER 3000 | NURSE CALL SYSTEMS |  |  | N/A | 2017-01-26 | 2018-01-15 | 75000 | RADIOLOGY - GENERAL | 1899-12-31 | USD | 0 | Active | UNIVERSITY NEW MEXICO HOSPITAL
0000046912 | 1085523 | RAULAND-BORG INC | RESPONDER 3000 | RESPONDER 3000 | NURSE CALL SYSTEMS |  |  | N/A | 2017-01-18 | 2018-01-15 | 76010 | REHABILITATION SERVICES | 1899-12-31 | USD | 0 | Active | UNIVERSITY NEW MEXICO HOSPITAL
0000046878 | 1004531 | RAULAND-BORG INC | RESPONDER 3000 | RESPONDER 3000 | NURSE CALL SYSTEMS |  |  | N/A | 2017-06-15 | 2018-06-15 | 15000 | OPERATING ROOM | 1899-12-31 | USD | 0 | Active | UNIVERSITY NEW MEXICO HOSPITAL
0000049679 | 1216950 | PICKER | FX | FX | DATA MANAGEMENT SYSTEMS |  |  |  | 2017-02-24 | 2018-02-15 | 75045 | RADIOLOGY - NUCLEAR MED | 1899-12-31 | USD | 0 | Active | UNIVERSITY NEW MEXICO HOSPITAL
0000046887 | 1439707 | PRECISION MEDICAL INC | PM3300 | PM3300 | REGULATORS/ SUCTION |  |  | 54838 |  | 2017-06-15 | 12430 | GENERAL PEDIATRICS UNIT | 1899-12-31 | USD | 0 | Active | UNIVERSITY NEW MEXICO HOSPITAL
0000046886 | 1216801 | PRECISION MEDICAL INC | PM3300 | PM3300 | REGULATORS/ SUCTION |  |  | 54840 |  | 2017-06-15 | 12460 | PEDIATRIC ICU | 1899-12-31 | USD | 0 | Active | UNIVERSITY NEW MEXICO HOSPITAL
0000046885 | 1216800 | PRECISION MEDICAL INC | PM3300 | PM3300 | REGULATORS/ SUCTION |  |  | 54839 |  | 2017-06-15 | 12460 | PEDIATRIC ICU | 1899-12-31 | USD | 0 | Active | UNIVERSITY NEW MEXICO HOSPITAL
0000044995 | 1439715 | PRECISION MEDICAL INC | PM3300 | PM3300 | REGULATORS/ SUCTION |  |  | 39653 |  | 2017-06-15 | 75050 | RADIOLOGY - ULTRASOUND | 1899-12-31 | USD | 0 | Active | UNIVERSITY NEW MEXICO HOSPITAL
0000043187 | 1141085 | NELLCOR INC | NPB-70 | NPB-70 | CAPNOGRAPHS |  |  | 97208278 | 2016-09-13 | 2017-09-15 | 71520 | PULMONARY DIAGNOSTICS | 1899-12-31 | USD | 0 | Active | UNIVERSITY NEW MEXICO HOSPITAL
0000027681 | 1214703 | GOOD LIGHT CO | A | A | REGULATORS/ SUCTION |  |  | NONE |  | 2017-06-15 | 71040 | CARDIAC CATH LAB | 1899-12-31 | USD | 0 | Active | UNIVERSITY NEW MEXICO HOSPITAL
0000026222 | 1214543 | GE HEALTHCARE | TRAM 250A | TRAM 250A | MODULES/ MULTIPARAMETERS |  |  | C7HA1706G | 2006-01-24 | 2017-06-15 | 71030 | HEART STATION | 1899-12-31 | USD | 0 | Active | UNIVERSITY NEW MEXICO HOSPITAL
0000029764 | 1214781 | GE HEALTHCARE | TRAM 250A | TRAM 250A | MODULES/ MULTIPARAMETERS |  |  | B8HA2964G |  | 2017-06-15 | 71030 | HEART STATION | 1899-12-31 | USD | 0 | Active | UNIVERSITY NEW MEXICO HOSPITAL
0000022995 | 1004947 | GE HEALTHCARE | TRAM 250A | TRAM 250A | MODULES/ MULTIPARAMETERS |  |  | F4S01000G |  | 2017-06-15 | 71030 | HEART STATION | 1899-12-31 | USD | 0 | Active | UNIVERSITY NEW MEXICO HOSPITAL
0000026217 | 1144169 | GE HEALTHCARE | TRAM 250A | TRAM 250A | MODULES/ MULTIPARAMETERS |  |  | C7HA1659G |  | 2017-06-15 | 71030 | HEART STATION | 1899-12-31 | USD | 0 | Active | UNIVERSITY NEW MEXICO HOSPITAL
0000018143 | 1140464 | GE HEALTHCARE | TRAM 250A | TRAM 250A | MODULES/ MULTIPARAMETERS |  |  | K2SF0488G |  | 2017-06-15 | 71030 | HEART STATION | 1899-12-31 | USD | 0 | Active | UNIVERSITY NEW MEXICO HOSPITAL
0000018142 | 1144268 | GE HEALTHCARE | TRAM 250A | TRAM 250A | MODULES/ MULTIPARAMETERS |  |  | K2SF0526G | 2006-08-03 | 2017-06-15 | 71030 | HEART STATION | 1899-12-31 | USD | 0 | Active | UNIVERSITY NEW MEXICO HOSPITAL
0000018138 | 1214011 | GE HEALTHCARE | TRAM 250A | TRAM 250A | MODULES/ MULTIPARAMETERS |  |  | K2SF0531G |  | 2017-06-15 | 15055 | ANESTHESIA | 1899-12-31 | USD | 0 | Active | UNIVERSITY NEW MEXICO HOSPITAL
0000018137 | 1004339 | GE HEALTHCARE | TRAM 250A | TRAM 250A | MODULES/ MULTIPARAMETERS |  |  | K2F0509G |  | 2017-06-15 | 95700 | CLINICAL ENGINEERING | 1899-12-31 | USD | 0 | Active | UNIVERSITY NEW MEXICO HOSPITAL
0000018136 | 1440421 | GE HEALTHCARE | TRAM 250A | TRAM 250A | MODULES/ MULTIPARAMETERS |  |  | K2SF0472G | 2006-02-24 | 2017-06-15 | 12455 | NEWBORN ICU | 1899-12-31 | USD | 0 | Active | UNIVERSITY NEW MEXICO HOSPITAL
0000018135 | 1214009 | GE HEALTHCARE | TRAM 250A | TRAM 250A | MODULES/ MULTIPARAMETERS |  |  | K2SF0546G | 2006-07-06 | 2017-06-15 | 71030 | HEART STATION | 1899-12-31 | USD | 0 | Active | UNIVERSITY NEW MEXICO HOSPITAL
0000018024 | 1141872 | GE HEALTHCARE | TRAM 250A | TRAM 250A | MODULES/ MULTIPARAMETERS |  |  | K2SF8542G |  | 2017-06-15 | 12455 | NEWBORN ICU | 1899-12-31 | USD | 0 | Active | UNIVERSITY NEW MEXICO HOSPITAL
0000019683 | 1141873 | GE HEALTHCARE | TRAM 250A | TRAM 250A | MODULES/ MULTIPARAMETERS |  |  | F3SF1407G |  | 2017-06-15 | 71030 | HEART STATION | 1899-12-31 | USD | 0 | Active | UNIVERSITY NEW MEXICO HOSPITAL
0000019682 | 1214058 | GE HEALTHCARE | TRAM 250A | TRAM 250A | MODULES/ MULTIPARAMETERS |  |  | E3SF1410G |  | 2017-06-15 | 71030 | HEART STATION | 1899-12-31 | USD | 0 | Active | UNIVERSITY NEW MEXICO HOSPITAL
0000019681 | 1214057 | GE HEALTHCARE | TRAM 250A | TRAM 250A | MODULES/ MULTIPARAMETERS |  |  | F3SF1398G |  | 2017-06-15 | 71030 | HEART STATION | 1899-12-31 | USD | 0 | Active | UNIVERSITY NEW MEXICO HOSPITAL
0000019591 | 1141932 | GE HEALTHCARE | TRAM 250A | TRAM 250A | MODULES/ MULTIPARAMETERS |  |  | F3SF1402G |  | 2017-06-15 | 71030 | HEART STATION | 1899-12-31 | USD | 0 | Active | UNIVERSITY NEW MEXICO HOSPITAL
0000018733 | 1083379 | GE HEALTHCARE | TRAM 250A | TRAM 250A | MODULES/ MULTIPARAMETERS |  |  | B3SF0986G |  | 2017-06-15 | 12455 | NEWBORN ICU | 1899-12-31 | USD | 0 | Active | UNIVERSITY NEW MEXICO HOSPITAL
0000018731 | 1214036 | GE HEALTHCARE | TRAM 250A | TRAM 250A | MODULES/ MULTIPARAMETERS |  |  | B3SF0991G | 2006-08-03 | 2017-06-15 | 71030 | HEART STATION | 1899-12-31 | USD | 0 | Active | UNIVERSITY NEW MEXICO HOSPITAL
0000018145 | 1141863 | GE HEALTHCARE | TRAM 250A | TRAM 250A | MODULES/ MULTIPARAMETERS |  |  | K2SF0513G |  | 2017-06-15 | 12455 | NEWBORN ICU | 1899-12-31 | USD | 0 | Active | UNIVERSITY NEW MEXICO HOSPITAL
0000018144 | 1214013 | GE HEALTHCARE | TRAM 250A | TRAM 250A | MODULES/ MULTIPARAMETERS |  |  | K2SF0519G |  | 2017-06-15 | 15055 | ANESTHESIA | 1899-12-31 | USD | 0 | Active | UNIVERSITY NEW MEXICO HOSPITAL
0000020981 | 1141875 | GE HEALTHCARE | TRAM 250A | TRAM 250A | MODULES/ MULTIPARAMETERS |  |  | A4S00619G |  | 2017-06-15 | 12455 | NEWBORN ICU | 1899-12-31 | USD | 0 | Active | UNIVERSITY NEW MEXICO HOSPITAL
0000021853 | 1214264 | GE HEALTHCARE | TRAM 250A | TRAM 250A | MODULES/ MULTIPARAMETERS |  |  | D5S02162G |  | 2017-06-15 | 12455 | NEWBORN ICU | 1899-12-31 | USD | 0 | Active | UNIVERSITY NEW MEXICO HOSPITAL
0000020612 | 1214130 | GE HEALTHCARE | TRAM 250A | TRAM 250A | MODULES/ MULTIPARAMETERS |  |  | A4S00615G | 2005-03-21 | 2017-06-15 | 71030 | HEART STATION | 1899-12-31 | USD | 0 | Active | UNIVERSITY NEW MEXICO HOSPITAL
0000049940 | 1422091 | FISHER & PAYKEL HEALTHCARE INC | INNERVATOR 252 | INNERVATOR 252 | STIMULATORS/ ELECTRICAL/ NEUROMUSCULAR |  | H393112 | 041221002313 | 2005-07-25 | 2017-06-15 | 12110 | NEUROSCIENCE ICU | 1899-12-31 | USD | 385.01 | Active | UNIVERSITY NEW MEXICO HOSPITAL
0000046277 | 1216652 | S & S MEDCART DIV S & S X-RAY PRODUCTS | PARTNER CART SERIES | PARTNER CART SERIES | CARTS/ MEDICATION |  |  | 412323 | 2008-05-15 | 2017-06-15 | 15500 | OSIS OPERATING ROOM | 1899-12-31 | USD | 0 | Active | UNIVERSITY NEW MEXICO HOSPITAL
83890 | 1163370 | HILL-ROM INC | 767 | 767 | OPHTHALMOSCOPE/OTOSCOPES |  |  | N/A |  | 2017-06-15 | 54080 | UNMMG - TRUMAN ST. CLINIC | 1899-12-31 | USD | 0 | Active | UNIVERSITY NEW MEXICO HOSPITAL
0000046747 | 1216756 | HILL-ROM INC | 767 | 767 | OPHTHALMOSCOPE/OTOSCOPES |  |  | N/A |  | 2017-06-15 | 34150 | PEDIATRICS CLINIC | 1899-12-31 | USD | 0 | Active | UNIVERSITY NEW MEXICO HOSPITAL
0000046746 | 1446511 | HILL-ROM INC | 767 | 767 | OPHTHALMOSCOPE/OTOSCOPES |  |  | N/A |  | 2017-06-15 | 34150 | PEDIATRICS CLINIC | 1899-12-31 | USD | 0 | Active | UNIVERSITY NEW MEXICO HOSPITAL
0000046745 | 1216754 | HILL-ROM INC | 767 | 767 | OPHTHALMOSCOPE/OTOSCOPES |  |  | N/A |  | 2017-06-15 | 34150 | PEDIATRICS CLINIC | 1899-12-31 | USD | 0 | Active | UNIVERSITY NEW MEXICO HOSPITAL
0000046744 | 1216753 | HILL-ROM INC | 767 | 767 | OPHTHALMOSCOPE/OTOSCOPES |  |  | N/A |  | 2017-06-15 | 34150 | PEDIATRICS CLINIC | 1899-12-31 | USD | 0 | Active | UNIVERSITY NEW MEXICO HOSPITAL
0000046743 | 1216752 | HILL-ROM INC | 767 | 767 | OPHTHALMOSCOPE/OTOSCOPES |  |  | N/A |  | 2017-06-15 | 34150 | PEDIATRICS CLINIC | 1899-12-31 | USD | 0 | Active | UNIVERSITY NEW MEXICO HOSPITAL
0000046742 | 1216751 | HILL-ROM INC | 767 | 767 | OPHTHALMOSCOPE/OTOSCOPES |  |  | N/A |  | 2017-06-15 | 34150 | PEDIATRICS CLINIC | 1899-12-31 | USD | 0 | Active | UNIVERSITY NEW MEXICO HOSPITAL
0000046748 | 1216757 | HILL-ROM INC | 767 | 767 | OPHTHALMOSCOPE/OTOSCOPES |  |  | NONE |  | 2017-06-15 | 34150 | PEDIATRICS CLINIC | 1899-12-31 | USD | 0 | Active | UNIVERSITY NEW MEXICO HOSPITAL
0000049316 | 1216834 | HILL-ROM INC | 767 | 767 | OPHTHALMOSCOPE/OTOSCOPES |  |  | NONE |  | 2017-06-15 | 34150 | PEDIATRICS CLINIC | 1899-12-31 | USD | 0 | Active | UNIVERSITY NEW MEXICO HOSPITAL
0000049315 | 1216833 | HILL-ROM INC | 767 | 767 | OPHTHALMOSCOPE/OTOSCOPES |  |  | NONE |  | 2017-06-15 | 34150 | PEDIATRICS CLINIC | 1899-12-31 | USD | 0 | Active | UNIVERSITY NEW MEXICO HOSPITAL
0000049314 | 1216832 | HILL-ROM INC | 767 | 767 | OPHTHALMOSCOPE/OTOSCOPES |  |  | NONE |  | 2017-06-15 | 34150 | PEDIATRICS CLINIC | 1899-12-31 | USD | 0 | Active | UNIVERSITY NEW MEXICO HOSPITAL
0000049313 | 1216831 | HILL-ROM INC | 767 | 767 | OPHTHALMOSCOPE/OTOSCOPES |  |  | NONE |  | 2017-06-15 | 34150 | PEDIATRICS CLINIC | 1899-12-31 | USD | 0 | Active | UNIVERSITY NEW MEXICO HOSPITAL
0000049312 | 1216830 | HILL-ROM INC | 767 | 767 | OPHTHALMOSCOPE/OTOSCOPES |  |  | NONE |  | 2017-06-15 | 34150 | PEDIATRICS CLINIC | 1899-12-31 | USD | 0 | Active | UNIVERSITY NEW MEXICO HOSPITAL
0000049378 | 1144138 | HILL-ROM INC | 767 | 767 | OPHTHALMOSCOPE/OTOSCOPES |  |  | NONE |  | 2017-06-15 | 34015 | SLEEP DISORDERS CENTER 1101-2 | 1899-12-31 | USD | 0 | Active | UNIVERSITY NEW MEXICO HOSPITAL
0000049376 | 1144132 | HILL-ROM INC | 767 | 767 | OPHTHALMOSCOPE/OTOSCOPES |  |  | NONE |  | 2017-06-15 | 34015 | SLEEP DISORDERS CENTER 1101-2 | 1899-12-31 | USD | 0 | Active | UNIVERSITY NEW MEXICO HOSPITAL
0000049841 | 1217013 | HILL-ROM INC | 767 | 767 | OPHTHALMOSCOPE/OTOSCOPES |  |  | N/A |  | 2017-06-15 | 12035 | UPC INPATIENT ADULT SERVICES | 1899-12-31 | USD | 0 | Active | UNIVERSITY NEW MEXICO HOSPITAL
0000049828 | 1142692 | HILL-ROM INC | 767 | 767 | OPHTHALMOSCOPE/OTOSCOPES |  |  | N/A |  | 2017-06-15 | 54080 | UNMMG - TRUMAN ST. CLINIC | 1899-12-31 | USD | 0 | Active | UNIVERSITY NEW MEXICO HOSPITAL
0000049827 | 1142715 | HILL-ROM INC | 767 | 767 | OPHTHALMOSCOPE/OTOSCOPES |  |  | N/A |  | 2017-06-15 | 54080 | UNMMG - TRUMAN ST. CLINIC | 1899-12-31 | USD | 0 | Active | UNIVERSITY NEW MEXICO HOSPITAL
0000049425 | 1216865 | HILL-ROM INC | 767 | 767 | OPHTHALMOSCOPE/OTOSCOPES |  |  | NONE |  | 2017-06-15 | 32005 | YCHC GENERAL | 1899-12-31 | USD | 0 | Active | UNIVERSITY NEW MEXICO HOSPITAL
0000041480 | 1216114 | HILL-ROM INC | 767 | 767 | OPHTHALMOSCOPE/OTOSCOPES |  |  | N/A |  | 2017-06-15 | 30030 | CTH OUTPATIENT CLINIC | 1899-12-31 | USD | 0 | Active | UNIVERSITY NEW MEXICO HOSPITAL
0000039000 | 1215599 | HILL-ROM INC | 767 | 767 | OPHTHALMOSCOPE/OTOSCOPES |  |  | N/A |  | 2017-06-15 | 21015 | ED-NORTH | 1899-12-31 | USD | 0 | Active | UNIVERSITY NEW MEXICO HOSPITAL
0000041936 | 1216224 | HILL-ROM INC | 767 | 767 | OPHTHALMOSCOPE/OTOSCOPES |  |  | N/A |  | 2017-06-15 | 30030 | CTH OUTPATIENT CLINIC | 1899-12-31 | USD | 0 | Active | UNIVERSITY NEW MEXICO HOSPITAL
0000041945 | 1216233 | HILL-ROM INC | 767 | 767 | OPHTHALMOSCOPE/OTOSCOPES |  |  | N/A |  | 2017-06-15 | 30030 | CTH OUTPATIENT CLINIC | 1899-12-31 | USD | 0 | Active | UNIVERSITY NEW MEXICO HOSPITAL
0000041944 | 1216232 | HILL-ROM INC | 767 | 767 | OPHTHALMOSCOPE/OTOSCOPES |  |  | N/A |  | 2017-06-15 | 30030 | CTH OUTPATIENT CLINIC | 1899-12-31 | USD | 0 | Active | UNIVERSITY NEW MEXICO HOSPITAL
0000041939 | 1216227 | HILL-ROM INC | 767 | 767 | OPHTHALMOSCOPE/OTOSCOPES |  |  | NONE |  | 2017-06-15 | 30030 | CTH OUTPATIENT CLINIC | 1899-12-31 | USD | 0 | Active | UNIVERSITY NEW MEXICO HOSPITAL
0000043545 | 1216389 | HILL-ROM INC | 767 | 767 | OPHTHALMOSCOPE/OTOSCOPES |  |  | NONE |  | 2017-06-15 | 34150 | PEDIATRICS CLINIC | 1899-12-31 | USD | 0 | Active | UNIVERSITY NEW MEXICO HOSPITAL
0000043544 | 1216388 | HILL-ROM INC | 767 | 767 | OPHTHALMOSCOPE/OTOSCOPES |  |  | NONE |  | 2017-06-15 | 34150 | PEDIATRICS CLINIC | 1899-12-31 | USD | 0 | Active | UNIVERSITY NEW MEXICO HOSPITAL
0000043542 | 1216387 | HILL-ROM INC | 767 | 767 | OPHTHALMOSCOPE/OTOSCOPES |  |  | NONE |  | 2017-06-15 | 34150 | PEDIATRICS CLINIC | 1899-12-31 | USD | 0 | Active | UNIVERSITY NEW MEXICO HOSPITAL
0000043541 | 1216386 | HILL-ROM INC | 767 | 767 | OPHTHALMOSCOPE/OTOSCOPES |  |  | NONE |  | 2017-06-15 | 34150 | PEDIATRICS CLINIC | 1899-12-31 | USD | 0 | Active | UNIVERSITY NEW MEXICO HOSPITAL
0000043540 | 1216385 | HILL-ROM INC | 767 | 767 | OPHTHALMOSCOPE/OTOSCOPES |  |  | NONE |  | 2017-06-15 | 34150 | PEDIATRICS CLINIC | 1899-12-31 | USD | 0 | Active | UNIVERSITY NEW MEXICO HOSPITAL
0000043811 | 1440021 | HILL-ROM INC | 767 | 767 | OPHTHALMOSCOPE/OTOSCOPES |  |  | NONE |  | 2017-06-15 | 12455 | NEWBORN ICU | 1899-12-31 | USD | 0 | Active | UNIVERSITY NEW MEXICO HOSPITAL
0000043810 | 1141945 | HILL-ROM INC | 767 | 767 | OPHTHALMOSCOPE/OTOSCOPES |  |  | NONE |  | 2017-06-15 | 12455 | NEWBORN ICU | 1899-12-31 | USD | 0 | Active | UNIVERSITY NEW MEXICO HOSPITAL
0000043809 | 1141946 | HILL-ROM INC | 767 | 767 | OPHTHALMOSCOPE/OTOSCOPES |  |  | NONE |  | 2017-06-15 | 12455 | NEWBORN ICU | 1899-12-31 | USD | 0 | Active | UNIVERSITY NEW MEXICO HOSPITAL
0000043539 | 1216384 | HILL-ROM INC | 767 | 767 | OPHTHALMOSCOPE/OTOSCOPES |  |  | NONE |  | 2017-06-15 | 34150 | PEDIATRICS CLINIC | 1899-12-31 | USD | 0 | Active | UNIVERSITY NEW MEXICO HOSPITAL
0000043538 | 1216383 | HILL-ROM INC | 767 | 767 | OPHTHALMOSCOPE/OTOSCOPES |  |  | NONE |  | 2017-06-15 | 34150 | PEDIATRICS CLINIC | 1899-12-31 | USD | 0 | Active | UNIVERSITY NEW MEXICO HOSPITAL
0000043537 | 1216382 | HILL-ROM INC | 767 | 767 | OPHTHALMOSCOPE/OTOSCOPES |  |  | NONE |  | 2017-06-15 | 34150 | PEDIATRICS CLINIC | 1899-12-31 | USD | 0 | Active | UNIVERSITY NEW MEXICO HOSPITAL
0000043808 | 1144790 | HILL-ROM INC | 767 | 767 | OPHTHALMOSCOPE/OTOSCOPES |  |  | NONE |  | 2017-06-15 | 12455 | NEWBORN ICU | 1899-12-31 | USD | 0 | Active | UNIVERSITY NEW MEXICO HOSPITAL
0000038227 | 1422245 | HILL-ROM INC | 767 | 767 | OPHTHALMOSCOPE/OTOSCOPES |  |  | N/A |  | 2017-06-15 | 21015 | ED-NORTH | 1899-12-31 | USD | 0 | Active | UNIVERSITY NEW MEXICO HOSPITAL
0000023133 | 1085599 | HILL-ROM INC | 767 | 767 | OPHTHALMOSCOPE/OTOSCOPES |  |  | NONE |  | 2017-06-15 | 34655 | DERMATOLOGY CLINIC 1021 MED | 1899-12-31 | USD | 0 | Active | UNIVERSITY NEW MEXICO HOSPITAL
0000014720 | 1085304 | HILL-ROM INC | 767 | 767 | OPHTHALMOSCOPE/OTOSCOPES |  |  | N/A |  | 2017-06-15 | 34540 | SPORTS MEDICINE | 1899-12-31 | USD | 0 | Active | UNIVERSITY NEW MEXICO HOSPITAL
0000050939 | 1217155 | STORZ INSTRUMENT CO | 20222120 | 20222120 | CAMERAS/ VIDEO/ ENDOSCOPE |  |  | D7609971-P | 2004-06-01 | 2017-06-15 | 15000 | OPERATING ROOM | 1899-12-31 | USD | 0 | Active | UNIVERSITY NEW MEXICO HOSPITAL
0000038931 | 1142585 | MIDMARK CORP | Z~391 | Z~391 | CHAIRS/ EXAMINATION/ TREATMENT |  |  | EN04220571 | 2010-12-03 | 2017-06-15 | 34230 | SURGICAL SPECIALTIES | 1899-12-31 | USD | 0 | Active | UNIVERSITY NEW MEXICO HOSPITAL
0000029035 | 1214745 | AMERICAN ORTHOPAEDIC | 295-200 | 295-200 | CAST CUTTERS/ ELECTRIC |  |  | 3778 |  | 2017-06-15 | 12340 | SURGICAL SPECIALITY UNIT (4-S) | 1899-12-31 | USD | 0 | Active | UNIVERSITY NEW MEXICO HOSPITAL
0000052537 | 1096074 | ZOLL MEDICAL CORP | AED PLUS | AED PLUS | DEFIBRILLATORS/ EXTERNAL/ AUTOMATED |  | NIS | X043045377 | 2017-07-17 | 2018-01-15 | 21035 | URGENT CARE CENTER | 1899-12-31 | USD | 0 | Active | UNIVERSITY NEW MEXICO HOSPITAL
0000050855 | 1003687 | ZOLL MEDICAL CORP | AED PLUS | AED PLUS | DEFIBRILLATORS/ EXTERNAL/ AUTOMATED |  |  | X040032739 | 2017-07-14 | 2018-01-15 | 12035 | UPC INPATIENT ADULT SERVICES | 1899-12-31 | USD | 0 | Active | UNIVERSITY NEW MEXICO HOSPITAL
0000050854 | 1140200 | ZOLL MEDICAL CORP | AED PLUS | AED PLUS | DEFIBRILLATORS/ EXTERNAL/ AUTOMATED |  |  | X04D032739 | 2017-07-17 | 2018-01-15 | 30030 | CTH OUTPATIENT CLINIC | 1899-12-31 | USD | 0 | Active | UNIVERSITY NEW MEXICO HOSPITAL
0000052038 | 1144487 | ZOLL MEDICAL CORP | AED PLUS | AED PLUS | DEFIBRILLATORS/ EXTERNAL/ AUTOMATED |  | FOUND | X04A026344 | 2017-07-19 | 2018-01-15 | 95700 | CLINICAL ENGINEERING | 1899-12-31 | USD | 0 | Reactivated | UNIVERSITY NEW MEXICO HOSPITAL
0000043890 | 1140176 | ZOLL MEDICAL CORP | AED PLUS | AED PLUS | DEFIBRILLATORS/ EXTERNAL/ AUTOMATED |  |  | X02F001391 | 2017-07-20 | 2018-01-15 | 76015 | REHABILITATION OUTPATIENT 1025 | 1899-12-31 | USD | 0 | Active | UNIVERSITY NEW MEXICO HOSPITAL
0000043888 | 1140183 | ZOLL MEDICAL CORP | AED PLUS | AED PLUS | DEFIBRILLATORS/ EXTERNAL/ AUTOMATED |  |  | X02F001389 | 2017-07-14 | 2018-01-15 | 12035 | UPC INPATIENT ADULT SERVICES | 1899-12-31 | USD | 0 | Active | UNIVERSITY NEW MEXICO HOSPITAL
0000043887 | 1141659 | ZOLL MEDICAL CORP | AED PLUS | AED PLUS | DEFIBRILLATORS/ EXTERNAL/ AUTOMATED |  |  | X02F001493 | 2017-04-05 | 2017-10-15 | 34130 | MILAGRO OP OB CLINIC | 1899-12-31 | USD | 0 | Active | UNIVERSITY NEW MEXICO HOSPITAL
0000043886 | 1142733 | ZOLL MEDICAL CORP | AED PLUS | AED PLUS | DEFIBRILLATORS/ EXTERNAL/ AUTOMATED |  |  | X03A009907 | 2017-06-15 | 2017-12-15 | 34530 | ORTHOPAEDICS FACULTY CLINIC | 1899-12-31 | USD | 0 | Active | UNIVERSITY NEW MEXICO HOSPITAL
0000043885 | 1140174 | ZOLL MEDICAL CORP | AED PLUS | AED PLUS | DEFIBRILLATORS/ EXTERNAL/ AUTOMATED |  |  | X02F001490 | 2017-07-14 | 2018-01-15 | 12035 | UPC INPATIENT ADULT SERVICES | 1899-12-31 | USD | 0 | Active | UNIVERSITY NEW MEXICO HOSPITAL
0000043884 | 1141340 | ZOLL MEDICAL CORP | AED PLUS | AED PLUS | DEFIBRILLATORS/ EXTERNAL/ AUTOMATED |  | FOUND | X02F001482 | 2017-07-17 | 2018-01-15 | 95700 | CLINICAL ENGINEERING | 1899-12-31 | USD | 0 | Active | UNIVERSITY NEW MEXICO HOSPITAL
0000043883 | 1142502 | ZOLL MEDICAL CORP | AED PLUS | AED PLUS | DEFIBRILLATORS/ EXTERNAL/ AUTOMATED |  |  | X02F001330 | 2017-05-01 | 2017-11-15 | 32065 | M & FP-NW VALLEY-1231 CAN | 1899-12-31 | USD | 0 | Active | UNIVERSITY NEW MEXICO HOSPITAL
0000043882 | 1216439 | ZOLL MEDICAL CORP | AED PLUS | AED PLUS | DEFIBRILLATORS/ EXTERNAL/ AUTOMATED |  |  | X02F001464 | 2017-05-05 | 2017-11-15 | 32060 | M & FP-WEST MESA | 1899-12-31 | USD | 0 | Active | UNIVERSITY NEW MEXICO HOSPITAL
0000043881 | 1216438 | ZOLL MEDICAL CORP | AED PLUS | AED PLUS | DEFIBRILLATORS/ EXTERNAL/ AUTOMATED |  |  | X02F001400 | 2017-05-05 | 2017-11-15 | 32070 | M & FP-S BROADWAY-1500WAL | 1899-12-31 | USD | 0 | Active | UNIVERSITY NEW MEXICO HOSPITAL
0000043880 | 1142986 | ZOLL MEDICAL CORP | AED PLUS | AED PLUS | DEFIBRILLATORS/ EXTERNAL/ AUTOMATED |  |  | X02F001398 | 2017-06-15 | 2017-12-15 | 54080 | UNMMG - TRUMAN ST. CLINIC | 1899-12-31 | USD | 0 | Active | UNIVERSITY NEW MEXICO HOSPITAL
0000043877 | 1140570 | ZOLL MEDICAL CORP | AED PLUS | AED PLUS | DEFIBRILLATORS/ EXTERNAL/ AUTOMATED |  |  | X02F001373 | 2017-02-08 | 2017-08-15 | 34015 | SLEEP DISORDERS CENTER 1101-2 | 1899-12-31 | USD | 0 | Active | UNIVERSITY NEW MEXICO HOSPITAL
0000043876 | 1141618 | ZOLL MEDICAL CORP | AED PLUS | AED PLUS | DEFIBRILLATORS/ EXTERNAL/ AUTOMATED |  |  | X02F001383 | 2017-04-01 | 2017-10-15 | 32050 | WESTSIDE FAMILY & SENIOR HLTH | 1899-12-31 | USD | 0 | Active | UNIVERSITY NEW MEXICO HOSPITAL
0000043875 | 1143468 | ZOLL MEDICAL CORP | AED PLUS | AED PLUS | DEFIBRILLATORS/ EXTERNAL/ AUTOMATED |  |  | X02F000874 | 2017-07-20 | 2018-01-15 | 34655 | DERMATOLOGY CLINIC 1021 MED | 1899-12-31 | USD | 0 | Active | UNIVERSITY NEW MEXICO HOSPITAL
0000043874 | 1216435 | ZOLL MEDICAL CORP | AED PLUS | AED PLUS | DEFIBRILLATORS/ EXTERNAL/ AUTOMATED |  |  | X02I006112 | 2017-05-01 | 2017-11-15 | 32055 | 1209 CLINIC | 1899-12-31 | USD | 0 | Active | UNIVERSITY NEW MEXICO HOSPITAL
0000043873 | 1142405 | ZOLL MEDICAL CORP | AED PLUS | AED PLUS | DEFIBRILLATORS/ EXTERNAL/ AUTOMATED |  |  | X02F001485 | 2017-07-14 | 2018-01-15 | 32025 | FAMILY PRACTICE CLINIC | 1899-12-31 | USD | 0 | Active | UNIVERSITY NEW MEXICO HOSPITAL
0000043872 | 1141639 | ZOLL MEDICAL CORP | AED PLUS | AED PLUS | DEFIBRILLATORS/ EXTERNAL/ AUTOMATED |  |  | X02F001466 | 2017-04-05 | 2017-10-15 | 30115 | SE HEIGHTS CLINIC-SAN PABLO | 1899-12-31 | USD | 0 | Active | UNIVERSITY NEW MEXICO HOSPITAL
0000043871 | 1144497 | ZOLL MEDICAL CORP | AED PLUS | AED PLUS | DEFIBRILLATORS/ EXTERNAL/ AUTOMATED |  |  | X02F001360 | 2017-07-13 | 2018-01-15 | 60400 | CPC ACUTE SERVICES | 1899-12-31 | USD | 0 | Active | UNIVERSITY NEW MEXICO HOSPITAL
0000050721 | 1217097 | MIDMARK CORP | 409 | 409 | SCALES/ INFANT |  |  | U23104 | 2016-10-06 | 2017-10-15 | 32005 | YCHC GENERAL | 1899-12-31 | USD | 0 | Active | UNIVERSITY NEW MEXICO HOSPITAL
0000030097 | 1214823 | DATASCOPE CORP | ACCUTOR 3SAT | ACCUTOR 3SAT | MONITORS/ BEDSIDE/ BLOOD PRESSURE |  |  | A319443-F6 | 2003-09-01 | 2017-06-15 | 12320 | GENERAL MEDICINE (5-W) | 1899-12-31 | USD | 0 | Active | UNIVERSITY NEW MEXICO HOSPITAL
0000030096 | 1214822 | DATASCOPE CORP | ACCUTOR 3SAT | ACCUTOR 3SAT | MONITORS/ BEDSIDE/ BLOOD PRESSURE |  |  | A316629-L4 | 2003-09-01 | 2017-06-15 | 12320 | GENERAL MEDICINE (5-W) | 1899-12-31 | USD | 0 | Active | UNIVERSITY NEW MEXICO HOSPITAL
0000025539 | 1214476 | DATASCOPE CORP | ACCUTOR 3SAT | ACCUTOR 3SAT | MONITORS/ BEDSIDE/ BLOOD PRESSURE |  |  | 18982-C5 | 2003-09-01 | 2017-06-15 | 95700 | CLINICAL ENGINEERING | 1899-12-31 | USD | 0 | Active | UNIVERSITY NEW MEXICO HOSPITAL
0000049356 | 1085513 | SCHWINN FITNESS INTERNATIONAL SA | AIRDYNE | AIRDYNE | EXERCISERS/ BICYCLE |  |  | N/A |  | 2017-06-15 | 71020 | CARDIAC REHAB | 1899-12-31 | USD | 0 | Active | UNIVERSITY NEW MEXICO HOSPITAL
0000043954 | 1142951 | SCHWINN FITNESS INTERNATIONAL SA | AIRDYNE | AIRDYNE | EXERCISERS/ BICYCLE |  |  | NONE | 2004-01-01 | 2017-06-15 | 71020 | CARDIAC REHAB | 1899-12-31 | USD | 0 | Active | UNIVERSITY NEW MEXICO HOSPITAL
0000046337 | 1439660 | PARKS MEDICAL ELECTRONICS INC | 811-BTS | 811-BTS | BLOOD-FLOW DETECTORS/ ULTRASONIC |  |  | NONE | 2005-03-26 | 2017-06-15 | 12410 | PEDIATRIC SPECIALTY CARE | 1899-12-31 | USD | 0 | Active | UNIVERSITY NEW MEXICO HOSPITAL
0000049932 | 1217052 | ENVIROCO CORPORATION | ENV 48 | ENV 48 | HOODS |  |  | 10400 | 2017-05-30 | 2017-11-15 | 77010 | PHARMACY - INPATIENT | 1899-12-31 | USD | 0 | Active | UNIVERSITY NEW MEXICO HOSPITAL
0000022863 | 1214293 | SARNS INC/3M HEALTH CARE | 98-0702-0502-0 | 98-0702-0502-0 | FLOWMETERS/ GAS |  |  | 1355 |  | 2017-06-15 | 70050 | ECMO | 1899-12-31 | USD | 0 | Active | UNIVERSITY NEW MEXICO HOSPITAL
0000052536 | 1217443 | BIODEX MEDICAL SYSTEMS INC | 056-650 | 056-650 | TABLES/ EXAMINATION/TREATMENT |  | NIS | ETO11159 | 2005-11-14 | 2017-06-15 | 32050 | WESTSIDE FAMILY & SENIOR HLTH | 1899-12-31 | USD | 0 | Active | UNIVERSITY NEW MEXICO HOSPITAL
0000044997 | 1216473 | BIODEX MEDICAL SYSTEMS INC | 056-650 | 056-650 | TABLES/ EXAMINATION/TREATMENT |  |  | 65007001125 | 2009-10-28 | 2017-06-15 | 34120 | REPRO/ENDO CLINIC | 1899-12-31 | USD | 0 | Active | UNIVERSITY NEW MEXICO HOSPITAL
0000033634 | 1144514 | BIODEX MEDICAL SYSTEMS INC | 056-650 | 056-650 | TABLES/ EXAMINATION/TREATMENT |  |  | 6500499945 | 2010-01-27 | 2017-06-15 | 75050 | RADIOLOGY - ULTRASOUND | 1899-12-31 | USD | 0 | Active | UNIVERSITY NEW MEXICO HOSPITAL
0000033633 | 1096566 | BIODEX MEDICAL SYSTEMS INC | 056-650 | 056-650 | TABLES/ EXAMINATION/TREATMENT |  | FOUND | 6500499941 | 2010-01-27 | 2017-06-15 | 75050 | RADIOLOGY - ULTRASOUND | 1899-12-31 | USD | 0 | Active | UNIVERSITY NEW MEXICO HOSPITAL
0000049423 | 1216863 | LIFESOURCE | UA787 | UA787 | MONITORS/ BEDSIDE/ BLOOD PRESSURE |  |  | 3020601123 |  | 2017-06-15 | 32005 | YCHC GENERAL | 1899-12-31 | USD | 0 | Active | UNIVERSITY NEW MEXICO HOSPITAL
0000033617 | 1004526 | LASERSCOPE | KTP532 | KTP532 | LASERS/ KRYPTON |  |  | 27020734 | 2017-06-19 | 2017-12-15 | 15005 | OPERATING ROOM - BBRP | 1899-12-31 | USD | 0 | Reactivated | UNIVERSITY NEW MEXICO HOSPITAL
0000014294 | 1004051 | TAYLOR CO | 20-12 | 20-12 | SURGICAL SLUSH UNITS |  |  | H6053715 | 2017-06-06 | 2018-06-15 | 15000 | OPERATING ROOM | 1899-12-31 | USD | 0 | Active | UNIVERSITY NEW MEXICO HOSPITAL
0000018538 | 1004454 | TAYLOR CO | 20-12 | 20-12 | SURGICAL SLUSH UNITS |  |  | J2112597 | 2017-06-06 | 2018-06-15 | 15000 | OPERATING ROOM | 1899-12-31 | USD | 0 | Active | UNIVERSITY NEW MEXICO HOSPITAL
0000019764 | 1214064 | EMPI INC | DUPEL | DUPEL | IONTOPHORESIS UNITS |  |  | 511505 |  | 2017-06-15 | 95700 | CLINICAL ENGINEERING | 1899-12-31 | USD | 0 | Active | UNIVERSITY NEW MEXICO HOSPITAL
0000030308 | 1214855 | LEISEGANG MEDICAL INC | LM-2PR SVHS | LM-2PR SVHS | CAMERAS/ VIDEO |  |  | 11407 |  | 2017-06-15 | 30030 | CTH OUTPATIENT CLINIC | 1899-12-31 | USD | 0 | Active | UNIVERSITY NEW MEXICO HOSPITAL
0000027976 | 1214728 | CODMAN & SHURTLEFF INC. | 82-6605 | 82-6605 | CONTROLLERS |  |  | 5126 |  | 2017-06-15 | 12460 | PEDIATRIC ICU | 1899-12-31 | USD | 0 | Active | UNIVERSITY NEW MEXICO HOSPITAL
0000027975 | 1214727 | CODMAN & SHURTLEFF INC. | 82-6605 | 82-6605 | CONTROLLERS |  |  | 3073 |  | 2017-06-15 | 12460 | PEDIATRIC ICU | 1899-12-31 | USD | 0 | Active | UNIVERSITY NEW MEXICO HOSPITAL
0000027656 | 1214696 | PELSTAR LLC | 400KL | 400KL | SCALES/ PATIENT/ PLATFORM/ MECHANICAL |  |  | NONE |  | 2014-03-15 | 75010 | RADIOLOGY - CT SCAN | 1899-12-31 | USD | 0 | Active | UNIVERSITY NEW MEXICO HOSPITAL
0000027652 | 1214695 | PELSTAR LLC | 400KL | 400KL | SCALES/ PATIENT/ PLATFORM/ MECHANICAL |  |  | NONE |  | 2014-03-15 | 12035 | UPC INPATIENT ADULT SERVICES | 1899-12-31 | USD | 0 | Active | UNIVERSITY NEW MEXICO HOSPITAL
0000027355 | 1214644 | PELSTAR LLC | 400KL | 400KL | SCALES/ PATIENT/ PLATFORM/ MECHANICAL |  |  | NONE |  | 2014-03-15 | 12035 | UPC INPATIENT ADULT SERVICES | 1899-12-31 | USD | 0 | Active | UNIVERSITY NEW MEXICO HOSPITAL
0000027175 | 1214610 | PELSTAR LLC | 400KL | 400KL | SCALES/ PATIENT/ PLATFORM/ MECHANICAL |  |  | NONE |  | 2014-03-15 | 60400 | CPC ACUTE SERVICES | 1899-12-31 | USD | 0 | Active | UNIVERSITY NEW MEXICO HOSPITAL
0000016188 | 1085405 | PELSTAR LLC | 400KL | 400KL | SCALES/ PATIENT/ PLATFORM/ MECHANICAL |  |  | NONE |  | 2014-03-15 | 30095 | OCCUPATIONAL HEALTH SVCS | 1899-12-31 | USD | 0 | Active | UNIVERSITY NEW MEXICO HOSPITAL
0000016181 | 1085403 | PELSTAR LLC | 400KL | 400KL | SCALES/ PATIENT/ PLATFORM/ MECHANICAL |  |  | NONE |  | 2014-03-15 | 30095 | OCCUPATIONAL HEALTH SVCS | 1899-12-31 | USD | 0 | Active | UNIVERSITY NEW MEXICO HOSPITAL
0000041371 | 1216083 | RITTER-TYCOS DIV SYBRON CORP (MIDMARK) | 355-022 | 355-022 | LIGHTS/ SURGICAL |  |  | MP001245 | 2017-04-20 | 2018-04-15 | 12460 | PEDIATRIC ICU | 1899-12-31 | USD | 0 | Active | UNIVERSITY NEW MEXICO HOSPITAL
0000046141 | 1216611 | LEICA MICROSCOPY & SCIENTIFIC INSTRUMENTS DIV | M690 | M690 | MICROSCOPES/ LIGHT/ OPERATING/ OPHTHALMOLOGY |  |  | 190802469 | 2016-11-28 | 2017-11-15 | 15000 | OPERATING ROOM | 1899-12-31 | USD | 0 | Active | UNIVERSITY NEW MEXICO HOSPITAL
21049 | 1004381 | LEICA MICROSCOPY & SCIENTIFIC INSTRUMENTS DIV | M690 | M690 | MICROSCOPES/ LIGHT/ OPERATING/ OPHTHALMOLOGY |  |  | 281093003 | 2016-11-28 | 2017-11-15 | 15000 | OPERATING ROOM | 1899-12-31 | USD | 0 | Active | UNIVERSITY NEW MEXICO HOSPITAL
0000046302 | 1216662 | ENCISION INC | EM2+ | EM2+ | MONITORS/ ELECTROSURGERY/ RETURN ELECTRODE |  |  | P2E1047 | 2005-05-04 | 2017-06-15 | 15500 | OSIS OPERATING ROOM | 1899-12-31 | USD | 0 | Active | UNIVERSITY NEW MEXICO HOSPITAL
0000049530 | 1216892 | SAMSUNG | ML-1430 | ML-1430 | PRINTERS/ LASER |  |  | B8AT906377L |  | 2017-06-15 | 34120 | REPRO/ENDO CLINIC | 1899-12-31 | USD | 0 | Active | UNIVERSITY NEW MEXICO HOSPITAL
0000021050 | 1004379 | PROPPER | HWO 20-2 | HWO 20-2 | POWER SUPPLIES |  |  | 10385 |  | 2017-06-15 | 15000 | OPERATING ROOM | 1899-12-31 | USD | 0 | Active | UNIVERSITY NEW MEXICO HOSPITAL
0000050897 | 1217142 | PANASONIC CORP | PV-DF2004 | PV-DF2004 | RECORDERS/ TAPE/ VIDEO |  |  | F4AA20529 |  | 2017-06-15 | 21015 | ED-NORTH | 1899-12-31 | USD | 0 | Active | UNIVERSITY NEW MEXICO HOSPITAL
0000032040 | 1144286 | CONTROLLED POWER CORP | LT-700M | LT-700M | POWER SYSTEMS/ UNINTERRUPTIBLE |  |  | 10-10682 | 2017-03-13 | 2019-03-15 | 71510 | PULMONARY SERVICES | 1899-12-31 | USD | 0 | Active | UNIVERSITY NEW MEXICO HOSPITAL
0000014032 | 1141382 | DAMON/IEC DIVISION | HN-SII | HN-SII | CENTRIFUGES |  |  | 23559738 | 2016-10-20 | 2017-10-15 | 34120 | REPRO/ENDO CLINIC | 1899-12-31 | USD | 0 | Active | UNIVERSITY NEW MEXICO HOSPITAL
0000027486 | 1214665 | SMITH & NEPHEW INC | 4852 | 4852 | VIDEO IMAGE PROCESSORS |  |  | 48520160 |  | 2017-06-15 | 15000 | OPERATING ROOM | 1899-12-31 | USD | 0 | Active | UNIVERSITY NEW MEXICO HOSPITAL
0000015580 | 1141462 | BUNNELL INC | LIFE PULSE | LIFE PULSE | VENTILATORS/ INTENSIVE CARE/ ADULT/ HIGH-FREQUENCY |  |  | 2049 | 2016-10-18 | 2017-10-15 | 71510 | PULMONARY SERVICES | 1899-12-31 | USD | 0 | Active | UNIVERSITY NEW MEXICO HOSPITAL
0000020222 | 1142101 | BUNNELL INC | LIFE PULSE | LIFE PULSE | VENTILATORS/ INTENSIVE CARE/ ADULT/ HIGH-FREQUENCY |  |  | 2407 | 2016-09-22 | 2017-09-15 | 71510 | PULMONARY SERVICES | 1899-12-31 | USD | 0 | Active | UNIVERSITY NEW MEXICO HOSPITAL
0000038040 | 1215411 | SENSORMEDICS CORP | 3.00L | 3.00L | SYRINGES/ PLUNGER/ CALIBRATION |  |  | 7506 |  | 2017-06-15 | 71520 | PULMONARY DIAGNOSTICS | 1899-12-31 | USD | 0 | Active | UNIVERSITY NEW MEXICO HOSPITAL
0000038039 | 1215410 | SENSORMEDICS CORP | 3.00L | 3.00L | SYRINGES/ PLUNGER/ CALIBRATION |  |  | 6835 | 2003-09-01 | 2017-06-15 | 71520 | PULMONARY DIAGNOSTICS | 1899-12-31 | USD | 0 | Active | UNIVERSITY NEW MEXICO HOSPITAL
0000045232 | 1216479 | GRASON-STADLER INC | GCI-17 | GCI-17 | AUDIOMETERS |  |  | 20022611 | 2016-10-27 | 2017-11-15 | 76025 | AUDIOLOGY | 1899-12-31 | USD | 0 | Active | UNIVERSITY NEW MEXICO HOSPITAL
0000033425 | 1215206 | PURITAN-BENNETT CORP | NO MODEL NAME | NO MODEL NUMBER | REGULATORS/ SUCTION |  |  | 09693 |  | 2017-06-15 | 12480 | CTH REHAB-ORTHO UNIT | 1899-12-31 | USD | 0 | Active | UNIVERSITY NEW MEXICO HOSPITAL
0000030116 | 1214827 | PURITAN-BENNETT CORP | NO MODEL NAME | NO MODEL NUMBER | REGULATORS/ SUCTION |  |  | N/A |  | 2017-06-15 | 12480 | CTH REHAB-ORTHO UNIT | 1899-12-31 | USD | 0 | Active | UNIVERSITY NEW MEXICO HOSPITAL
0000026381 | 1214564 | PURITAN-BENNETT CORP | NO MODEL NAME | NO MODEL NUMBER | REGULATORS/ SUCTION |  |  | N/A |  | 2017-06-15 | 12480 | CTH REHAB-ORTHO UNIT | 1899-12-31 | USD | 0 | Active | UNIVERSITY NEW MEXICO HOSPITAL
0000026380 | 1214563 | PURITAN-BENNETT CORP | NO MODEL NAME | NO MODEL NUMBER | REGULATORS/ SUCTION |  |  | N/A |  | 2017-06-15 | 12480 | CTH REHAB-ORTHO UNIT | 1899-12-31 | USD | 0 | Active | UNIVERSITY NEW MEXICO HOSPITAL
0000026378 | 1214561 | PURITAN-BENNETT CORP | NO MODEL NAME | NO MODEL NUMBER | REGULATORS/ SUCTION |  |  | 08293 |  | 2017-06-15 | 12480 | CTH REHAB-ORTHO UNIT | 1899-12-31 | USD | 0 | Active | UNIVERSITY NEW MEXICO HOSPITAL
0000026372 | 1214559 | PURITAN-BENNETT CORP | NO MODEL NAME | NO MODEL NUMBER | REGULATORS/ SUCTION |  |  | N/A |  | 2017-06-15 | 12480 | CTH REHAB-ORTHO UNIT | 1899-12-31 | USD | 0 | Active | UNIVERSITY NEW MEXICO HOSPITAL
0000027124 | 1214604 | PURITAN-BENNETT CORP | NO MODEL NAME | NO MODEL NUMBER | REGULATORS/ SUCTION |  |  | N/A |  | 2017-06-15 | 12480 | CTH REHAB-ORTHO UNIT | 1899-12-31 | USD | 0 | Active | UNIVERSITY NEW MEXICO HOSPITAL
0000027542 | 1214670 | DEPUY HANCOCK & ASSOCIATES | 4400 | 4400 | CAST CUTTERS/ ELECTRIC |  |  | 2934 |  | 2017-06-15 | 12480 | CTH REHAB-ORTHO UNIT | 1899-12-31 | USD | 0 | Active | UNIVERSITY NEW MEXICO HOSPITAL
| 385425 | DNI NEVADA INC | 231D | 231D | TESTERS/ ELECTRICAL SAFETY |  |  | 7213 | 2017-03-21 | 2018-03-15 | 95700 | CLINICAL ENGINEERING | 1899-12-31 | USD | 0 | Active | UNIVERSITY NEW MEXICO HOSPITAL
0000024097 | 1214411 | GE / MARQUETTE ELECTRONICS INC | MARS UNITY | MARS UNITY | WORKSTATION |  |  | D5HG0112F |  | 2017-06-15 | 95700 | CLINICAL ENGINEERING | 1899-12-31 | USD | 0 | Active | UNIVERSITY NEW MEXICO HOSPITAL
0000040406 | 1096880 | MDT BIOLOGIC CO | CASTLE | CASTLE | INCUBATORS/ TEST TUBE |  |  | 765951024430 |  | 2017-06-15 | 30030 | CTH OUTPATIENT CLINIC | 1899-12-31 | USD | 0 | Active | UNIVERSITY NEW MEXICO HOSPITAL
0000049663 | 1216947 | HUNTLEIGH HEALTHCARE LTD | PS 800 | PS 800 | FETAL HEART DETECTORS/ ULTRASONIC |  |  | FD2P30204386-04 |  | 2017-06-15 | 32065 | M & FP-NW VALLEY-1231 CAN | 1899-12-31 | USD | 0 | Active | UNIVERSITY NEW MEXICO HOSPITAL
0000038672 | 1215547 | PANASONIC CORP | AG190-P | AG190-P | CAMERAS/ VIDEO |  |  | A2HB00573 |  | 2017-06-15 | 32025 | FAMILY PRACTICE CLINIC | 1899-12-31 | USD | 0 | Active | UNIVERSITY NEW MEXICO HOSPITAL
0000049429 | 1439762 | STOCKERT SHILEY | 28/92/90 | 28/92/90 | POWER SYSTEMS/ ISOLATED |  |  | 28S27190 |  | 2017-06-15 | 70050 | ECMO | 1899-12-31 | USD | 0 | Active | UNIVERSITY NEW MEXICO HOSPITAL
0000049428 | 1439760 | STOCKERT SHILEY | 28/92/90 | 28/92/90 | POWER SYSTEMS/ ISOLATED |  |  | 28S27161 |  | 2017-06-15 | 70050 | ECMO | 1899-12-31 | USD | 0 | Active | UNIVERSITY NEW MEXICO HOSPITAL
| 385386 | FLUKE BIOMEDICAL CORP | 232D | 232D | TESTERS/ ELECTRICAL SAFETY |  |  | 2778 | 2017-03-21 | 2018-03-15 | 95700 | CLINICAL ENGINEERING | 1899-12-31 | USD | 0 | Active | UNIVERSITY NEW MEXICO HOSPITAL
0000045320 | 1216497 | APC | CS500 | CS500 | POWER SYSTEMS/ UNINTERRUPTIBLE |  |  | AB023322437OR | 2017-01-31 | 2018-01-15 | 12110 | NEUROSCIENCE ICU | 1899-12-31 | USD | 0 | Active | UNIVERSITY NEW MEXICO HOSPITAL
0000049745 | 1216983 | SONY CORP OF AMERICA | TFW-V300 | TFW-V300 | CAMERAS |  |  | 100195 |  | 2017-06-15 | 30030 | CTH OUTPATIENT CLINIC | 1899-12-31 | USD | 0 | Active | UNIVERSITY NEW MEXICO HOSPITAL
0000049365 | 1216849 | SIEMENS MEDICAL SYSTEMS INC | WIZARD | WIZARD | COMPUTERS |  |  | NA | 2011-09-13 | 2011-09-15 | 75010 | RADIOLOGY - CT SCAN | 1899-12-31 | USD | 0 | Active | UNIVERSITY NEW MEXICO HOSPITAL
0000038600 | 1215531 | OPTRONICS | 60360LE-470 | 60360LE-470 | CAMERAS/ VIDEO |  |  | LMP015476 |  | 2017-06-15 | 34610 | OPHTHALMOLOGY ON SITE CLINIC | 1899-12-31 | USD | 0 | Active | UNIVERSITY NEW MEXICO HOSPITAL
0000043797 | 1141063 | OLYMPUS AMERICA INC | WM-60 | WM-60 | CARTS/ INSTRUMENT |  |  | 02 10110 | 2003-09-01 | 2017-06-15 | 71520 | PULMONARY DIAGNOSTICS | 1899-12-31 | USD | 0 | Active | UNIVERSITY NEW MEXICO HOSPITAL
0000049813 | 1217001 | X-RITE INC | 393 | 393 | DENSITOMETERS |  |  | 001317 |  | 2017-06-15 | 30030 | CTH OUTPATIENT CLINIC | 1899-12-31 | USD | 0 | Active | UNIVERSITY NEW MEXICO HOSPITAL
0000035055 | 1004657 | MARCO OPHTHALMIC INC | ULTRA | ULTRA | SLIT LAMPS |  |  | 98B0029 | 2017-07-14 | 2018-07-15 | 21015 | ED-NORTH | 1899-12-31 | USD | 0 | Active | UNIVERSITY NEW MEXICO HOSPITAL
0000030137 | 1214831 | MEDTRONIC INC | TX 40 | TX 40 | DOPPLERS/ SURGICAL |  | NIS | D2871 | 2005-07-26 | 2017-06-15 | 15000 | OPERATING ROOM | 1899-12-31 | USD | 0 | Active | UNIVERSITY NEW MEXICO HOSPITAL
0000046763 | 1216760 | KARL STORZ ENDOSCOPY-AMERICA INC | 11301AB1 | 11301AB1 | ENDOSCOPES |  | FOUND | 120397608 |  | 2017-06-15 | 15055 | ANESTHESIA | 1899-12-31 | USD | 0 | Active | UNIVERSITY NEW MEXICO HOSPITAL
0000043910 | 1142761 | NICOLET INSTRUMENT CORP | GANZFELD | GANZFELD | TOPOGRAPHIC DISPLAY UNITS/ EEG/EVOKED-POTENTIAL |  |  | HF020568 | 2016-12-27 | 2017-12-15 | 34610 | OPHTHALMOLOGY ON SITE CLINIC | 1899-12-31 | USD | 0 | Active | UNIVERSITY NEW MEXICO HOSPITAL
0000032686 | 1215055 | RESOUND MFG CO | P3 | P3 | TESTERS/ HEARING AID |  |  | N/A | 2003-01-01 | 2017-06-15 | 76025 | AUDIOLOGY | 1899-12-31 | USD | 0 | Active | UNIVERSITY NEW MEXICO HOSPITAL
0000049555 | 1004387 | GYRUS ENT INC | 735000 | 735000 | ELECTROSURGICAL UNITS |  |  | 0220420 | 2017-06-30 | 2017-12-15 | 15000 | OPERATING ROOM | 1899-12-31 | USD | 0 | Reactivated | UNIVERSITY NEW MEXICO HOSPITAL
0000038312 | 1142661 | GE HEALTHCARE | 129 | 129 | MONITORS/ BEDSIDE/ FETAL |  |  | 13003890 | 2016-11-21 | 2017-11-15 | 12000 | LABOR AND DELIVERY | 1899-12-31 | USD | 0 | Active | UNIVERSITY NEW MEXICO HOSPITAL
0000016920 | 1213946 | KARL STORZ ENDOSCOPY-AMERICA INC | NO MODEL NAME |  | MICROSCOPES/ LIGHT/ OPERATING/ OPHTHALMOLOGY |  |  | 386 | 2016-10-01 | 2017-10-15 | 32040 | NE HEIGHTS CLINIC | 1899-12-31 | USD | 0 | Active | UNIVERSITY NEW MEXICO HOSPITAL
0000038373 | 1215478 | PATTERSON DENTAL CO | NO MODEL NAME | NO MODEL NUMBER | WARMING UNITS/ GEL |  |  | N/A |  | 2017-06-15 | 30030 | CTH OUTPATIENT CLINIC | 1899-12-31 | USD | 0 | Active | UNIVERSITY NEW MEXICO HOSPITAL
0000049744 | 1216982 | SONY CORP OF AMERICA | DFW-V300 | DFW-V300 | CAMERAS/ ENDOSCOPIC |  |  | 100700 |  | 2017-06-15 | 30030 | CTH OUTPATIENT CLINIC | 1899-12-31 | USD | 0 | Active | UNIVERSITY NEW MEXICO HOSPITAL
0000016040 | 1085396 | CHEMETRON MEDICAL DIV ALLIED HEALTHCARE PRODUCTS INC | IVR | IVR | REGULATORS/ SUCTION |  |  | N/A |  | 2017-06-15 | 15010 | STERILE PROCESSING | 1899-12-31 | USD | 0 | Active | UNIVERSITY NEW MEXICO HOSPITAL
0000015694 | 1003898 | CHEMETRON MEDICAL DIV ALLIED HEALTHCARE PRODUCTS INC | IVR | IVR | REGULATORS/ SUCTION |  |  | N/A |  | 2017-06-15 | 15040 | PACU (RECOVERY ROOM 1) | 1899-12-31 | USD | 0 | Active | UNIVERSITY NEW MEXICO HOSPITAL
0000015680 | 1085370 | CHEMETRON MEDICAL DIV ALLIED HEALTHCARE PRODUCTS INC | IVR | IVR | REGULATORS/ SUCTION |  |  | N/A |  | 2017-06-15 | 15040 | PACU (RECOVERY ROOM 1) | 1899-12-31 | USD | 0 | Active | UNIVERSITY NEW MEXICO HOSPITAL
0000015399 | 1003874 | CHEMETRON MEDICAL DIV ALLIED HEALTHCARE PRODUCTS INC | IVR | IVR | REGULATORS/ SUCTION |  |  | N/A |  | 2017-06-15 | 15040 | PACU (RECOVERY ROOM 1) | 1899-12-31 | USD | 0 | Active | UNIVERSITY NEW MEXICO HOSPITAL
0000015672 | 1003909 | CHEMETRON MEDICAL DIV ALLIED HEALTHCARE PRODUCTS INC | IVR | IVR | REGULATORS/ SUCTION |  |  | N/A |  | 2017-06-15 | 15040 | PACU (RECOVERY ROOM 1) | 1899-12-31 | USD | 0 | Active | UNIVERSITY NEW MEXICO HOSPITAL
0000015385 | 1003896 | CHEMETRON MEDICAL DIV ALLIED HEALTHCARE PRODUCTS INC | IVR | IVR | REGULATORS/ SUCTION |  |  | N/A |  | 2017-06-15 | 15040 | PACU (RECOVERY ROOM 1) | 1899-12-31 | USD | 0 | Active | UNIVERSITY NEW MEXICO HOSPITAL
0000015380 | 1439583 | CHEMETRON MEDICAL DIV ALLIED HEALTHCARE PRODUCTS INC | IVR | IVR | REGULATORS/ SUCTION |  |  | N/A |  | 2017-06-15 | 12410 | PEDIATRIC SPECIALTY CARE | 1899-12-31 | USD | 0 | Active | UNIVERSITY NEW MEXICO HOSPITAL
0000015374 | 1085352 | CHEMETRON MEDICAL DIV ALLIED HEALTHCARE PRODUCTS INC | IVR | IVR | REGULATORS/ SUCTION |  |  | N/A |  | 2017-06-15 | 15040 | PACU (RECOVERY ROOM 1) | 1899-12-31 | USD | 0 | Active | UNIVERSITY NEW MEXICO HOSPITAL
0000015419 | 1003940 | CHEMETRON MEDICAL DIV ALLIED HEALTHCARE PRODUCTS INC | IVR | IVR | REGULATORS/ SUCTION |  |  | N/A |  | 2017-06-15 | 15040 | PACU (RECOVERY ROOM 1) | 1899-12-31 | USD | 0 | Active | UNIVERSITY NEW MEXICO HOSPITAL
0000015369 | 1085349 | CHEMETRON MEDICAL DIV ALLIED HEALTHCARE PRODUCTS INC | IVR | IVR | REGULATORS/ SUCTION |  |  | N/A |  | 2017-06-15 | 15040 | PACU (RECOVERY ROOM 1) | 1899-12-31 | USD | 0 | Active | UNIVERSITY NEW MEXICO HOSPITAL
0000015414 | 1085360 | CHEMETRON MEDICAL DIV ALLIED HEALTHCARE PRODUCTS INC | IVR | IVR | REGULATORS/ SUCTION |  |  | N/A |  | 2017-06-15 | 15040 | PACU (RECOVERY ROOM 1) | 1899-12-31 | USD | 0 | Active | UNIVERSITY NEW MEXICO HOSPITAL
0000015413 | 1003906 | CHEMETRON MEDICAL DIV ALLIED HEALTHCARE PRODUCTS INC | IVR | IVR | REGULATORS/ SUCTION |  |  | N/A |  | 2017-06-15 | 15040 | PACU (RECOVERY ROOM 1) | 1899-12-31 | USD | 0 | Active | UNIVERSITY NEW MEXICO HOSPITAL
0000015404 | 1003894 | CHEMETRON MEDICAL DIV ALLIED HEALTHCARE PRODUCTS INC | IVR | IVR | REGULATORS/ SUCTION |  |  | N/A |  | 2017-06-15 | 15040 | PACU (RECOVERY ROOM 1) | 1899-12-31 | USD | 0 | Active | UNIVERSITY NEW MEXICO HOSPITAL
0000015348 | 1003913 | CHEMETRON MEDICAL DIV ALLIED HEALTHCARE PRODUCTS INC | IVR | IVR | REGULATORS/ SUCTION |  |  | N/A |  | 2017-06-15 | 15040 | PACU (RECOVERY ROOM 1) | 1899-12-31 | USD | 0 | Active | UNIVERSITY NEW MEXICO HOSPITAL
0000015270 | 1085337 | CHEMETRON MEDICAL DIV ALLIED HEALTHCARE PRODUCTS INC | IVR | IVR | REGULATORS/ SUCTION |  |  | N/A |  | 2017-06-15 | 15040 | PACU (RECOVERY ROOM 1) | 1899-12-31 | USD | 0 | Active | UNIVERSITY NEW MEXICO HOSPITAL
0000015267 | 1085336 | CHEMETRON MEDICAL DIV ALLIED HEALTHCARE PRODUCTS INC | IVR | IVR | REGULATORS/ SUCTION |  |  | N/A |  | 2017-06-15 | 15040 | PACU (RECOVERY ROOM 1) | 1899-12-31 | USD | 0 | Active | UNIVERSITY NEW MEXICO HOSPITAL
0000016845 | 1162003 | MEDELA INC | 500.015 | 500.015 | PUMPS/ BREAST |  |  | 320327 | 2017-02-08 | 2018-02-15 | 12455 | NEWBORN ICU | 1899-12-31 | USD | 0 | Active | UNIVERSITY NEW MEXICO HOSPITAL
0000044981 | 1216470 | STORZ INSTRUMENT CO | 20222120-020 | 20222120-020 | CAMERAS/ VIDEO/ ENDOSCOPE |  |  | GH040669-P | 2004-06-01 | 2017-06-15 | 15000 | OPERATING ROOM | 1899-12-31 | USD | 0 | Active | UNIVERSITY NEW MEXICO HOSPITAL
0000045217 | 1140408 | RITTER MEDICAL PRODUCTS | 119 | 119 | CHAIRS/ EXAMINATION/ TREATMENT |  |  | BY003151 | 2010-09-07 | 2017-06-15 | 71520 | PULMONARY DIAGNOSTICS | 1899-12-31 | USD | 0 | Active | UNIVERSITY NEW MEXICO HOSPITAL
0000049697 | 1216966 | AMERICAN OPTICAL CORP | 11082 | 11082 | PROJECTORS/ CHART/ EYE |  |  | 18723 | 2005-12-21 | 2017-06-15 | 34610 | OPHTHALMOLOGY ON SITE CLINIC | 1899-12-31 | USD | 0 | Active | UNIVERSITY NEW MEXICO HOSPITAL
0000027969 | 1214725 | AMERICAN OPTICAL CORP | 11082 | 11082 | PROJECTORS/ CHART/ EYE |  |  | NONE | 2003-12-01 | 2017-06-15 | 34610 | OPHTHALMOLOGY ON SITE CLINIC | 1899-12-31 | USD | 0 | Active | UNIVERSITY NEW MEXICO HOSPITAL
0000010722 | 1085168 | AMERICAN OPTICAL CORP | 11082 | 11082 | PROJECTORS/ CHART/ EYE |  |  | 8A50207 | 2006-12-14 | 2017-06-15 | 34610 | OPHTHALMOLOGY ON SITE CLINIC | 1899-12-31 | USD | 0 | Active | UNIVERSITY NEW MEXICO HOSPITAL
0000010713 | 1085164 | AMERICAN OPTICAL CORP | 11082 | 11082 | PROJECTORS/ CHART/ EYE |  |  | 112797 |  | 2017-06-15 | 34610 | OPHTHALMOLOGY ON SITE CLINIC | 1899-12-31 | USD | 0 | Active | UNIVERSITY NEW MEXICO HOSPITAL
0000010703 | 1085160 | AMERICAN OPTICAL CORP | 11082 | 11082 | PROJECTORS/ CHART/ EYE |  |  | AT25934 |  | 2017-06-15 | 34610 | OPHTHALMOLOGY ON SITE CLINIC | 1899-12-31 | USD | 0 | Active | UNIVERSITY NEW MEXICO HOSPITAL
0000010697 | 1085158 | AMERICAN OPTICAL CORP | 11082 | 11082 | PROJECTORS/ CHART/ EYE |  |  | AT28136 | 2006-12-14 | 2017-06-15 | 34610 | OPHTHALMOLOGY ON SITE CLINIC | 1899-12-31 | USD | 0 | Active | UNIVERSITY NEW MEXICO HOSPITAL
0000049624 | 1141388 | VWR SCIENTIFIC INC | 13259-008 | 13259-008 | HEATING BLOCKS |  |  | NONE | 2016-10-20 | 2017-10-15 | 34120 | REPRO/ENDO CLINIC | 1899-12-31 | USD | 0 | Active | UNIVERSITY NEW MEXICO HOSPITAL
0000023765 | 1214390 | BAUM | STANDBY | STANDBY | SPHYGMOMANOMETERS/ MERCURY |  |  | SK7874 |  | 2017-06-15 | 32050 | WESTSIDE FAMILY & SENIOR HLTH | 1899-12-31 | USD | 0 | Active | UNIVERSITY NEW MEXICO HOSPITAL
0000043894 | 1216444 | DEPUY HANCOCK & ASSOCIATES | 4400-00 | 4400-00 | CAST CUTTERS/ ELECTRIC |  |  | 4438 | 2003-12-01 | 2017-06-15 | 34530 | ORTHOPAEDICS FACULTY CLINIC | 1899-12-31 | USD | 0 | Active | UNIVERSITY NEW MEXICO HOSPITAL
0000043859 | 1216428 | DEPUY HANCOCK & ASSOCIATES | 4400-00 | 4400-00 | CAST CUTTERS/ ELECTRIC |  |  | 4002 |  | 2017-06-15 | 12480 | CTH REHAB-ORTHO UNIT | 1899-12-31 | USD | 0 | Active | UNIVERSITY NEW MEXICO HOSPITAL
0000045317 | 1216495 | DEPUY HANCOCK & ASSOCIATES | 4400-00 | 4400-00 | CAST CUTTERS/ ELECTRIC |  |  | 4357 |  | 2017-06-15 | 12480 | CTH REHAB-ORTHO UNIT | 1899-12-31 | USD | 0 | Active | UNIVERSITY NEW MEXICO HOSPITAL
0000045219 | 1216476 | DEPUY HANCOCK & ASSOCIATES | 4400-00 | 4400-00 | CAST CUTTERS/ ELECTRIC |  |  | 4534 |  | 2017-06-15 | 21015 | ED-NORTH | 1899-12-31 | USD | 0 | Active | UNIVERSITY NEW MEXICO HOSPITAL
0000033422 | 1215204 | DEPUY HANCOCK & ASSOCIATES | 4400-00 | 4400-00 | CAST CUTTERS/ ELECTRIC |  |  | 3054 |  | 2017-06-15 | 30030 | CTH OUTPATIENT CLINIC | 1899-12-31 | USD | 0 | Active | UNIVERSITY NEW MEXICO HOSPITAL
0000038033 | 1215408 | DEPUY HANCOCK & ASSOCIATES | 4400-00 | 4400-00 | CAST CUTTERS/ ELECTRIC |  |  | 3411 |  | 2017-06-15 | 34520 | ORTHOPEDICS CLINIC | 1899-12-31 | USD | 0 | Active | UNIVERSITY NEW MEXICO HOSPITAL
0000027631 | 1142727 | DEPUY HANCOCK & ASSOCIATES | 4400-00 | 4400-00 | CAST CUTTERS/ ELECTRIC |  |  | 3694 | 2003-12-01 | 2017-06-15 | 34530 | ORTHOPAEDICS FACULTY CLINIC | 1899-12-31 | USD | 0 | Active | UNIVERSITY NEW MEXICO HOSPITAL
0000025869 | 1214519 | DEPUY HANCOCK & ASSOCIATES | 4400-00 | 4400-00 | CAST CUTTERS/ ELECTRIC |  |  | 3631 |  | 2017-06-15 | 15500 | OSIS OPERATING ROOM | 1899-12-31 | USD | 0 | Active | UNIVERSITY NEW MEXICO HOSPITAL
0000025868 | 1214518 | DEPUY HANCOCK & ASSOCIATES | 4400-00 | 4400-00 | CAST CUTTERS/ ELECTRIC |  |  | 3637 |  | 2017-06-15 | 15000 | OPERATING ROOM | 1899-12-31 | USD | 0 | Active | UNIVERSITY NEW MEXICO HOSPITAL
0000027173 | 1214608 | DEPUY HANCOCK & ASSOCIATES | 4400-00 | 4400-00 | CAST CUTTERS/ ELECTRIC |  |  | 3427 |  | 2017-06-15 | 34520 | ORTHOPEDICS CLINIC | 1899-12-31 | USD | 0 | Active | UNIVERSITY NEW MEXICO HOSPITAL
0000016175 | 1085401 | DEPUY HANCOCK & ASSOCIATES | 4400-00 | 4400-00 | CAST CUTTERS/ ELECTRIC |  |  | 2996 |  | 2017-06-15 | 34520 | ORTHOPEDICS CLINIC | 1899-12-31 | USD | 0 | Active | UNIVERSITY NEW MEXICO HOSPITAL
0000040434 | 1215620 | SCHWINN FITNESS DEPARTMENT CO | 205 | 205 | EXERCISERS/ BICYCLE |  |  | N/A |  | 2017-06-15 | 12035 | UPC INPATIENT ADULT SERVICES | 1899-12-31 | USD | 0 | Active | UNIVERSITY NEW MEXICO HOSPITAL
0000028086 | 1214733 | GE / MARQUETTE ELECTRONICS INC | MAC VUMON | MAC VUMON | MONITORS |  |  | NONE |  | 2017-06-15 | 71030 | HEART STATION | 1899-12-31 | USD | 0 | Active | UNIVERSITY NEW MEXICO HOSPITAL
0000020778 | 1140704 | ALM SURGICAL EQUIPMENT INC | 72413 | 72413 | LIGHTS/ SURGICAL |  |  | 39402 | 2015-10-27 | 2016-10-15 | 34110 | WOMEN'S HEALTH CENTER | 1899-12-31 | USD | 0 | Active | UNIVERSITY NEW MEXICO HOSPITAL
0000049349 | 1216840 | X-RITE INC | 331 | 331 | DENSITOMETERS |  |  | 045178 |  | 2017-06-15 | 75085 | OSIS RADIOLOGY | 1899-12-31 | USD | 0 | Active | UNIVERSITY NEW MEXICO HOSPITAL
0000040133 | 1215608 | X-RITE INC | 331 | 331 | DENSITOMETERS |  |  | 027481 |  | 2017-06-15 | 32055 | 1209 CLINIC | 1899-12-31 | USD | 0 | Active | UNIVERSITY NEW MEXICO HOSPITAL
0000046132 | 1084527 | GETINGE USA INC | 2460UC | 2460UC | ULTRASOUND CLEANING SYSTEMS |  |  | KSA03037 | 2017-05-30 | 2018-05-15 | 15500 | OSIS OPERATING ROOM | 1899-12-31 | USD | 0 | Active | UNIVERSITY NEW MEXICO HOSPITAL
0000052173 | 1217277 | AMICO CORP | NO MODEL NAME | NO MODEL NUMBER | MONITORS |  | LABOR ONLY | NITROUS/NITROGEN | 2005-05-25 | 2017-06-15 | 95700 | CLINICAL ENGINEERING | 1899-12-31 | USD | 0 | Active | UNIVERSITY NEW MEXICO HOSPITAL
0000043363 | 1216312 | SONY CORP OF AMERICA | CPD-E500 | CPD-E500 | MONITORS |  |  | 2743336 | 2004-07-01 | 2017-06-15 | 12110 | NEUROSCIENCE ICU | 1899-12-31 | USD | 0 | Active | UNIVERSITY NEW MEXICO HOSPITAL
0000041850 | 1216203 | HEWLETT PACKARD (PHILIPS) | DESKJET 930C | DESKJET 930C | PRINTERS/ INKJET |  |  | MY0AF181H2 | 2004-08-01 | 2017-06-15 | 34315 | CLINICAL NEUROSCIENCE CENTER | 1899-12-31 | USD | 0 | Active | UNIVERSITY NEW MEXICO HOSPITAL
0000049549 | 1216897 | SONY CORP OF AMERICA | SLVR 1000 | SLVR 1000 | RECORDERS/ TAPE/ VIDEO |  |  | N/A |  | 2017-06-15 | 71030 | HEART STATION | 1899-12-31 | USD | 0 | Active | UNIVERSITY NEW MEXICO HOSPITAL
0000052339 | 1004878 | BEST | 1425 | 1425 | POWER SYSTEMS/ UNINTERRUPTIBLE |  | FOUND | UC52014251070211 | 2017-02-08 | 2018-02-15 | 34015 | SLEEP DISORDERS CENTER 1101-2 | 1899-12-31 | USD | 0 | Active | UNIVERSITY NEW MEXICO HOSPITAL
0000041562 | 1216139 | BEST | 1425 | 1425 | POWER SYSTEMS/ UNINTERRUPTIBLE |  |  | VC52014251070215 | 2017-02-06 | 2018-02-15 | 34015 | SLEEP DISORDERS CENTER 1101-2 | 1899-12-31 | USD | 0 | Active | UNIVERSITY NEW MEXICO HOSPITAL
0000041559 | 1140324 | BEST | 1425 | 1425 | POWER SYSTEMS/ UNINTERRUPTIBLE |  |  | VC52014251070220 | 2017-02-06 | 2018-02-15 | 34015 | SLEEP DISORDERS CENTER 1101-2 | 1899-12-31 | USD | 0 | Active | UNIVERSITY NEW MEXICO HOSPITAL
0000041800 | 1004877 | BEST | 1425 | 1425 | POWER SYSTEMS/ UNINTERRUPTIBLE |  |  | UC52014251070221 | 2017-02-21 | 2018-02-15 | 34015 | SLEEP DISORDERS CENTER 1101-2 | 1899-12-31 | USD | 0 | Active | UNIVERSITY NEW MEXICO HOSPITAL
0000045356 | 1144126 | BEST | 1425 | 1425 | POWER SYSTEMS/ UNINTERRUPTIBLE |  |  | UC52014251070216 | 2017-02-07 | 2018-02-15 | 34015 | SLEEP DISORDERS CENTER 1101-2 | 1899-12-31 | USD | 0 | Active | UNIVERSITY NEW MEXICO HOSPITAL
0000045355 | 1140320 | BEST | 1425 | 1425 | POWER SYSTEMS/ UNINTERRUPTIBLE |  |  | VC52014251070212 | 2017-02-07 | 2018-02-15 | 34015 | SLEEP DISORDERS CENTER 1101-2 | 1899-12-31 | USD | 0 | Active | UNIVERSITY NEW MEXICO HOSPITAL
0000045360 | 1216504 | BEST | 1425 | 1425 | POWER SYSTEMS/ UNINTERRUPTIBLE |  |  | UC52014251070217 | 2017-02-08 | 2018-02-15 | 34015 | SLEEP DISORDERS CENTER 1101-2 | 1899-12-31 | USD | 0 | Active | UNIVERSITY NEW MEXICO HOSPITAL
0000045359 | 1004879 | BEST | 1425 | 1425 | POWER SYSTEMS/ UNINTERRUPTIBLE |  |  | UC52014251070219 | 2017-02-07 | 2018-02-15 | 34015 | SLEEP DISORDERS CENTER 1101-2 | 1899-12-31 | USD | 0 | Active | UNIVERSITY NEW MEXICO HOSPITAL
0000045358 | 1216503 | BEST | 1425 | 1425 | POWER SYSTEMS/ UNINTERRUPTIBLE |  |  | UC52014251070215 | 2017-02-07 | 2018-02-15 | 34015 | SLEEP DISORDERS CENTER 1101-2 | 1899-12-31 | USD | 0 | Active | UNIVERSITY NEW MEXICO HOSPITAL
0000045357 | 1140321 | BEST | 1425 | 1425 | POWER SYSTEMS/ UNINTERRUPTIBLE |  |  | UC52014251070218 | 2017-02-07 | 2018-02-15 | 34015 | SLEEP DISORDERS CENTER 1101-2 | 1899-12-31 | USD | 0 | Active | UNIVERSITY NEW MEXICO HOSPITAL
0000038340 | 1003584 | GE HEALTHCARE | DASH 3000 | DASH 3000 | MONITORING SYSTEMS/ PHYSIOLOGIC |  |  | C1DJ8488G | 2017-06-27 | 2018-06-15 | 15055 | ANESTHESIA | 1899-12-31 | USD | 0 | Active | UNIVERSITY NEW MEXICO HOSPITAL
| 385385 | FLUKE INC | VT+HF | VT PLUS HF | TESTERS/ VENTILATOR |  |  | 147956 | 2017-03-13 | 2018-03-15 | 95700 | CLINICAL ENGINEERING | 1899-12-31 | USD | 0 | Active | UNIVERSITY NEW MEXICO HOSPITAL
0000032847 | 1140417 | GAST MANUFACTURING | 1531-107 | 1531-107 | COMPRESSORS/ MEDICAL-AIR |  |  | 0595 | 2016-09-07 | 2017-09-15 | 78010 | NEURODIAGNOSTICS LAB | 1899-12-31 | USD | 0 | Active | UNIVERSITY NEW MEXICO HOSPITAL
0000046304 | 1216663 | SSCOR INC | 413 | 413 | ASPIRATORS |  |  | MO2190 | 2016-12-01 | 2017-12-15 | 34520 | ORTHOPEDICS CLINIC | 1899-12-31 | USD | 0 | Active | UNIVERSITY NEW MEXICO HOSPITAL
0000046287 | 1216656 | BAXTER HEALTHCARE CORP | INFUSO.R. | 2L3100 | INFUSION PUMPS/ SYRINGE |  |  | 13040149SR | 2016-05-01 | 2017-05-15 | 15500 | OSIS OPERATING ROOM | 1899-12-31 | USD | 0 | Active | UNIVERSITY NEW MEXICO HOSPITAL
0000046576 | 1077883 | BAXTER HEALTHCARE CORP | INFUSO.R. | 2L3100 | INFUSION PUMPS/ SYRINGE |  |  | 13070140SR | 2017-05-22 | 2018-05-15 | 15515 | OSIS ANESTHESIA | 1899-12-31 | USD | 0 | Active | UNIVERSITY NEW MEXICO HOSPITAL
0000046434 | 1003532 | BAXTER HEALTHCARE CORP | INFUSO.R. | 2L3100 | INFUSION PUMPS/ SYRINGE |  |  | 13060096SR | 2017-06-29 | 2018-06-15 | 15055 | ANESTHESIA | 1899-12-31 | USD | 0 | Reactivated | UNIVERSITY NEW MEXICO HOSPITAL
0000046433 | 1003526 | BAXTER HEALTHCARE CORP | INFUSO.R. | 2L3100 | INFUSION PUMPS/ SYRINGE |  |  | 13060098SR | 2017-06-22 | 2018-06-15 | 15055 | ANESTHESIA | 1899-12-31 | USD | 0 | Active | UNIVERSITY NEW MEXICO HOSPITAL
0000046432 | 1003529 | BAXTER HEALTHCARE CORP | INFUSO.R. | 2L3100 | INFUSION PUMPS/ SYRINGE |  |  | 13060032SR | 2017-06-30 | 2018-06-15 | 15055 | ANESTHESIA | 1899-12-31 | USD | 0 | Active | UNIVERSITY NEW MEXICO HOSPITAL
0000026704 | 1003525 | BAXTER HEALTHCARE CORP | INFUSO.R. | 2L3100 | INFUSION PUMPS/ SYRINGE |  |  | 706092SR | 2017-06-30 | 2018-06-15 | 15055 | ANESTHESIA | 1899-12-31 | USD | 0 | Active | UNIVERSITY NEW MEXICO HOSPITAL
0000032372 | 1003531 | BAXTER HEALTHCARE CORP | INFUSO.R. | 2L3100 | INFUSION PUMPS/ SYRINGE |  |  | 809043SR | 2017-06-30 | 2018-06-15 | 15055 | ANESTHESIA | 1899-12-31 | USD | 0 | Active | UNIVERSITY NEW MEXICO HOSPITAL
0000032370 | 1003538 | BAXTER HEALTHCARE CORP | INFUSO.R. | 2L3100 | INFUSION PUMPS/ SYRINGE |  |  | 808148SR | 2017-06-29 | 2018-06-15 | 15055 | ANESTHESIA | 1899-12-31 | USD | 0 | Active | UNIVERSITY NEW MEXICO HOSPITAL
0000049550 | 1216898 | COOPER SURGICAL INC | BF4B | BF4B | BLOOD-FLOW DETECTORS/ ULTRASONIC |  |  | BS005064 |  | 2017-06-15 | 15040 | PACU (RECOVERY ROOM 1) | 1899-12-31 | USD | 0 | Active | UNIVERSITY NEW MEXICO HOSPITAL
0000021474 | 1440411 | COOPER SURGICAL INC | BF4B | BF4B | BLOOD-FLOW DETECTORS/ ULTRASONIC |  |  | B5028383 | 2004-07-01 | 2017-06-15 | 21015 | ED-NORTH | 1899-12-31 | USD | 0 | Active | UNIVERSITY NEW MEXICO HOSPITAL
0000041869 | 1144112 | SMITHS MEDICAL PM INC | CAPNOCHECK PLUS (9400) | CAPNOCHECK PLUS (940 | CAPNOGRAPHS |  |  | 702953074 | 2017-02-01 | 2018-02-15 | 34015 | SLEEP DISORDERS CENTER 1101-2 | 1899-12-31 | USD | 0 | Reactivated | UNIVERSITY NEW MEXICO HOSPITAL
0000041868 | 1144119 | SMITHS MEDICAL PM INC | CAPNOCHECK PLUS (9400) | CAPNOCHECK PLUS (940 | CAPNOGRAPHS |  |  | 702953071 | 2017-02-06 | 2018-02-15 | 34015 | SLEEP DISORDERS CENTER 1101-2 | 1899-12-31 | USD | 0 | Active | UNIVERSITY NEW MEXICO HOSPITAL
0000041867 | 1144810 | SMITHS MEDICAL PM INC | CAPNOCHECK PLUS (9400) | CAPNOCHECK PLUS (940 | CAPNOGRAPHS |  |  | 702953069 | 2017-02-01 | 2018-02-15 | 34015 | SLEEP DISORDERS CENTER 1101-2 | 1899-12-31 | USD | 0 | Reactivated | UNIVERSITY NEW MEXICO HOSPITAL
0000035000 | 1144548 | SCIENCE MEDICAL | 22020-029 | 22020-029 | ANGIOPLASTY SYSTEMS |  |  | 4962 | 2017-01-31 | 2018-01-15 | 71040 | CARDIAC CATH LAB | 1899-12-31 | USD | 0 | Active | UNIVERSITY NEW MEXICO HOSPITAL
0000041948 | 1216235 | AMERICAN ORTHOPAEDIC | 0295-200 | 0295-200 | CAST CUTTERS |  | FOUND | 2748 |  | 2017-06-15 | 12480 | CTH REHAB-ORTHO UNIT | 1899-12-31 | USD | 0 | Active | UNIVERSITY NEW MEXICO HOSPITAL
0000033244 | 1215192 | AMERICAN ORTHOPAEDIC | 0295-200 | 0295-200 | CAST CUTTERS |  |  | 1122 |  | 2017-06-15 | 12480 | CTH REHAB-ORTHO UNIT | 1899-12-31 | USD | 0 | Active | UNIVERSITY NEW MEXICO HOSPITAL
0000034366 | 1215302 | AMERICAN ORTHOPAEDIC | 0295-200 | 0295-200 | CAST CUTTERS |  |  | 10713 |  | 2017-06-15 | 15000 | OPERATING ROOM | 1899-12-31 | USD | 0 | Active | UNIVERSITY NEW MEXICO HOSPITAL