0000029756 | 1141864 | GE HEALTHCARE | 250 SL | 250 SL | MONITORING SYSTEMS/ PHYSIOLOGIC/ ACUTE CARE |  |  | B8HA2963G | 2006-02-27 | 2017-06-15 | 95700 | CLINICAL ENGINEERING | 1899-12-31 | USD | 0 | Active | UNIVERSITY NEW MEXICO HOSPITAL
0000030285 | 1214850 | IBM CORP | 300 | 300 | COMPUTERS |  | USED | 66335 |  | 2017-06-15 | 70020 | ENDOSCOPY CENTER | 1899-12-31 | USD | 0 | Active | UNIVERSITY NEW MEXICO HOSPITAL
0000052988 | 1217625 | CATEYE FITNESS CO LTD | EC-C400 | EC-C400 | EXERCISERS/ BICYCLE |  |  | C401385 | 2005-03-29 | 2017-06-15 | 12480 | CTH REHAB-ORTHO UNIT | 1899-12-31 | USD | 0 | Active | UNIVERSITY NEW MEXICO HOSPITAL
0000041932 | 1216222 | TANITA CORP OF AMERICA INC | BWB-800 | BWB-800 | SCALES/ PATIENT |  |  | 01030413 | 2017-01-05 | 2018-01-15 | 30030 | CTH OUTPATIENT CLINIC | 1899-12-31 | USD | 0 | Active | UNIVERSITY NEW MEXICO HOSPITAL
0000041931 | 1096877 | TANITA CORP OF AMERICA INC | BWB-800 | BWB-800 | SCALES/ PATIENT |  |  | 01030687 | 2017-01-01 | 2018-01-15 | 30030 | CTH OUTPATIENT CLINIC | 1899-12-31 | USD | 0 | Active | UNIVERSITY NEW MEXICO HOSPITAL
0000046811 | 1216772 | NELLCOR PURITAN BENNETT INC | SERIES A | SERIES A | REGULATORS/ SUCTION |  |  | N/A |  | 2017-06-15 | 21020 | PEDIATRIC EMERGENCY DEPARTMENT | 1899-12-31 | USD | 0 | Active | UNIVERSITY NEW MEXICO HOSPITAL
0000038802 | 1215580 | NELLCOR PURITAN BENNETT INC | SERIES A | SERIES A | REGULATORS/ SUCTION |  |  | N/A |  | 2017-06-15 | 12120 | MEDICAL/CARDIAC ICU | 1899-12-31 | USD | 0 | Active | UNIVERSITY NEW MEXICO HOSPITAL
0000043564 | 1216392 | NELLCOR PURITAN BENNETT INC | SERIES A | SERIES A | REGULATORS/ SUCTION |  |  | NONE |  | 2017-06-15 | 12220 | MED/SURG SUBACUTE (4-E) | 1899-12-31 | USD | 0 | Active | UNIVERSITY NEW MEXICO HOSPITAL
0000027666 | 1214698 | NELLCOR PURITAN BENNETT INC | SERIES A | SERIES A | REGULATORS/ SUCTION |  |  | NONE |  | 2017-06-15 | 75050 | RADIOLOGY - ULTRASOUND | 1899-12-31 | USD | 0 | Active | UNIVERSITY NEW MEXICO HOSPITAL
0000027829 | 1214721 | NELLCOR PURITAN BENNETT INC | SERIES A | SERIES A | REGULATORS/ SUCTION |  |  | NONE |  | 2017-06-15 | 12360 | NEUROSCIENCE | 1899-12-31 | USD | 0 | Active | UNIVERSITY NEW MEXICO HOSPITAL
0000029533 | 1144232 | NELLCOR PURITAN BENNETT INC | SERIES A | SERIES A | REGULATORS/ SUCTION |  |  | NONE |  | 2017-06-15 | 12455 | NEWBORN ICU | 1899-12-31 | USD | 0 | Active | UNIVERSITY NEW MEXICO HOSPITAL
0000023723 | 1214384 | NELLCOR PURITAN BENNETT INC | SERIES A | SERIES A | REGULATORS/ SUCTION |  |  | #28 |  | 2017-06-15 | 34150 | PEDIATRICS CLINIC | 1899-12-31 | USD | 0 | Active | UNIVERSITY NEW MEXICO HOSPITAL
0000023722 | 1214383 | NELLCOR PURITAN BENNETT INC | SERIES A | SERIES A | REGULATORS/ SUCTION |  |  | NONE |  | 2017-06-15 | 12360 | NEUROSCIENCE | 1899-12-31 | USD | 0 | Active | UNIVERSITY NEW MEXICO HOSPITAL
0000023762 | 1214389 | NELLCOR PURITAN BENNETT INC | SERIES A | SERIES A | REGULATORS/ SUCTION |  |  | NONE |  | 2017-06-15 | 12520 | MOTHER & BABY UNIT (3-E) BBRP | 1899-12-31 | USD | 0 | Active | UNIVERSITY NEW MEXICO HOSPITAL
0000027089 | 1144220 | NELLCOR PURITAN BENNETT INC | SERIES A | SERIES A | REGULATORS/ SUCTION |  |  | NONE |  | 2017-06-15 | 12455 | NEWBORN ICU | 1899-12-31 | USD | 0 | Active | UNIVERSITY NEW MEXICO HOSPITAL
0000027075 | 1004913 | NELLCOR PURITAN BENNETT INC | SERIES A | SERIES A | REGULATORS/ SUCTION |  |  | NONE |  | 2017-06-15 | 75000 | RADIOLOGY - GENERAL | 1899-12-31 | USD | 0 | Active | UNIVERSITY NEW MEXICO HOSPITAL
0000026848 | 1214584 | NELLCOR PURITAN BENNETT INC | SERIES A | SERIES A | REGULATORS/ SUCTION |  |  | NONE |  | 2017-06-15 | 12120 | MEDICAL/CARDIAC ICU | 1899-12-31 | USD | 0 | Active | UNIVERSITY NEW MEXICO HOSPITAL
0000026687 | 1214579 | NELLCOR PURITAN BENNETT INC | SERIES A | SERIES A | REGULATORS/ SUCTION |  |  | NONE |  | 2017-06-15 | 21015 | ED-NORTH | 1899-12-31 | USD | 0 | Active | UNIVERSITY NEW MEXICO HOSPITAL
0000026680 | 1214578 | NELLCOR PURITAN BENNETT INC | SERIES A | SERIES A | REGULATORS/ SUCTION |  |  | NONE |  | 2017-06-15 | 12120 | MEDICAL/CARDIAC ICU | 1899-12-31 | USD | 0 | Active | UNIVERSITY NEW MEXICO HOSPITAL
0000026679 | 1214577 | NELLCOR PURITAN BENNETT INC | SERIES A | SERIES A | REGULATORS/ SUCTION |  |  | NONE |  | 2017-06-15 | 21015 | ED-NORTH | 1899-12-31 | USD | 0 | Active | UNIVERSITY NEW MEXICO HOSPITAL
0000025363 | 1214472 | NELLCOR PURITAN BENNETT INC | SERIES A | SERIES A | REGULATORS/ SUCTION |  |  | NONE |  | 2017-06-15 | 12000 | LABOR AND DELIVERY | 1899-12-31 | USD | 0 | Active | UNIVERSITY NEW MEXICO HOSPITAL
0000016037 | 1085395 | NELLCOR PURITAN BENNETT INC | SERIES A | SERIES A | REGULATORS/ SUCTION |  |  | NONE |  | 2017-06-15 | 30095 | OCCUPATIONAL HEALTH SVCS | 1899-12-31 | USD | 0 | Active | UNIVERSITY NEW MEXICO HOSPITAL
0000021620 | 1214230 | NELLCOR PURITAN BENNETT INC | SERIES A | SERIES A | REGULATORS/ SUCTION |  |  | 105 |  | 2017-06-15 | 21015 | ED-NORTH | 1899-12-31 | USD | 0 | Active | UNIVERSITY NEW MEXICO HOSPITAL
0000021450 | 1214213 | NELLCOR PURITAN BENNETT INC | SERIES A | SERIES A | REGULATORS/ SUCTION |  |  | 115 |  | 2017-06-15 | 12410 | PEDIATRIC SPECIALTY CARE | 1899-12-31 | USD | 0 | Active | UNIVERSITY NEW MEXICO HOSPITAL
0000021446 | 1214212 | NELLCOR PURITAN BENNETT INC | SERIES A | SERIES A | REGULATORS/ SUCTION |  |  | NONE |  | 2017-06-15 | 12430 | GENERAL PEDIATRICS UNIT | 1899-12-31 | USD | 0 | Active | UNIVERSITY NEW MEXICO HOSPITAL
0000021385 | 1214206 | NELLCOR PURITAN BENNETT INC | SERIES A | SERIES A | REGULATORS/ SUCTION |  |  | NONE |  | 2017-06-15 | 12460 | PEDIATRIC ICU | 1899-12-31 | USD | 0 | Active | UNIVERSITY NEW MEXICO HOSPITAL
0000021332 | 1214197 | NELLCOR PURITAN BENNETT INC | SERIES A | SERIES A | REGULATORS/ SUCTION |  |  | NONE |  | 2017-06-15 | 12520 | MOTHER & BABY UNIT (3-E) BBRP | 1899-12-31 | USD | 0 | Active | UNIVERSITY NEW MEXICO HOSPITAL
0000014196 | 1085291 | NELLCOR PURITAN BENNETT INC | SERIES A | SERIES A | REGULATORS/ SUCTION |  |  | 3 |  | 2017-06-15 | 21015 | ED-NORTH | 1899-12-31 | USD | 0 | Active | UNIVERSITY NEW MEXICO HOSPITAL
0000013339 | 1004932 | NELLCOR PURITAN BENNETT INC | SERIES A | SERIES A | REGULATORS/ SUCTION |  |  | NONE |  | 2017-06-15 | 75000 | RADIOLOGY - GENERAL | 1899-12-31 | USD | 0 | Active | UNIVERSITY NEW MEXICO HOSPITAL
0000014981 | 1085317 | NELLCOR PURITAN BENNETT INC | SERIES A | SERIES A | REGULATORS/ SUCTION |  |  | NONE |  | 2017-06-15 | 21015 | ED-NORTH | 1899-12-31 | USD | 0 | Active | UNIVERSITY NEW MEXICO HOSPITAL
0000012352 | 1085239 | NELLCOR PURITAN BENNETT INC | SERIES A | SERIES A | REGULATORS/ SUCTION |  |  | #146 |  | 2017-06-15 | 70050 | ECMO | 1899-12-31 | USD | 0 | Active | UNIVERSITY NEW MEXICO HOSPITAL
0000012331 | 1144211 | NELLCOR PURITAN BENNETT INC | SERIES A | SERIES A | REGULATORS/ SUCTION |  |  | #178 |  | 2017-06-15 | 12415 | INTERMEDIATE CARE NURSERY | 1899-12-31 | USD | 0 | Active | UNIVERSITY NEW MEXICO HOSPITAL
0000012144 | 1085234 | NELLCOR PURITAN BENNETT INC | SERIES A | SERIES A | REGULATORS/ SUCTION |  |  | #111 |  | 2017-06-15 | 75000 | RADIOLOGY - GENERAL | 1899-12-31 | USD | 0 | Active | UNIVERSITY NEW MEXICO HOSPITAL
0000015963 | 1085385 | NELLCOR PURITAN BENNETT INC | SERIES A | SERIES A | REGULATORS/ SUCTION |  |  | 37 |  | 2017-06-15 | 12120 | MEDICAL/CARDIAC ICU | 1899-12-31 | USD | 0 | Active | UNIVERSITY NEW MEXICO HOSPITAL
0000015907 | 1085381 | NELLCOR PURITAN BENNETT INC | SERIES A | SERIES A | REGULATORS/ SUCTION |  |  | #102 |  | 2017-06-15 | 12110 | NEUROSCIENCE ICU | 1899-12-31 | USD | 0 | Active | UNIVERSITY NEW MEXICO HOSPITAL
0000015112 | 1085326 | NELLCOR PURITAN BENNETT INC | SERIES A | SERIES A | REGULATORS/ SUCTION |  |  | NONE |  | 2017-06-15 | 21015 | ED-NORTH | 1899-12-31 | USD | 0 | Active | UNIVERSITY NEW MEXICO HOSPITAL
0000015085 | 1085321 | NELLCOR PURITAN BENNETT INC | SERIES A | SERIES A | REGULATORS/ SUCTION |  |  | NONE |  | 2017-06-15 | 21015 | ED-NORTH | 1899-12-31 | USD | 0 | Active | UNIVERSITY NEW MEXICO HOSPITAL
0000015060 | 1085319 | NELLCOR PURITAN BENNETT INC | SERIES A | SERIES A | REGULATORS/ SUCTION |  |  | NONE |  | 2017-06-15 | 21015 | ED-NORTH | 1899-12-31 | USD | 0 | Active | UNIVERSITY NEW MEXICO HOSPITAL
0000014200 | 1085292 | NELLCOR PURITAN BENNETT INC | SERIES A | SERIES A | REGULATORS/ SUCTION |  |  | #16 |  | 2017-06-15 | 15010 | STERILE PROCESSING | 1899-12-31 | USD | 0 | Active | UNIVERSITY NEW MEXICO HOSPITAL
0000012519 | 1085249 | BELTONE ELECTRONICS CORP | 120 | 120 | AUDIOMETERS |  | FOUND | 11G3631 | 2016-10-26 | 2017-11-15 | 32040 | NE HEIGHTS CLINIC | 1899-12-31 | USD | 0 | Active | UNIVERSITY NEW MEXICO HOSPITAL
0000033113 | 1215136 | RITTER MEDICAL PRODUCTS | 2310C | 2310C | LIGHTS/ EXAMINATION |  |  | NONE | 2004-10-21 | 2017-06-15 | 32040 | NE HEIGHTS CLINIC | 1899-12-31 | USD | 0 | Active | UNIVERSITY NEW MEXICO HOSPITAL
0000033426 | 1215207 | WELCH ALLYN INC | LS100 (44100) | LS100 (44100) | LIGHTS/ EXAMINATION |  |  | N/A |  | 2017-06-15 | 30030 | CTH OUTPATIENT CLINIC | 1899-12-31 | USD | 0 | Active | UNIVERSITY NEW MEXICO HOSPITAL
0000041611 | 1216154 | EDLUND CO INC | E80 | E80 | SCALES |  |  | 065563 | 2005-02-11 | 2017-06-15 | 12455 | NEWBORN ICU | 1899-12-31 | USD | 0 | Active | UNIVERSITY NEW MEXICO HOSPITAL
0000041610 | 1216153 | EDLUND CO INC | E80 | E80 | SCALES |  |  | 065564 | 2004-02-01 | 2017-06-15 | 12455 | NEWBORN ICU | 1899-12-31 | USD | 0 | Active | UNIVERSITY NEW MEXICO HOSPITAL
0000041609 | 1440022 | EDLUND CO INC | E80 | E80 | SCALES |  |  | 065560 | 2017-02-08 | 2018-02-15 | 12455 | NEWBORN ICU | 1899-12-31 | USD | 0 | Active | UNIVERSITY NEW MEXICO HOSPITAL
0000033082 | 1215120 | GOOD LIGHT CO | HI-LO | HI-LO | LIGHTS/ EXAMINATION |  |  | NONE |  | 2017-06-15 | 30115 | SE HEIGHTS CLINIC-SAN PABLO | 1899-12-31 | USD | 0 | Active | UNIVERSITY NEW MEXICO HOSPITAL
0000049825 | 1217008 | GOODWIN MANUFACTURING INC | 1196-01 | 1196-01 | LIGHTS/ EXAMINATION |  |  | N/A |  | 2017-06-15 | 75050 | RADIOLOGY - ULTRASOUND | 1899-12-31 | USD | 0 | Active | UNIVERSITY NEW MEXICO HOSPITAL
0000028606 | 1214741 | RENNCO INC | LS | LS | PACKAGE SEALERS |  |  | 193-3707L |  | 2017-06-15 | 15010 | STERILE PROCESSING | 1899-12-31 | USD | 0 | Active | UNIVERSITY NEW MEXICO HOSPITAL
0000041443 | 1216102 | COMPAQ CORP | V570 | V570 | MONITORS |  |  | 132BM69DUU16 | 2004-02-01 | 2017-06-15 | 12455 | NEWBORN ICU | 1899-12-31 | USD | 0 | Active | UNIVERSITY NEW MEXICO HOSPITAL
0000043128 | 1216290 | COMPAQ CORP | V570 | V570 | MONITORS |  |  | 132BM69DUR93 |  | 2017-06-15 | 12455 | NEWBORN ICU | 1899-12-31 | USD | 0 | Active | UNIVERSITY NEW MEXICO HOSPITAL
0000043126 | 1216289 | COMPAQ CORP | V570 | V570 | MONITORS |  |  | 132BM69DUR89 |  | 2017-06-15 | 12455 | NEWBORN ICU | 1899-12-31 | USD | 0 | Active | UNIVERSITY NEW MEXICO HOSPITAL
0000043124 | 1216288 | COMPAQ CORP | V570 | V570 | MONITORS |  |  | 132BM69DVJ23 |  | 2017-06-15 | 12455 | NEWBORN ICU | 1899-12-31 | USD | 0 | Active | UNIVERSITY NEW MEXICO HOSPITAL
0000043123 | 1216287 | COMPAQ CORP | V570 | V570 | MONITORS |  |  | 132BM69DVE86 |  | 2017-06-15 | 12455 | NEWBORN ICU | 1899-12-31 | USD | 0 | Active | UNIVERSITY NEW MEXICO HOSPITAL
0000043122 | 1216286 | COMPAQ CORP | V570 | V570 | MONITORS |  |  | 132BM69DVJ36 |  | 2017-06-15 | 12455 | NEWBORN ICU | 1899-12-31 | USD | 0 | Active | UNIVERSITY NEW MEXICO HOSPITAL
0000043119 | 1216285 | COMPAQ CORP | V570 | V570 | MONITORS |  |  | 132BM69DVF14 | 2004-02-01 | 2017-06-15 | 12120 | MEDICAL/CARDIAC ICU | 1899-12-31 | USD | 0 | Active | UNIVERSITY NEW MEXICO HOSPITAL
0000046818 | 1142989 | SONY CORP OF AMERICA | PVM-20M2MDU | TRINITRON PVM-20M2MD | MONITORS/ VIDEO |  |  | 2029979 |  | 2017-06-15 | 89025 | CLINICAL EDUCATION | 1899-12-31 | USD | 0 | Active | UNIVERSITY NEW MEXICO HOSPITAL
0000038223 | 1084659 | WELCH ALLYN INC | SURETEMP | 679 | THERMOMETERS/ ELECTRONIC |  |  | 00406621 |  | 2017-06-15 | 12455 | NEWBORN ICU | 1899-12-31 | USD | 0 | Active | UNIVERSITY NEW MEXICO HOSPITAL
0000038246 | 1215457 | WELCH ALLYN INC | SURETEMP | 679 | THERMOMETERS/ ELECTRONIC |  |  | 00419157 |  | 2017-06-15 | 12455 | NEWBORN ICU | 1899-12-31 | USD | 0 | Active | UNIVERSITY NEW MEXICO HOSPITAL
0000038226 | 1215451 | WELCH ALLYN INC | SURETEMP | 679 | THERMOMETERS/ ELECTRONIC |  |  | 00406605 |  | 2017-06-15 | 12520 | MOTHER & BABY UNIT (3-E) BBRP | 1899-12-31 | USD | 0 | Active | UNIVERSITY NEW MEXICO HOSPITAL
0000038225 | 1141508 | WELCH ALLYN INC | SURETEMP | 679 | THERMOMETERS/ ELECTRONIC |  |  | 00352198 |  | 2017-06-15 | 12455 | NEWBORN ICU | 1899-12-31 | USD | 0 | Active | UNIVERSITY NEW MEXICO HOSPITAL
0000038224 | 1215450 | WELCH ALLYN INC | SURETEMP | 679 | THERMOMETERS/ ELECTRONIC |  |  | 00406604 |  | 2017-06-15 | 12455 | NEWBORN ICU | 1899-12-31 | USD | 0 | Active | UNIVERSITY NEW MEXICO HOSPITAL
0000046314 | 1141924 | OLYMPIC MEDICAL CORP | SMART SCALE | 56320 | SCALES/ INFANT |  |  | 20-11130 | 2016-11-21 | 2017-11-15 | 12000 | LABOR AND DELIVERY | 1899-12-31 | USD | 0 | Active | UNIVERSITY NEW MEXICO HOSPITAL
0000050941 | 1003731 | BAXTER HEALTHCARE CORP | VGS | VGS | CARDIAC OUTPUT UNITS |  |  | 6216D | 2017-06-30 | 2018-06-15 | 15055 | ANESTHESIA | 1899-12-31 | USD | 0 | Active | UNIVERSITY NEW MEXICO HOSPITAL
0000038183 | 1215443 | OLYMPUS AMERICA INC | OEP | OEP | PRINTERS/ VIDEO |  |  | 930538 | 2003-10-01 | 2017-06-15 | 70020 | ENDOSCOPY CENTER | 1899-12-31 | USD | 0 | Active | UNIVERSITY NEW MEXICO HOSPITAL
0000049618 | 1141383 | OLYMPUS AMERICA INC | BH-2 | BH-2 | MICROSCOPES |  |  | 202000 | 2016-10-26 | 2017-10-15 | 34120 | REPRO/ENDO CLINIC | 1899-12-31 | USD | 0 | Active | UNIVERSITY NEW MEXICO HOSPITAL
0000021899 | 1140668 | OLYMPUS AMERICA INC | BH-2 | BH-2 | MICROSCOPES |  |  | 206260 | 2016-10-01 | 2017-10-15 | 32040 | NE HEIGHTS CLINIC | 1899-12-31 | USD | 0 | Active | UNIVERSITY NEW MEXICO HOSPITAL
0000029368 | 1163312 | INVACARE CORP | VACUTEC 800 | VACUTEC 800 | ASPIRATORS |  |  | NONE | 2017-01-12 | 2018-01-15 | 95700 | CLINICAL ENGINEERING | 1899-12-31 | USD | 0 | Reactivated | UNIVERSITY NEW MEXICO HOSPITAL
0000049899 | 1217031 | PARI RESPIRATORY EQUIPMENT INC | PRONEB | 37B0101 | NEBULIZERS |  |  | AHHAD01526 | 2016-09-21 | 2017-09-15 | 34540 | SPORTS MEDICINE | 1899-12-31 | USD | 0 | Active | UNIVERSITY NEW MEXICO HOSPITAL
0000034513 | 1140447 | PNEUPAC LIMITED | VENTIPAC 200D | VENTIPAC 200D | VENTILATORS |  |  | 140W0 | 2017-02-27 | 2017-08-15 | 12455 | NEWBORN ICU | 1899-12-31 | USD | 0 | Active | UNIVERSITY NEW MEXICO HOSPITAL
0000046508 | 1216710 | PNEUPAC LIMITED | VENTIPAC 200D | VENTIPAC 200D | VENTILATORS |  | FOUND | 0306251 | 2017-03-14 | 2017-09-15 | 71510 | PULMONARY SERVICES | 1899-12-31 | USD | 0 | Active | UNIVERSITY NEW MEXICO HOSPITAL
0000043850 | 1004510 | PNEUPAC LIMITED | VENTIPAC 200D | VENTIPAC 200D | VENTILATORS |  |  | 02/08/453 | 2017-06-30 | 2017-12-15 | 70060 | FIXED WING TRANSPORT | 1899-12-31 | USD | 0 | Active | UNIVERSITY NEW MEXICO HOSPITAL
0000043849 | 1004515 | PNEUPAC LIMITED | VENTIPAC 200D | VENTIPAC 200D | VENTILATORS |  |  | 02/02/336 | 2017-06-30 | 2017-12-15 | 70060 | FIXED WING TRANSPORT | 1899-12-31 | USD | 0 | Active | UNIVERSITY NEW MEXICO HOSPITAL
0000041738 | 1216178 | WELCH ALLYN INC | 48740 | 48740 | LIGHTS/ EXAMINATION |  |  | NONE |  | 2017-06-15 | 12360 | NEUROSCIENCE | 1899-12-31 | USD | 0 | Active | UNIVERSITY NEW MEXICO HOSPITAL
0000040066 | 1215602 | ADJUSTABLE FIXTURE COMPANY | NIGHTINGALE | NIGHTINGALE | LIGHTS/ EXAMINATION |  |  | N/A |  | 2017-06-15 | 34110 | WOMEN'S HEALTH CENTER | 1899-12-31 | USD | 0 | Active | UNIVERSITY NEW MEXICO HOSPITAL
0000046189 | 1216631 | EASTMAN KODAK COMPANY | M2 | M2 | CAMERAS/ IDENTIFICATION |  |  | 21623 |  | 2017-06-15 | 75085 | OSIS RADIOLOGY | 1899-12-31 | USD | 0 | Active | UNIVERSITY NEW MEXICO HOSPITAL
0000049528 | 1141384 | SCIENTIFIC INDUSTRIES INC | G-560 | G-560 | MIXERS |  |  | 221110 | 2016-10-20 | 2017-10-15 | 34120 | REPRO/ENDO CLINIC | 1899-12-31 | USD | 0 | Active | UNIVERSITY NEW MEXICO HOSPITAL
0000021323 | 1162971 | CABOT MEDICAL CORPORATION-(800) 523-6078 | CM10D | CM10D | COLPOSCOPES |  |  | 8993 | 2015-10-27 | 2016-10-15 | 34110 | WOMEN'S HEALTH CENTER | 1899-12-31 | USD | 0 | Active | UNIVERSITY NEW MEXICO HOSPITAL
0000027962 | 1142766 | REICHERT-JUNG SCIENTIFIC INSTRUMENTS | 14361 | 14361 | CHAIRS/ EXAMINATION/ TREATMENT/ OPHTHALMOLOGY |  |  | 10443-3 | 2010-12-03 | 2017-06-15 | 34610 | OPHTHALMOLOGY ON SITE CLINIC | 1899-12-31 | USD | 0 | Active | UNIVERSITY NEW MEXICO HOSPITAL
0000010549 | 1142544 | REICHERT-JUNG SCIENTIFIC INSTRUMENTS | 14361 | 14361 | CHAIRS/ EXAMINATION/ TREATMENT/ OPHTHALMOLOGY |  |  | 10008-0 | 2010-12-03 | 2017-06-15 | 34610 | OPHTHALMOLOGY ON SITE CLINIC | 1899-12-31 | USD | 0 | Active | UNIVERSITY NEW MEXICO HOSPITAL
0000041451 | 1003578 | SOMATICS INC | THYMATRON SYSTEM IV | THYMATRON SYSTEM IV | STIMULATORS/ ELECTRICAL/ BRAIN/ CONVULSIVE THERAPY |  |  | 40208 | 2017-06-09 | 2017-12-15 | 15040 | PACU (RECOVERY ROOM 1) | 1899-12-31 | USD | 0 | Active | UNIVERSITY NEW MEXICO HOSPITAL
0000049347 | 1216838 | X-RITE INC | 396 | 396 | DENSITOMETERS |  |  | 000743 | 2003-05-01 | 2017-06-15 | 75085 | OSIS RADIOLOGY | 1899-12-31 | USD | 0 | Active | UNIVERSITY NEW MEXICO HOSPITAL
0000027821 | 1085620 | TECTRIX FITNESS EQUIPMENT | BIKEMAXR | BIKEMAXR | EXERCISERS/ BICYCLE |  |  | 605954 | 2017-01-01 | 2018-01-15 | 76015 | REHABILITATION OUTPATIENT 1025 | 1899-12-31 | USD | 0 | Active | UNIVERSITY NEW MEXICO HOSPITAL
0000045226 | 1216478 | DEWALT | DW9091 | DW9091 | DRILLS |  |  | 393934 |  | 2017-06-15 | 72040 | I/P HEMODIALYSIS | 1899-12-31 | USD | 0 | Active | UNIVERSITY NEW MEXICO HOSPITAL
0000049814 | 1217002 | BLU RAY INC | MARK V | MARK V | X-RAY FILM DUPLICATORS |  |  | AJ9950 |  | 2017-06-15 | 30030 | CTH OUTPATIENT CLINIC | 1899-12-31 | USD | 0 | Active | UNIVERSITY NEW MEXICO HOSPITAL
0000046620 | 1216718 | SUN MICRO SYSTEMS INC | 21 INCH | 21 INCH | MONITORS |  |  | 0350LX0387 | 2004-12-02 | 2017-06-15 | 71030 | HEART STATION | 1899-12-31 | USD | 0 | Active | UNIVERSITY NEW MEXICO HOSPITAL
0000028490 | 1214738 | CTX | CMS-1461 | CMS-1461 | MONITORS |  |  | A70-30500832 |  | 2017-06-15 | 34315 | CLINICAL NEUROSCIENCE CENTER | 1899-12-31 | USD | 0 | Active | UNIVERSITY NEW MEXICO HOSPITAL
0000043061 | 1216271 | GE / MARQUETTE ELECTRONICS INC | 15VD4NLQ2 | 15VD4NLQ2 | MONITORS |  |  | 00164F058 |  | 2017-06-15 | 12460 | PEDIATRIC ICU | 1899-12-31 | USD | 0 | Active | UNIVERSITY NEW MEXICO HOSPITAL
0000043053 | 1216270 | GE / MARQUETTE ELECTRONICS INC | 15VD4NLQ2 | 15VD4NLQ2 | MONITORS |  |  | 00164F064 | 2004-04-01 | 2017-06-15 | 12460 | PEDIATRIC ICU | 1899-12-31 | USD | 0 | Active | UNIVERSITY NEW MEXICO HOSPITAL
0000050888 | 1217141 | RADIONICS INC | PS-1 | PS-1 | STIMULATORS/ ELECTRICAL/ NEUROMUSCULAR |  |  | 89-405 |  | 2017-06-15 | 15500 | OSIS OPERATING ROOM | 1899-12-31 | USD | 0 | Active | UNIVERSITY NEW MEXICO HOSPITAL
0000025861 | 1214515 | HEALTH-O-METER INC | 42KL | 42KL | SCALES/ PATIENT/ PLATFORM/ MECHANICAL |  |  | N/A |  | 2017-06-15 | 34150 | PEDIATRICS CLINIC | 1899-12-31 | USD | 0 | Active | UNIVERSITY NEW MEXICO HOSPITAL
0000052169 | 1217275 | DATEX-OHMEDA INC | GIRAFFE | GIRAFFE | WARMING UNITS/ PATIENT/ RADIANT/ INFANT |  | H399391 | HDGH60505 | 2017-02-01 | 2017-08-15 | 12455 | NEWBORN ICU | 1899-12-31 | USD | 26257 | Active | UNIVERSITY NEW MEXICO HOSPITAL
0000050783 | 1140076 | DATEX-OHMEDA INC | GIRAFFE | GIRAFFE | WARMING UNITS/ PATIENT/ RADIANT/ INFANT |  |  | HDGH60133 | 2017-02-08 | 2017-08-15 | 12455 | NEWBORN ICU | 1899-12-31 | USD | 0 | Active | UNIVERSITY NEW MEXICO HOSPITAL
0000052140 | 1004097 | DATEX-OHMEDA INC | GIRAFFE | GIRAFFE | WARMING UNITS/ PATIENT/ RADIANT/ INFANT |  | H399391 | HDGJ50175 | 2017-02-13 | 2017-08-15 | 12455 | NEWBORN ICU | 1899-12-31 | USD | 26257 | Active | UNIVERSITY NEW MEXICO HOSPITAL
0000032186 | 1214917 | VACUTRON | 22-05-05-12 | 22-05-05-12 | REGULATORS/ SUCTION |  |  | 0493 |  | 2017-06-15 | 12220 | MED/SURG SUBACUTE (4-E) | 1899-12-31 | USD | 0 | Active | UNIVERSITY NEW MEXICO HOSPITAL
0000051394 | 1439987 | GE HEALTHCARE | SAM | SAM | MODULES/ ANESTHETIC GAS |  |  | J1C94989G | 2017-06-30 | 2017-12-15 | 15055 | ANESTHESIA | 1899-12-31 | USD | 0 | Active | UNIVERSITY NEW MEXICO HOSPITAL
0000046088 | 1216589 | GE HEALTHCARE | SAM | SAM | MODULES/ ANESTHETIC GAS |  |  | H2C96019G | 2017-05-23 | 2017-11-15 | 15515 | OSIS ANESTHESIA | 1899-12-31 | USD | 0 | Active | UNIVERSITY NEW MEXICO HOSPITAL
0000046087 | 1216588 | GE HEALTHCARE | SAM | SAM | MODULES/ ANESTHETIC GAS |  |  | H2C96021G | 2017-05-23 | 2017-11-15 | 15515 | OSIS ANESTHESIA | 1899-12-31 | USD | 0 | Active | UNIVERSITY NEW MEXICO HOSPITAL
0000046086 | 1216587 | GE HEALTHCARE | SAM | SAM | MODULES/ ANESTHETIC GAS |  |  | H2C96016G | 2017-05-24 | 2017-11-15 | 15515 | OSIS ANESTHESIA | 1899-12-31 | USD | 0 | Reactivated | UNIVERSITY NEW MEXICO HOSPITAL
0000046085 | 1216586 | GE HEALTHCARE | SAM | SAM | MODULES/ ANESTHETIC GAS |  |  | H2C96020G | 2017-05-01 | 2017-11-15 | 15515 | OSIS ANESTHESIA | 1899-12-31 | USD | 0 | Active | UNIVERSITY NEW MEXICO HOSPITAL
0000046084 | 1439643 | GE HEALTHCARE | SAM | SAM | MODULES/ ANESTHETIC GAS |  |  | H2C96018G | 2017-05-23 | 2017-11-15 | 15515 | OSIS ANESTHESIA | 1899-12-31 | USD | 0 | Active | UNIVERSITY NEW MEXICO HOSPITAL
0000046083 | 1216584 | GE HEALTHCARE | SAM | SAM | MODULES/ ANESTHETIC GAS |  |  | H2C96025G | 2017-05-01 | 2017-11-15 | 15515 | OSIS ANESTHESIA | 1899-12-31 | USD | 0 | Active | UNIVERSITY NEW MEXICO HOSPITAL
0000038560 | 1003518 | GE HEALTHCARE | SAM | SAM | MODULES/ ANESTHETIC GAS |  |  | L9C93078G | 2017-06-30 | 2017-12-15 | 15055 | ANESTHESIA | 1899-12-31 | USD | 0 | Active | UNIVERSITY NEW MEXICO HOSPITAL
0000034989 | 1003519 | GE HEALTHCARE | SAM | SAM | MODULES/ ANESTHETIC GAS |  |  | L9C93148G | 2017-05-24 | 2017-12-15 | 15515 | OSIS ANESTHESIA | 1899-12-31 | USD | 0 | Active | UNIVERSITY NEW MEXICO HOSPITAL
0000024356 | 1003520 | GE HEALTHCARE | SAM | SAM | MODULES/ ANESTHETIC GAS |  |  | C6C90373G | 2017-06-20 | 2017-12-15 | 15055 | ANESTHESIA | 1899-12-31 | USD | 0 | Active | UNIVERSITY NEW MEXICO HOSPITAL
0000024402 | 1003524 | GE HEALTHCARE | SAM | SAM | MODULES/ ANESTHETIC GAS |  |  | D6C90404G | 2017-06-30 | 2017-12-15 | 15055 | ANESTHESIA | 1899-12-31 | USD | 0 | Active | UNIVERSITY NEW MEXICO HOSPITAL
0000024400 | 1003547 | GE HEALTHCARE | SAM | SAM | MODULES/ ANESTHETIC GAS |  |  | D6C90400G | 2017-05-22 | 2017-12-15 | 15515 | OSIS ANESTHESIA | 1899-12-31 | USD | 0 | Active | UNIVERSITY NEW MEXICO HOSPITAL
0000024399 | 1003536 | GE HEALTHCARE | SAM | SAM | MODULES/ ANESTHETIC GAS |  |  | D6C90413G | 2017-06-20 | 2017-12-15 | 15055 | ANESTHESIA | 1899-12-31 | USD | 0 | Active | UNIVERSITY NEW MEXICO HOSPITAL
0000024397 | 1448376 | GE HEALTHCARE | SAM | SAM | MODULES/ ANESTHETIC GAS |  |  | D6C90417G | 2017-06-20 | 2017-12-15 | 15055 | ANESTHESIA | 1899-12-31 | USD | 0 | Active | UNIVERSITY NEW MEXICO HOSPITAL
0000024396 | 1214438 | GE HEALTHCARE | SAM | SAM | MODULES/ ANESTHETIC GAS |  |  | D6C90418G | 2017-05-24 | 2017-12-15 | 15055 | ANESTHESIA | 1899-12-31 | USD | 0 | Active | UNIVERSITY NEW MEXICO HOSPITAL
0000024086 | 1003517 | GE HEALTHCARE | SAM | SAM | MODULES/ ANESTHETIC GAS |  |  | D6C90407G | 2017-06-30 | 2017-12-15 | 15055 | ANESTHESIA | 1899-12-31 | USD | 0 | Active | UNIVERSITY NEW MEXICO HOSPITAL
0000024394 | 1003523 | GE HEALTHCARE | SAM | SAM | MODULES/ ANESTHETIC GAS |  |  | D6C90405G | 2017-06-26 | 2017-12-15 | 15055 | ANESTHESIA | 1899-12-31 | USD | 0 | Active | UNIVERSITY NEW MEXICO HOSPITAL
0000024357 | 1003509 | GE HEALTHCARE | SAM | SAM | MODULES/ ANESTHETIC GAS |  |  | D6C90408G | 2017-06-22 | 2017-12-15 | 89025 | CLINICAL EDUCATION | 1899-12-31 | USD | 0 | Active | UNIVERSITY NEW MEXICO HOSPITAL
0000023082 | 1003539 | GE HEALTHCARE | SAM | SAM | MODULES/ ANESTHETIC GAS |  |  | E5CF0115G | 2016-12-02 | 2017-06-15 | 15055 | ANESTHESIA | 1899-12-31 | USD | 0 | Active | UNIVERSITY NEW MEXICO HOSPITAL
0000023080 | 1003513 | GE HEALTHCARE | SAM | SAM | MODULES/ ANESTHETIC GAS |  |  | E5CF0113G | 2017-06-30 | 2017-12-15 | 15055 | ANESTHESIA | 1899-12-31 | USD | 0 | Active | UNIVERSITY NEW MEXICO HOSPITAL
0000023079 | 1003511 | GE HEALTHCARE | SAM | SAM | MODULES/ ANESTHETIC GAS |  |  | E5CF0116G | 2017-06-30 | 2017-12-15 | 15055 | ANESTHESIA | 1899-12-31 | USD | 0 | Active | UNIVERSITY NEW MEXICO HOSPITAL
0000023060 | 1003515 | GE HEALTHCARE | SAM | SAM | MODULES/ ANESTHETIC GAS |  |  | E5CF0111G | 2017-06-30 | 2017-12-15 | 15055 | ANESTHESIA | 1899-12-31 | USD | 0 | Active | UNIVERSITY NEW MEXICO HOSPITAL
0000023047 | 1003521 | GE HEALTHCARE | SAM | SAM | MODULES/ ANESTHETIC GAS |  |  | E5CF0114G | 2017-06-20 | 2017-12-15 | 15055 | ANESTHESIA | 1899-12-31 | USD | 0 | Active | UNIVERSITY NEW MEXICO HOSPITAL
0000038695 | 1215553 | PARKER LABORATORIES INC | THERMOSONIC 8204 | THERMOSONIC 8204 | WARMING UNITS/ GEL |  |  | 06569 |  | 2017-06-15 | 75050 | RADIOLOGY - ULTRASOUND | 1899-12-31 | USD | 0 | Active | UNIVERSITY NEW MEXICO HOSPITAL
0000038567 | 1215520 | PARKER LABORATORIES INC | THERMASONIC | THERMASONIC | WARMING UNITS/ GEL |  |  | 11255-15 |  | 2017-06-15 | 76015 | REHABILITATION OUTPATIENT 1025 | 1899-12-31 | USD | 0 | Active | UNIVERSITY NEW MEXICO HOSPITAL
0000046389 | 1144769 | OLYMPIC MEDICAL CORP | 23 | 23 | SCALES/ INFANT |  |  | 1383 | 2017-02-28 | 2018-02-15 | 12455 | NEWBORN ICU | 1899-12-31 | USD | 0 | Active | UNIVERSITY NEW MEXICO HOSPITAL
0000046388 | 1144765 | OLYMPIC MEDICAL CORP | 23 | 23 | SCALES/ INFANT |  |  | 1385 | 2017-02-28 | 2018-02-15 | 12415 | INTERMEDIATE CARE NURSERY | 1899-12-31 | USD | 0 | Active | UNIVERSITY NEW MEXICO HOSPITAL
0000027640 | 1077039 | GE HEALTHCARE | TRAM (451M) | TRAM (451M) | MODULES/ MULTIPARAMETERS |  |  | L6HB2348GR | 2006-03-21 | 2017-06-15 | 71030 | HEART STATION | 1899-12-31 | USD | 0 | Active | UNIVERSITY NEW MEXICO HOSPITAL
0000014793 | 1085311 | CARL ZEISS INC MICROSCOPY & IMAGING SYSTEMS | OPMI 6 SFC | OPMI 6 SFC | MICROSCOPES/ LIGHT/ OPERATING |  |  | YF02385 | 2016-11-01 | 2017-11-15 | 34610 | OPHTHALMOLOGY ON SITE CLINIC | 1899-12-31 | USD | 0 | Active | UNIVERSITY NEW MEXICO HOSPITAL
0000043365 | 1096375 | GE HEALTHCARE | DINAMAP PRO 100 | DINAMAP PRO 100 | MONITORS/ BEDSIDE/ BLOOD PRESSURE |  |  | 010M1509110 | 2016-07-29 | 2017-07-15 | 9025 | CLINICAL AND TRANSLATIONAL SCIENCE CENTER (07) | 1899-12-31 | USD | 0 | Active | UNIVERSITY NEW MEXICO HOSPITAL
0000043338 | 1140382 | GE HEALTHCARE | DINAMAP PRO 100 | DINAMAP PRO 100 | MONITORS/ BEDSIDE/ BLOOD PRESSURE |  |  | 010M0589001 | 2017-01-23 | 2018-01-15 | 34150 | PEDIATRICS CLINIC | 1899-12-31 | USD | 0 | Reactivated | UNIVERSITY NEW MEXICO HOSPITAL
0000045281 | 1216488 | ARJO HOSPITAL EQUIPMENT INC | MINI DOPPLEX (D900) | MINI DOPPLEX (D900) | BLOOD-FLOW DETECTORS/ ULTRASONIC |  |  | 900PX0101057-03 |  | 2017-06-15 | 34250 | UROLOGY | 1899-12-31 | USD | 0 | Active | UNIVERSITY NEW MEXICO HOSPITAL
0000029913 | 1214797 | ARJO HOSPITAL EQUIPMENT INC | MINI DOPPLEX (D900) | MINI DOPPLEX (D900) | BLOOD-FLOW DETECTORS/ ULTRASONIC |  | USED | KAJC1-00038 |  | 2017-06-15 | 12110 | NEUROSCIENCE ICU | 1899-12-31 | USD | 0 | Active | UNIVERSITY NEW MEXICO HOSPITAL
0000020954 | 1214144 | ARJO HOSPITAL EQUIPMENT INC | MINI DOPPLEX (D900) | MINI DOPPLEX (D900) | BLOOD-FLOW DETECTORS/ ULTRASONIC |  | USED | KAJC1-00018 |  | 2017-06-15 | 34110 | WOMEN'S HEALTH CENTER | 1899-12-31 | USD | 0 | Active | UNIVERSITY NEW MEXICO HOSPITAL
0000038167 | 1215442 | MEDTRONIC INC | OXIMAX | NPB-40 | OXIMETERS/ PULSE |  |  | G00819039-2000 | 2016-10-06 | 2016-10-15 | 30115 | SE HEIGHTS CLINIC-SAN PABLO | 1899-12-31 | USD | 0 | Active | UNIVERSITY NEW MEXICO HOSPITAL
0000046240 | 1144121 | SMITHS MEDICAL PM INC | CAPNOCHECK SLEEP | 9004-051 | CAPNOGRAPHS |  |  | 702953173 | 2017-02-09 | 2018-02-15 | 34015 | SLEEP DISORDERS CENTER 1101-2 | 1899-12-31 | USD | 0 | Active | UNIVERSITY NEW MEXICO HOSPITAL
0000027048 | 1141332 | NELLCOR INC | N-20 | N-20 | OXIMETERS/ PULSE |  |  | 20872356 | 2016-02-22 | 2016-10-15 | 32050 | WESTSIDE FAMILY & SENIOR HLTH | 1899-12-31 | USD | 0 | Reactivated | UNIVERSITY NEW MEXICO HOSPITAL
0000029608 | 1144024 | NONIN MEDICAL INC | 8500 | 8500 | OXIMETERS/ PULSE |  |  | 102820631 | 2016-12-06 | 2017-12-15 | 70060 | FIXED WING TRANSPORT | 1899-12-31 | USD | 0 | Active | UNIVERSITY NEW MEXICO HOSPITAL
0000049820 | 1217007 | TORSION BALANCE | DRX-2 | DRX-2 | BALANCES/ MECHANICAL |  |  | 186744 |  | 2017-06-15 | 12480 | CTH REHAB-ORTHO UNIT | 1899-12-31 | USD | 0 | Active | UNIVERSITY NEW MEXICO HOSPITAL
0000038014 | 1215404 | HEALTH-O-METER INC | 402KLCST | 402KLCST | SCALES/ PATIENT/ PLATFORM/ MECHANICAL |  |  | 261789 |  | 2017-06-15 | 34150 | PEDIATRICS CLINIC | 1899-12-31 | USD | 0 | Active | UNIVERSITY NEW MEXICO HOSPITAL
0000038012 | 1215403 | HEALTH-O-METER INC | 402KLCST | 402KLCST | SCALES/ PATIENT/ PLATFORM/ MECHANICAL |  |  | 261814 |  | 2017-06-15 | 34150 | PEDIATRICS CLINIC | 1899-12-31 | USD | 0 | Active | UNIVERSITY NEW MEXICO HOSPITAL
0000038011 | 1215402 | HEALTH-O-METER INC | 402KLCST | 402KLCST | SCALES/ PATIENT/ PLATFORM/ MECHANICAL |  |  | 261816 |  | 2017-06-15 | 34150 | PEDIATRICS CLINIC | 1899-12-31 | USD | 0 | Active | UNIVERSITY NEW MEXICO HOSPITAL
0000049615 | 1216925 | OHAUS CORP | HARVARD TRIP | HARVARD TRIP | BALANCES/ MECHANICAL |  |  | NONE |  | 2017-06-15 | 34120 | REPRO/ENDO CLINIC | 1899-12-31 | USD | 0 | Active | UNIVERSITY NEW MEXICO HOSPITAL
0000038120 | 1215432 | VACUTRON | 22050512 | 22050512 | REGULATORS/ SUCTION |  |  | NONE |  | 2017-06-15 | 75050 | RADIOLOGY - ULTRASOUND | 1899-12-31 | USD | 0 | Active | UNIVERSITY NEW MEXICO HOSPITAL
0000032080 | 1214867 | VACUTRON | 22050512 | 22050512 | REGULATORS/ SUCTION |  |  | NONE |  | 2017-06-15 | 12460 | PEDIATRIC ICU | 1899-12-31 | USD | 0 | Active | UNIVERSITY NEW MEXICO HOSPITAL
0000032079 | 1439934 | VACUTRON | 22050512 | 22050512 | REGULATORS/ SUCTION |  |  | NONE |  | 2017-06-15 | 12460 | PEDIATRIC ICU | 1899-12-31 | USD | 0 | Active | UNIVERSITY NEW MEXICO HOSPITAL
0000032078 | 1439920 | VACUTRON | 22050512 | 22050512 | REGULATORS/ SUCTION |  |  | NONE |  | 2017-06-15 | 12460 | PEDIATRIC ICU | 1899-12-31 | USD | 0 | Active | UNIVERSITY NEW MEXICO HOSPITAL
0000032076 | 1214864 | VACUTRON | 22050512 | 22050512 | REGULATORS/ SUCTION |  |  | NONE |  | 2017-06-15 | 12460 | PEDIATRIC ICU | 1899-12-31 | USD | 0 | Active | UNIVERSITY NEW MEXICO HOSPITAL
0000032075 | 1439577 | VACUTRON | 22050512 | 22050512 | REGULATORS/ SUCTION |  |  | NONE |  | 2017-06-15 | 12410 | PEDIATRIC SPECIALTY CARE | 1899-12-31 | USD | 0 | Active | UNIVERSITY NEW MEXICO HOSPITAL
0000032073 | 1214861 | VACUTRON | 22050512 | 22050512 | REGULATORS/ SUCTION |  |  | NONE |  | 2017-06-15 | 12460 | PEDIATRIC ICU | 1899-12-31 | USD | 0 | Active | UNIVERSITY NEW MEXICO HOSPITAL
0000030084 | 1439701 | VACUTRON | 22050512 | 22050512 | REGULATORS/ SUCTION |  |  | NONE |  | 2017-06-15 | 12430 | GENERAL PEDIATRICS UNIT | 1899-12-31 | USD | 0 | Active | UNIVERSITY NEW MEXICO HOSPITAL
0000030083 | 1214814 | VACUTRON | 22050512 | 22050512 | REGULATORS/ SUCTION |  |  | NONE |  | 2017-06-15 | 12120 | MEDICAL/CARDIAC ICU | 1899-12-31 | USD | 0 | Active | UNIVERSITY NEW MEXICO HOSPITAL
0000032221 | 1439632 | VACUTRON | 22050512 | 22050512 | REGULATORS/ SUCTION |  |  | NONE |  | 2017-06-15 | 12430 | GENERAL PEDIATRICS UNIT | 1899-12-31 | USD | 0 | Active | UNIVERSITY NEW MEXICO HOSPITAL
0000032220 | 1439680 | VACUTRON | 22050512 | 22050512 | REGULATORS/ SUCTION |  |  | NONE |  | 2017-06-15 | 12430 | GENERAL PEDIATRICS UNIT | 1899-12-31 | USD | 0 | Active | UNIVERSITY NEW MEXICO HOSPITAL
0000032217 | 1085637 | VACUTRON | 22050512 | 22050512 | REGULATORS/ SUCTION |  |  | NONE |  | 2017-06-15 | 12430 | GENERAL PEDIATRICS UNIT | 1899-12-31 | USD | 0 | Active | UNIVERSITY NEW MEXICO HOSPITAL
0000032189 | 1214920 | VACUTRON | 22050512 | 22050512 | REGULATORS/ SUCTION |  |  | NONE |  | 2017-06-15 | 12220 | MED/SURG SUBACUTE (4-E) | 1899-12-31 | USD | 0 | Active | UNIVERSITY NEW MEXICO HOSPITAL
0000032188 | 1214919 | VACUTRON | 22050512 | 22050512 | REGULATORS/ SUCTION |  |  | NONE |  | 2017-06-15 | 12220 | MED/SURG SUBACUTE (4-E) | 1899-12-31 | USD | 0 | Active | UNIVERSITY NEW MEXICO HOSPITAL
0000032150 | 1214895 | VACUTRON | 22050512 | 22050512 | REGULATORS/ SUCTION |  |  | NONE |  | 2017-06-15 | 12320 | GENERAL MEDICINE (5-W) | 1899-12-31 | USD | 0 | Active | UNIVERSITY NEW MEXICO HOSPITAL
0000032148 | 1214893 | VACUTRON | 22050512 | 22050512 | REGULATORS/ SUCTION |  |  | NONE |  | 2017-06-15 | 12320 | GENERAL MEDICINE (5-W) | 1899-12-31 | USD | 0 | Active | UNIVERSITY NEW MEXICO HOSPITAL
0000032252 | 1214970 | VACUTRON | 22050512 | 22050512 | REGULATORS/ SUCTION |  |  | NONE |  | 2017-06-15 | 12120 | MEDICAL/CARDIAC ICU | 1899-12-31 | USD | 0 | Active | UNIVERSITY NEW MEXICO HOSPITAL
0000032248 | 1214969 | VACUTRON | 22050512 | 22050512 | REGULATORS/ SUCTION |  |  | NONE |  | 2017-06-15 | 12120 | MEDICAL/CARDIAC ICU | 1899-12-31 | USD | 0 | Active | UNIVERSITY NEW MEXICO HOSPITAL
0000032216 | 1439634 | VACUTRON | 22050512 | 22050512 | REGULATORS/ SUCTION |  |  | NONE |  | 2017-06-15 | 12430 | GENERAL PEDIATRICS UNIT | 1899-12-31 | USD | 0 | Active | UNIVERSITY NEW MEXICO HOSPITAL
0000032215 | 1439682 | VACUTRON | 22050512 | 22050512 | REGULATORS/ SUCTION |  |  | NONE |  | 2017-06-15 | 12430 | GENERAL PEDIATRICS UNIT | 1899-12-31 | USD | 0 | Active | UNIVERSITY NEW MEXICO HOSPITAL
0000032214 | 1439706 | VACUTRON | 22050512 | 22050512 | REGULATORS/ SUCTION |  |  | NONE |  | 2017-06-15 | 12430 | GENERAL PEDIATRICS UNIT | 1899-12-31 | USD | 0 | Active | UNIVERSITY NEW MEXICO HOSPITAL
0000032185 | 1214916 | VACUTRON | 22050512 | 22050512 | REGULATORS/ SUCTION |  |  | NONE |  | 2017-06-15 | 12220 | MED/SURG SUBACUTE (4-E) | 1899-12-31 | USD | 0 | Active | UNIVERSITY NEW MEXICO HOSPITAL
0000032184 | 1214915 | VACUTRON | 22050512 | 22050512 | REGULATORS/ SUCTION |  |  | NONE |  | 2017-06-15 | 12220 | MED/SURG SUBACUTE (4-E) | 1899-12-31 | USD | 0 | Active | UNIVERSITY NEW MEXICO HOSPITAL
0000032146 | 1214891 | VACUTRON | 22050512 | 22050512 | REGULATORS/ SUCTION |  |  | NONE |  | 2017-06-15 | 12320 | GENERAL MEDICINE (5-W) | 1899-12-31 | USD | 0 | Active | UNIVERSITY NEW MEXICO HOSPITAL
0000032145 | 1214890 | VACUTRON | 22050512 | 22050512 | REGULATORS/ SUCTION |  |  | NONE |  | 2017-06-15 | 12320 | GENERAL MEDICINE (5-W) | 1899-12-31 | USD | 0 | Active | UNIVERSITY NEW MEXICO HOSPITAL
0000032246 | 1214967 | VACUTRON | 22050512 | 22050512 | REGULATORS/ SUCTION |  |  | NONE |  | 2017-06-15 | 12120 | MEDICAL/CARDIAC ICU | 1899-12-31 | USD | 0 | Active | UNIVERSITY NEW MEXICO HOSPITAL
0000032240 | 1422494 | VACUTRON | 22050512 | 22050512 | REGULATORS/ SUCTION |  |  | NONE |  | 2017-06-15 | 12210 | CORONARY CARE SUBACUTE | 1899-12-31 | USD | 0 | Active | UNIVERSITY NEW MEXICO HOSPITAL
0000032213 | 1439705 | VACUTRON | 22050512 | 22050512 | REGULATORS/ SUCTION |  |  | NONE |  | 2017-06-15 | 12430 | GENERAL PEDIATRICS UNIT | 1899-12-31 | USD | 0 | Active | UNIVERSITY NEW MEXICO HOSPITAL
0000032212 | 1439639 | VACUTRON | 22050512 | 22050512 | REGULATORS/ SUCTION |  |  | NONE |  | 2017-06-15 | 12430 | GENERAL PEDIATRICS UNIT | 1899-12-31 | USD | 0 | Active | UNIVERSITY NEW MEXICO HOSPITAL
0000032211 | 1439681 | VACUTRON | 22050512 | 22050512 | REGULATORS/ SUCTION |  |  | NONE |  | 2017-06-15 | 12430 | GENERAL PEDIATRICS UNIT | 1899-12-31 | USD | 0 | Active | UNIVERSITY NEW MEXICO HOSPITAL
0000032183 | 1214914 | VACUTRON | 22050512 | 22050512 | REGULATORS/ SUCTION |  |  | NONE |  | 2017-06-15 | 12220 | MED/SURG SUBACUTE (4-E) | 1899-12-31 | USD | 0 | Active | UNIVERSITY NEW MEXICO HOSPITAL
0000032182 | 1214913 | VACUTRON | 22050512 | 22050512 | REGULATORS/ SUCTION |  |  | NONE |  | 2017-06-15 | 12220 | MED/SURG SUBACUTE (4-E) | 1899-12-31 | USD | 0 | Active | UNIVERSITY NEW MEXICO HOSPITAL
0000032181 | 1214912 | VACUTRON | 22050512 | 22050512 | REGULATORS/ SUCTION |  |  | NONE |  | 2017-06-15 | 12220 | MED/SURG SUBACUTE (4-E) | 1899-12-31 | USD | 0 | Active | UNIVERSITY NEW MEXICO HOSPITAL
0000032144 | 1214889 | VACUTRON | 22050512 | 22050512 | REGULATORS/ SUCTION |  |  | NONE |  | 2017-06-15 | 12320 | GENERAL MEDICINE (5-W) | 1899-12-31 | USD | 0 | Active | UNIVERSITY NEW MEXICO HOSPITAL
0000032143 | 1214888 | VACUTRON | 22050512 | 22050512 | REGULATORS/ SUCTION |  |  | NONE |  | 2017-06-15 | 12320 | GENERAL MEDICINE (5-W) | 1899-12-31 | USD | 0 | Active | UNIVERSITY NEW MEXICO HOSPITAL
0000032239 | 1214964 | VACUTRON | 22050512 | 22050512 | REGULATORS/ SUCTION |  |  | NONE |  | 2017-06-15 | 12210 | CORONARY CARE SUBACUTE | 1899-12-31 | USD | 0 | Active | UNIVERSITY NEW MEXICO HOSPITAL
0000032238 | 1214963 | VACUTRON | 22050512 | 22050512 | REGULATORS/ SUCTION |  |  | NONE |  | 2017-06-15 | 12210 | CORONARY CARE SUBACUTE | 1899-12-31 | USD | 0 | Active | UNIVERSITY NEW MEXICO HOSPITAL
0000032237 | 1214962 | VACUTRON | 22050512 | 22050512 | REGULATORS/ SUCTION |  |  | NONE |  | 2017-06-15 | 12210 | CORONARY CARE SUBACUTE | 1899-12-31 | USD | 0 | Active | UNIVERSITY NEW MEXICO HOSPITAL
0000032210 | 1439700 | VACUTRON | 22050512 | 22050512 | REGULATORS/ SUCTION |  |  | NONE |  | 2017-06-15 | 12430 | GENERAL PEDIATRICS UNIT | 1899-12-31 | USD | 0 | Active | UNIVERSITY NEW MEXICO HOSPITAL
0000032209 | 1439633 | VACUTRON | 22050512 | 22050512 | REGULATORS/ SUCTION |  |  | NONE |  | 2017-06-15 | 12430 | GENERAL PEDIATRICS UNIT | 1899-12-31 | USD | 0 | Active | UNIVERSITY NEW MEXICO HOSPITAL
0000032174 | 1144225 | VACUTRON | 22050512 | 22050512 | REGULATORS/ SUCTION |  |  | NONE |  | 2017-06-15 | 95700 | CLINICAL ENGINEERING | 1899-12-31 | USD | 0 | Active | UNIVERSITY NEW MEXICO HOSPITAL
0000032236 | 1214961 | VACUTRON | 22050512 | 22050512 | REGULATORS/ SUCTION |  |  | NONE |  | 2017-06-15 | 12210 | CORONARY CARE SUBACUTE | 1899-12-31 | USD | 0 | Active | UNIVERSITY NEW MEXICO HOSPITAL
0000032235 | 1214960 | VACUTRON | 22050512 | 22050512 | REGULATORS/ SUCTION |  |  | NONE |  | 2017-06-15 | 12210 | CORONARY CARE SUBACUTE | 1899-12-31 | USD | 0 | Active | UNIVERSITY NEW MEXICO HOSPITAL
0000032234 | 1214959 | VACUTRON | 22050512 | 22050512 | REGULATORS/ SUCTION |  |  | NONE |  | 2017-06-15 | 12210 | CORONARY CARE SUBACUTE | 1899-12-31 | USD | 0 | Active | UNIVERSITY NEW MEXICO HOSPITAL
0000032207 | 1439636 | VACUTRON | 22050512 | 22050512 | REGULATORS/ SUCTION |  |  | NONE |  | 2017-06-15 | 12430 | GENERAL PEDIATRICS UNIT | 1899-12-31 | USD | 0 | Active | UNIVERSITY NEW MEXICO HOSPITAL
0000032172 | 1214908 | VACUTRON | 22050512 | 22050512 | REGULATORS/ SUCTION |  |  | NONE |  | 2017-06-15 | 12110 | NEUROSCIENCE ICU | 1899-12-31 | USD | 0 | Active | UNIVERSITY NEW MEXICO HOSPITAL
0000032169 | 1214907 | VACUTRON | 22050512 | 22050512 | REGULATORS/ SUCTION |  |  | NONE |  | 2017-06-15 | 12110 | NEUROSCIENCE ICU | 1899-12-31 | USD | 0 | Active | UNIVERSITY NEW MEXICO HOSPITAL
0000032233 | 1214958 | VACUTRON | 22050512 | 22050512 | REGULATORS/ SUCTION |  |  | NONE |  | 2017-06-15 | 12360 | NEUROSCIENCE | 1899-12-31 | USD | 0 | Active | UNIVERSITY NEW MEXICO HOSPITAL
0000032232 | 1214957 | VACUTRON | 22050512 | 22050512 | REGULATORS/ SUCTION |  |  | NONE |  | 2017-06-15 | 12210 | CORONARY CARE SUBACUTE | 1899-12-31 | USD | 0 | Active | UNIVERSITY NEW MEXICO HOSPITAL
0000032231 | 1214956 | VACUTRON | 22050512 | 22050512 | REGULATORS/ SUCTION |  |  | NONE |  | 2017-06-15 | 12210 | CORONARY CARE SUBACUTE | 1899-12-31 | USD | 0 | Active | UNIVERSITY NEW MEXICO HOSPITAL
0000032201 | 1214931 | VACUTRON | 22050512 | 22050512 | REGULATORS/ SUCTION |  |  | NONE |  | 2017-06-15 | 12220 | MED/SURG SUBACUTE (4-E) | 1899-12-31 | USD | 0 | Active | UNIVERSITY NEW MEXICO HOSPITAL
0000032200 | 1214930 | VACUTRON | 22050512 | 22050512 | REGULATORS/ SUCTION |  |  | NONE |  | 2017-06-15 | 12220 | MED/SURG SUBACUTE (4-E) | 1899-12-31 | USD | 0 | Active | UNIVERSITY NEW MEXICO HOSPITAL
0000032199 | 1214929 | VACUTRON | 22050512 | 22050512 | REGULATORS/ SUCTION |  |  | NONE |  | 2017-06-15 | 12220 | MED/SURG SUBACUTE (4-E) | 1899-12-31 | USD | 0 | Active | UNIVERSITY NEW MEXICO HOSPITAL
0000032167 | 1214906 | VACUTRON | 22050512 | 22050512 | REGULATORS/ SUCTION |  |  | NONE |  | 2017-06-15 | 21015 | ED-NORTH | 1899-12-31 | USD | 0 | Active | UNIVERSITY NEW MEXICO HOSPITAL
0000032087 | 1439937 | VACUTRON | 22050512 | 22050512 | REGULATORS/ SUCTION |  |  | NONE |  | 2017-06-15 | 12460 | PEDIATRIC ICU | 1899-12-31 | USD | 0 | Active | UNIVERSITY NEW MEXICO HOSPITAL
0000032230 | 1214955 | VACUTRON | 22050512 | 22050512 | REGULATORS/ SUCTION |  |  | NONE |  | 2017-06-15 | 12210 | CORONARY CARE SUBACUTE | 1899-12-31 | USD | 0 | Active | UNIVERSITY NEW MEXICO HOSPITAL
0000032229 | 1214954 | VACUTRON | 22050512 | 22050512 | REGULATORS/ SUCTION |  |  | NONE |  | 2017-06-15 | 12210 | CORONARY CARE SUBACUTE | 1899-12-31 | USD | 0 | Active | UNIVERSITY NEW MEXICO HOSPITAL
0000032228 | 1214953 | VACUTRON | 22050512 | 22050512 | REGULATORS/ SUCTION |  |  | NONE |  | 2017-06-15 | 70020 | ENDOSCOPY CENTER | 1899-12-31 | USD | 0 | Active | UNIVERSITY NEW MEXICO HOSPITAL
0000032197 | 1140347 | VACUTRON | 22050512 | 22050512 | REGULATORS/ SUCTION |  |  | NONE |  | 2017-06-15 | 12520 | MOTHER & BABY UNIT (3-E) BBRP | 1899-12-31 | USD | 0 | Active | UNIVERSITY NEW MEXICO HOSPITAL
0000032158 | 1214903 | VACUTRON | 22050512 | 22050512 | REGULATORS/ SUCTION |  |  | NONE |  | 2017-06-15 | 12120 | MEDICAL/CARDIAC ICU | 1899-12-31 | USD | 0 | Active | UNIVERSITY NEW MEXICO HOSPITAL
0000032157 | 1214902 | VACUTRON | 22050512 | 22050512 | REGULATORS/ SUCTION |  |  | NONE |  | 2017-06-15 | 12320 | GENERAL MEDICINE (5-W) | 1899-12-31 | USD | 0 | Active | UNIVERSITY NEW MEXICO HOSPITAL
0000032086 | 1439954 | VACUTRON | 22050512 | 22050512 | REGULATORS/ SUCTION |  |  | NONE |  | 2017-06-15 | 12460 | PEDIATRIC ICU | 1899-12-31 | USD | 0 | Active | UNIVERSITY NEW MEXICO HOSPITAL
0000032085 | 1439921 | VACUTRON | 22050512 | 22050512 | REGULATORS/ SUCTION |  |  | NONE |  | 2017-06-15 | 12460 | PEDIATRIC ICU | 1899-12-31 | USD | 0 | Active | UNIVERSITY NEW MEXICO HOSPITAL
0000032227 | 1214952 | VACUTRON | 22050512 | 22050512 | REGULATORS/ SUCTION |  |  | NONE |  | 2017-06-15 | 12210 | CORONARY CARE SUBACUTE | 1899-12-31 | USD | 0 | Active | UNIVERSITY NEW MEXICO HOSPITAL
0000032226 | 1214951 | VACUTRON | 22050512 | 22050512 | REGULATORS/ SUCTION |  |  | NONE |  | 2017-06-15 | 12210 | CORONARY CARE SUBACUTE | 1899-12-31 | USD | 0 | Active | UNIVERSITY NEW MEXICO HOSPITAL
0000032225 | 1214950 | VACUTRON | 22050512 | 22050512 | REGULATORS/ SUCTION |  |  | NONE |  | 2017-06-15 | 12210 | CORONARY CARE SUBACUTE | 1899-12-31 | USD | 0 | Active | UNIVERSITY NEW MEXICO HOSPITAL
0000032195 | 1214926 | VACUTRON | 22050512 | 22050512 | REGULATORS/ SUCTION |  |  | NONE |  | 2017-06-15 | 75045 | RADIOLOGY - NUCLEAR MED | 1899-12-31 | USD | 0 | Active | UNIVERSITY NEW MEXICO HOSPITAL
0000032194 | 1214925 | VACUTRON | 22050512 | 22050512 | REGULATORS/ SUCTION |  |  | NONE |  | 2017-06-15 | 12220 | MED/SURG SUBACUTE (4-E) | 1899-12-31 | USD | 0 | Active | UNIVERSITY NEW MEXICO HOSPITAL
0000032193 | 1214924 | VACUTRON | 22050512 | 22050512 | REGULATORS/ SUCTION |  |  | NONE |  | 2017-06-15 | 12220 | MED/SURG SUBACUTE (4-E) | 1899-12-31 | USD | 0 | Active | UNIVERSITY NEW MEXICO HOSPITAL
0000032156 | 1422195 | VACUTRON | 22050512 | 22050512 | REGULATORS/ SUCTION |  |  | NONE |  | 2017-06-15 | 12320 | GENERAL MEDICINE (5-W) | 1899-12-31 | USD | 0 | Active | UNIVERSITY NEW MEXICO HOSPITAL
0000032155 | 1214900 | VACUTRON | 22050512 | 22050512 | REGULATORS/ SUCTION |  |  | NONE |  | 2017-06-15 | 12320 | GENERAL MEDICINE (5-W) | 1899-12-31 | USD | 0 | Active | UNIVERSITY NEW MEXICO HOSPITAL
0000032154 | 1214899 | VACUTRON | 22050512 | 22050512 | REGULATORS/ SUCTION |  |  | NONE |  | 2017-06-15 | 12320 | GENERAL MEDICINE (5-W) | 1899-12-31 | USD | 0 | Active | UNIVERSITY NEW MEXICO HOSPITAL
0000032083 | 1439938 | VACUTRON | 22050512 | 22050512 | REGULATORS/ SUCTION |  |  | NONE |  | 2017-06-15 | 12460 | PEDIATRIC ICU | 1899-12-31 | USD | 0 | Active | UNIVERSITY NEW MEXICO HOSPITAL
0000032081 | 1439939 | VACUTRON | 22050512 | 22050512 | REGULATORS/ SUCTION |  |  | NONE |  | 2017-06-15 | 12460 | PEDIATRIC ICU | 1899-12-31 | USD | 0 | Active | UNIVERSITY NEW MEXICO HOSPITAL
0000032416 | 1439676 | VACUTRON | 22050512 | 22050512 | REGULATORS/ SUCTION |  |  | NONE |  | 2017-06-15 | 12410 | PEDIATRIC SPECIALTY CARE | 1899-12-31 | USD | 0 | Active | UNIVERSITY NEW MEXICO HOSPITAL
0000032415 | 1215032 | VACUTRON | 22050512 | 22050512 | REGULATORS/ SUCTION |  |  | NONE |  | 2017-06-15 | 12410 | PEDIATRIC SPECIALTY CARE | 1899-12-31 | USD | 0 | Active | UNIVERSITY NEW MEXICO HOSPITAL
0000032414 | 1215031 | VACUTRON | 22050512 | 22050512 | REGULATORS/ SUCTION |  |  | NONE |  | 2017-06-15 | 12410 | PEDIATRIC SPECIALTY CARE | 1899-12-31 | USD | 0 | Active | UNIVERSITY NEW MEXICO HOSPITAL
0000032379 | 1215014 | VACUTRON | 22050512 | 22050512 | REGULATORS/ SUCTION |  |  | NONE |  | 2017-06-15 | 12350 | CRC/CTC (5-E) | 1899-12-31 | USD | 0 | Active | UNIVERSITY NEW MEXICO HOSPITAL
0000032378 | 1215013 | VACUTRON | 22050512 | 22050512 | REGULATORS/ SUCTION |  |  | NONE |  | 2017-06-15 | 12350 | CRC/CTC (5-E) | 1899-12-31 | USD | 0 | Active | UNIVERSITY NEW MEXICO HOSPITAL
0000032394 | 1215028 | VACUTRON | 22050512 | 22050512 | REGULATORS/ SUCTION |  |  | NONE |  | 2017-06-15 | 12410 | PEDIATRIC SPECIALTY CARE | 1899-12-31 | USD | 0 | Active | UNIVERSITY NEW MEXICO HOSPITAL
0000032367 | 1141929 | VACUTRON | 22050512 | 22050512 | REGULATORS/ SUCTION |  |  | NONE |  | 2017-06-15 | 12520 | MOTHER & BABY UNIT (3-E) BBRP | 1899-12-31 | USD | 0 | Active | UNIVERSITY NEW MEXICO HOSPITAL
0000032366 | 1215012 | VACUTRON | 22050512 | 22050512 | REGULATORS/ SUCTION |  |  | NONE |  | 2017-06-15 | 12520 | MOTHER & BABY UNIT (3-E) BBRP | 1899-12-31 | USD | 0 | Active | UNIVERSITY NEW MEXICO HOSPITAL
0000032393 | 1439579 | VACUTRON | 22050512 | 22050512 | REGULATORS/ SUCTION |  |  | NONE |  | 2017-06-15 | 12410 | PEDIATRIC SPECIALTY CARE | 1899-12-31 | USD | 0 | Active | UNIVERSITY NEW MEXICO HOSPITAL
0000032392 | 1399987 | VACUTRON | 22050512 | 22050512 | REGULATORS/ SUCTION |  |  | NONE |  | 2017-06-15 | 12410 | PEDIATRIC SPECIALTY CARE | 1899-12-31 | USD | 0 | Active | UNIVERSITY NEW MEXICO HOSPITAL
0000032391 | 1215025 | VACUTRON | 22050512 | 22050512 | REGULATORS/ SUCTION |  |  | 0499 |  | 2017-06-15 | 15040 | PACU (RECOVERY ROOM 1) | 1899-12-31 | USD | 0 | Active | UNIVERSITY NEW MEXICO HOSPITAL
0000032364 | 1215010 | VACUTRON | 22050512 | 22050512 | REGULATORS/ SUCTION |  |  | NONE |  | 2017-06-15 | 12520 | MOTHER & BABY UNIT (3-E) BBRP | 1899-12-31 | USD | 0 | Active | UNIVERSITY NEW MEXICO HOSPITAL
0000032363 | 1215009 | VACUTRON | 22050512 | 22050512 | REGULATORS/ SUCTION |  |  | NONE |  | 2017-06-15 | 12520 | MOTHER & BABY UNIT (3-E) BBRP | 1899-12-31 | USD | 0 | Active | UNIVERSITY NEW MEXICO HOSPITAL
0000032362 | 1140061 | VACUTRON | 22050512 | 22050512 | REGULATORS/ SUCTION |  |  | NONE |  | 2017-06-15 | 12250 | ORTHOPEDICS (3-S) | 1899-12-31 | USD | 0 | Active | UNIVERSITY NEW MEXICO HOSPITAL
0000032390 | 1439952 | VACUTRON | 22050512 | 22050512 | REGULATORS/ SUCTION |  |  | NONE |  | 2017-06-15 | 12460 | PEDIATRIC ICU | 1899-12-31 | USD | 0 | Active | UNIVERSITY NEW MEXICO HOSPITAL
0000032389 | 1439975 | VACUTRON | 22050512 | 22050512 | REGULATORS/ SUCTION |  |  | NONE |  | 2017-06-15 | 95700 | CLINICAL ENGINEERING | 1899-12-31 | USD | 0 | Active | UNIVERSITY NEW MEXICO HOSPITAL
0000032388 | 1215022 | VACUTRON | 22050512 | 22050512 | REGULATORS/ SUCTION |  |  | NONE |  | 2017-06-15 | 12210 | CORONARY CARE SUBACUTE | 1899-12-31 | USD | 0 | Active | UNIVERSITY NEW MEXICO HOSPITAL
0000032361 | 1215008 | VACUTRON | 22050512 | 22050512 | REGULATORS/ SUCTION |  |  | NONE |  | 2017-06-15 | 12340 | SURGICAL SPECIALITY UNIT (4-S) | 1899-12-31 | USD | 0 | Active | UNIVERSITY NEW MEXICO HOSPITAL
0000032387 | 1215021 | VACUTRON | 22050512 | 22050512 | REGULATORS/ SUCTION |  |  | NONE |  | 2017-06-15 | 12350 | CRC/CTC (5-E) | 1899-12-31 | USD | 0 | Active | UNIVERSITY NEW MEXICO HOSPITAL
0000032386 | 1215020 | VACUTRON | 22050512 | 22050512 | REGULATORS/ SUCTION |  |  | NONE |  | 2017-06-15 | 12350 | CRC/CTC (5-E) | 1899-12-31 | USD | 0 | Active | UNIVERSITY NEW MEXICO HOSPITAL
0000032358 | 1215005 | VACUTRON | 22050512 | 22050512 | REGULATORS/ SUCTION |  |  | NONE |  | 2017-06-15 | 12340 | SURGICAL SPECIALITY UNIT (4-S) | 1899-12-31 | USD | 0 | Active | UNIVERSITY NEW MEXICO HOSPITAL
0000032357 | 1215004 | VACUTRON | 22050512 | 22050512 | REGULATORS/ SUCTION |  |  | NONE |  | 2017-06-15 | 12340 | SURGICAL SPECIALITY UNIT (4-S) | 1899-12-31 | USD | 0 | Active | UNIVERSITY NEW MEXICO HOSPITAL
0000032417 | 1439930 | VACUTRON | 22050512 | 22050512 | REGULATORS/ SUCTION |  |  | NONE |  | 2017-06-15 | 12460 | PEDIATRIC ICU | 1899-12-31 | USD | 0 | Active | UNIVERSITY NEW MEXICO HOSPITAL
0000032382 | 1215017 | VACUTRON | 22050512 | 22050512 | REGULATORS/ SUCTION |  |  | NONE |  | 2017-06-15 | 12350 | CRC/CTC (5-E) | 1899-12-31 | USD | 0 | Active | UNIVERSITY NEW MEXICO HOSPITAL
0000032355 | 1215002 | VACUTRON | 22050512 | 22050512 | REGULATORS/ SUCTION |  |  | NONE |  | 2017-06-15 | 12340 | SURGICAL SPECIALITY UNIT (4-S) | 1899-12-31 | USD | 0 | Active | UNIVERSITY NEW MEXICO HOSPITAL
0000032354 | 1215001 | VACUTRON | 22050512 | 22050512 | REGULATORS/ SUCTION |  |  | NONE |  | 2017-06-15 | 12340 | SURGICAL SPECIALITY UNIT (4-S) | 1899-12-31 | USD | 0 | Active | UNIVERSITY NEW MEXICO HOSPITAL
0000032352 | 1144224 | VACUTRON | 22050512 | 22050512 | REGULATORS/ SUCTION |  |  | NONE |  | 2017-06-15 | 95700 | CLINICAL ENGINEERING | 1899-12-31 | USD | 0 | Active | UNIVERSITY NEW MEXICO HOSPITAL
0000032351 | 1214999 | VACUTRON | 22050512 | 22050512 | REGULATORS/ SUCTION |  |  | NONE |  | 2017-06-15 | 12340 | SURGICAL SPECIALITY UNIT (4-S) | 1899-12-31 | USD | 0 | Active | UNIVERSITY NEW MEXICO HOSPITAL
0000032350 | 1214998 | VACUTRON | 22050512 | 22050512 | REGULATORS/ SUCTION |  |  | NONE |  | 2017-06-15 | 12340 | SURGICAL SPECIALITY UNIT (4-S) | 1899-12-31 | USD | 0 | Active | UNIVERSITY NEW MEXICO HOSPITAL
0000032349 | 1214997 | VACUTRON | 22050512 | 22050512 | REGULATORS/ SUCTION |  |  | NONE |  | 2017-06-15 | 12340 | SURGICAL SPECIALITY UNIT (4-S) | 1899-12-31 | USD | 0 | Active | UNIVERSITY NEW MEXICO HOSPITAL
0000032348 | 1214996 | VACUTRON | 22050512 | 22050512 | REGULATORS/ SUCTION |  |  | NONE |  | 2017-06-15 | 12340 | SURGICAL SPECIALITY UNIT (4-S) | 1899-12-31 | USD | 0 | Active | UNIVERSITY NEW MEXICO HOSPITAL
0000032346 | 1214994 | VACUTRON | 22050512 | 22050512 | REGULATORS/ SUCTION |  |  | NONE |  | 2017-06-15 | 12340 | SURGICAL SPECIALITY UNIT (4-S) | 1899-12-31 | USD | 0 | Active | UNIVERSITY NEW MEXICO HOSPITAL
0000032345 | 1214993 | VACUTRON | 22050512 | 22050512 | REGULATORS/ SUCTION |  |  | NONE |  | 2017-06-15 | 12340 | SURGICAL SPECIALITY UNIT (4-S) | 1899-12-31 | USD | 0 | Active | UNIVERSITY NEW MEXICO HOSPITAL
0000032344 | 1214992 | VACUTRON | 22050512 | 22050512 | REGULATORS/ SUCTION |  |  | NONE |  | 2017-06-15 | 12340 | SURGICAL SPECIALITY UNIT (4-S) | 1899-12-31 | USD | 0 | Active | UNIVERSITY NEW MEXICO HOSPITAL
0000032343 | 1085640 | VACUTRON | 22050512 | 22050512 | REGULATORS/ SUCTION |  |  | NONE |  | 2017-06-15 | 12340 | SURGICAL SPECIALITY UNIT (4-S) | 1899-12-31 | USD | 0 | Active | UNIVERSITY NEW MEXICO HOSPITAL
0000032342 | 1214990 | VACUTRON | 22050512 | 22050512 | REGULATORS/ SUCTION |  |  | NONE |  | 2017-06-15 | 12340 | SURGICAL SPECIALITY UNIT (4-S) | 1899-12-31 | USD | 0 | Active | UNIVERSITY NEW MEXICO HOSPITAL
0000032329 | 1214988 | VACUTRON | 22050512 | 22050512 | REGULATORS/ SUCTION |  |  | NONE |  | 2017-06-15 | 12455 | NEWBORN ICU | 1899-12-31 | USD | 0 | Active | UNIVERSITY NEW MEXICO HOSPITAL
0000032328 | 1144226 | VACUTRON | 22050512 | 22050512 | REGULATORS/ SUCTION |  |  | NONE |  | 2017-06-15 | 95700 | CLINICAL ENGINEERING | 1899-12-31 | USD | 0 | Active | UNIVERSITY NEW MEXICO HOSPITAL
0000032324 | 1214987 | VACUTRON | 22050512 | 22050512 | REGULATORS/ SUCTION |  |  | NONE |  | 2017-06-15 | 21015 | ED-NORTH | 1899-12-31 | USD | 0 | Active | UNIVERSITY NEW MEXICO HOSPITAL
0000032277 | 1214984 | VACUTRON | 22050512 | 22050512 | REGULATORS/ SUCTION |  |  | NONE |  | 2017-06-15 | 12360 | NEUROSCIENCE | 1899-12-31 | USD | 0 | Active | UNIVERSITY NEW MEXICO HOSPITAL
0000032276 | 1214983 | VACUTRON | 22050512 | 22050512 | REGULATORS/ SUCTION |  |  | NONE |  | 2017-06-15 | 12360 | NEUROSCIENCE | 1899-12-31 | USD | 0 | Active | UNIVERSITY NEW MEXICO HOSPITAL
0000032275 | 1214982 | VACUTRON | 22050512 | 22050512 | REGULATORS/ SUCTION |  | FOUND | NONE |  | 2017-06-15 | 12210 | CORONARY CARE SUBACUTE | 1899-12-31 | USD | 0 | Active | UNIVERSITY NEW MEXICO HOSPITAL
0000032273 | 1214980 | VACUTRON | 22050512 | 22050512 | REGULATORS/ SUCTION |  |  | NONE |  | 2017-06-15 | 12360 | NEUROSCIENCE | 1899-12-31 | USD | 0 | Active | UNIVERSITY NEW MEXICO HOSPITAL
0000032272 | 1214979 | VACUTRON | 22050512 | 22050512 | REGULATORS/ SUCTION |  |  | NONE |  | 2017-06-15 | 12250 | ORTHOPEDICS (3-S) | 1899-12-31 | USD | 0 | Active | UNIVERSITY NEW MEXICO HOSPITAL
0000032270 | 1214977 | VACUTRON | 22050512 | 22050512 | REGULATORS/ SUCTION |  |  | NONE |  | 2017-06-15 | 12240 | GENERAL SURGERY (6-S) | 1899-12-31 | USD | 0 | Active | UNIVERSITY NEW MEXICO HOSPITAL
0000032269 | 1214976 | VACUTRON | 22050512 | 22050512 | REGULATORS/ SUCTION |  |  | NONE |  | 2017-06-15 | 12240 | GENERAL SURGERY (6-S) | 1899-12-31 | USD | 0 | Active | UNIVERSITY NEW MEXICO HOSPITAL
0000032266 | 1214974 | VACUTRON | 22050512 | 22050512 | REGULATORS/ SUCTION |  |  | NONE |  | 2017-06-15 | 12240 | GENERAL SURGERY (6-S) | 1899-12-31 | USD | 0 | Active | UNIVERSITY NEW MEXICO HOSPITAL
0000032262 | 1214972 | VACUTRON | 22050512 | 22050512 | REGULATORS/ SUCTION |  |  | NONE |  | 2017-06-15 | 12120 | MEDICAL/CARDIAC ICU | 1899-12-31 | USD | 0 | Active | UNIVERSITY NEW MEXICO HOSPITAL
0000032224 | 1214949 | VACUTRON | 22050512 | 22050512 | REGULATORS/ SUCTION |  |  | NONE |  | 2017-06-15 | 12210 | CORONARY CARE SUBACUTE | 1899-12-31 | USD | 0 | Active | UNIVERSITY NEW MEXICO HOSPITAL
0000032223 | 1214948 | VACUTRON | 22050512 | 22050512 | REGULATORS/ SUCTION |  |  | NONE |  | 2017-06-15 | 12210 | CORONARY CARE SUBACUTE | 1899-12-31 | USD | 0 | Active | UNIVERSITY NEW MEXICO HOSPITAL
0000032222 | 1439709 | VACUTRON | 22050512 | 22050512 | REGULATORS/ SUCTION |  |  | NONE |  | 2017-06-15 | 12430 | GENERAL PEDIATRICS UNIT | 1899-12-31 | USD | 0 | Active | UNIVERSITY NEW MEXICO HOSPITAL
0000032192 | 1214923 | VACUTRON | 22050512 | 22050512 | REGULATORS/ SUCTION |  |  | NONE |  | 2017-06-15 | 12220 | MED/SURG SUBACUTE (4-E) | 1899-12-31 | USD | 0 | Active | UNIVERSITY NEW MEXICO HOSPITAL
0000032191 | 1214922 | VACUTRON | 22050512 | 22050512 | REGULATORS/ SUCTION |  |  | NONE |  | 2017-06-15 | 12220 | MED/SURG SUBACUTE (4-E) | 1899-12-31 | USD | 0 | Active | UNIVERSITY NEW MEXICO HOSPITAL
0000032153 | 1214898 | VACUTRON | 22050512 | 22050512 | REGULATORS/ SUCTION |  |  | NONE |  | 2017-06-15 | 12320 | GENERAL MEDICINE (5-W) | 1899-12-31 | USD | 0 | Active | UNIVERSITY NEW MEXICO HOSPITAL
0000032152 | 1214897 | VACUTRON | 22050512 | 22050512 | REGULATORS/ SUCTION |  | USED | NONE |  | 2017-06-15 | 12320 | GENERAL MEDICINE (5-W) | 1899-12-31 | USD | 0 | Active | UNIVERSITY NEW MEXICO HOSPITAL
0000032151 | 1214896 | VACUTRON | 22050512 | 22050512 | REGULATORS/ SUCTION |  |  | NONE |  | 2017-06-15 | 12320 | GENERAL MEDICINE (5-W) | 1899-12-31 | USD | 0 | Active | UNIVERSITY NEW MEXICO HOSPITAL
0000040453 | 1215623 | BMS | NO MODEL NAME | NO MODEL NUMBER | SPHYGMOMANOMETERS |  |  | NONE |  | 2017-06-15 | 32070 | M & FP-S BROADWAY-1500WAL | 1899-12-31 | USD | 0 | Active | UNIVERSITY NEW MEXICO HOSPITAL
0000038385 | 1215481 | BMS | NO MODEL NAME | NO MODEL NUMBER | SPHYGMOMANOMETERS |  |  | 75657 |  | 2017-06-15 | 12480 | CTH REHAB-ORTHO UNIT | 1899-12-31 | USD | 0 | Active | UNIVERSITY NEW MEXICO HOSPITAL
0000038278 | 1215459 | BMS | NO MODEL NAME | NO MODEL NUMBER | SPHYGMOMANOMETERS |  |  | 75692 |  | 2017-06-15 | 12480 | CTH REHAB-ORTHO UNIT | 1899-12-31 | USD | 0 | Active | UNIVERSITY NEW MEXICO HOSPITAL
0000012419 | 1144205 | GE HEALTHCARE | 8100 | 8100 | MONITORS/ BEDSIDE/ BLOOD PRESSURE |  |  | J8252 | 2017-02-08 | 2018-02-15 | 12455 | NEWBORN ICU | 1899-12-31 | USD | 0 | Active | UNIVERSITY NEW MEXICO HOSPITAL
0000052028 | 1217227 | COBE CARDIOVASCULAR INC | SIII | 43-30-00 | HEART-LUNG BYPASS UNITS |  |  | 43S182 | 2016-07-21 | 2017-07-15 | 70050 | ECMO | 1899-12-31 | USD | 0 | Active | UNIVERSITY NEW MEXICO HOSPITAL
0000052027 | 1217226 | COBE CARDIOVASCULAR INC | SIII | 43-30-00 | HEART-LUNG BYPASS UNITS |  | FOUND | 43S192 | 2016-07-21 | 2017-07-15 | 70050 | ECMO | 1899-12-31 | USD | 0 | Active | UNIVERSITY NEW MEXICO HOSPITAL
0000033384 | 1215193 | COBE CARDIOVASCULAR INC | SIII | 43-30-00 | HEART-LUNG BYPASS UNITS |  |  | 43S141 | 2016-07-21 | 2017-07-15 | 70050 | ECMO | 1899-12-31 | USD | 0 | Active | UNIVERSITY NEW MEXICO HOSPITAL
0000010936 | 1140753 | IEC | HN-SII | HN-SII | CENTRIFUGES |  |  | 235515597 | 2015-10-27 | 2016-10-15 | 34110 | WOMEN'S HEALTH CENTER | 1899-12-31 | USD | 0 | Active | UNIVERSITY NEW MEXICO HOSPITAL
0000018009 | 92010 | SHIMADZU CORP | UD-150 | UD-150 | RADIOGRAPHIC/FLUOROSCOPIC SYSTEMS |  |  | 0162233007 | 2004-07-08 | 2017-06-15 | 75000 | RADIOLOGY - GENERAL | 1899-12-31 | USD | 0 | Active | UNIVERSITY NEW MEXICO HOSPITAL
0000028946 | 1214742 | ABCO DEALERS INC | NO MODEL NAME | NO MODEL NUMBER | LIGHTS/ EXAMINATION |  |  | 12941 |  | 2017-06-15 | 30095 | OCCUPATIONAL HEALTH SVCS | 1899-12-31 | USD | 0 | Active | UNIVERSITY NEW MEXICO HOSPITAL
0000038330 | 1215466 | L & R MANUFACTURING CO | 90303 | PC1 | ULTRASOUND CLEANING SYSTEMS |  |  | Y542528 | 2003-01-01 | 2017-06-15 | 34230 | SURGICAL SPECIALTIES | 1899-12-31 | USD | 0 | Active | UNIVERSITY NEW MEXICO HOSPITAL
0000049614 | 1216924 |  | NO MODEL NAME | NO MODEL NUMBER | WARMING UNITS/ MICROSCOPE SLIDE |  |  | 325 |  | 2017-06-15 | 34120 | REPRO/ENDO CLINIC | 1899-12-31 | USD | 0 | Active | UNIVERSITY NEW MEXICO HOSPITAL
0000025902 | 1214525 | CRYOMED CORP | 91-I | 91-I | ELECTROSURGICAL UNITS |  |  | 091-100362 | 2017-05-01 | 2017-11-15 | 32055 | 1209 CLINIC | 1899-12-31 | USD | 0 | Active | UNIVERSITY NEW MEXICO HOSPITAL
0000049654 | 1216942 | BAYER/MILES/TECHNICON | 5031B | 5031B | ANALYZERS/ POINT-OF-CARE/ WHOLE BLOOD/ GLUCOSE |  |  | 900724 | 2007-09-14 | 2017-06-15 | 12350 | CRC/CTC (5-E) | 1899-12-31 | USD | 0 | Active | UNIVERSITY NEW MEXICO HOSPITAL
0000033208 | 1215184 | GE / MARQUETTE ELECTRONICS INC | SMARTPAC2 | SMARTPAC2 | BATTERY CHARGERS |  |  | K8PP8013G |  | 2017-06-15 | 12460 | PEDIATRIC ICU | 1899-12-31 | USD | 0 | Active | UNIVERSITY NEW MEXICO HOSPITAL
0000038342 | 1215469 | GE / MARQUETTE ELECTRONICS INC | SMARTPAC2 | SMARTPAC2 | BATTERY CHARGERS |  |  | B1PP6494G |  | 2017-06-15 | 12460 | PEDIATRIC ICU | 1899-12-31 | USD | 0 | Active | UNIVERSITY NEW MEXICO HOSPITAL
0000038341 | 1215468 | GE / MARQUETTE ELECTRONICS INC | SMARTPAC2 | SMARTPAC2 | BATTERY CHARGERS |  |  | B1PP6493G |  | 2017-06-15 | 12460 | PEDIATRIC ICU | 1899-12-31 | USD | 0 | Active | UNIVERSITY NEW MEXICO HOSPITAL
0000027098 | 1141671 | CRYOMED CORP | 83091 | 83091 | SMOKE EVACUATION SYSTEMS/ SURGICAL |  |  | 8G1162 | 2017-06-27 | 2018-06-15 | 32050 | WESTSIDE FAMILY & SENIOR HLTH | 1899-12-31 | USD | 0 | Reactivated | UNIVERSITY NEW MEXICO HOSPITAL
0000030289 | 1214851 | IBM CORP | 300GL | 300GL | COMPUTERS |  |  | 23DLYXN |  | 2017-06-15 | 70020 | ENDOSCOPY CENTER | 1899-12-31 | USD | 0 | Active | UNIVERSITY NEW MEXICO HOSPITAL
0000030283 | 1214849 | IBM CORP | 300GL | 300GL | COMPUTERS |  |  | 66332 |  | 2017-06-15 | 70020 | ENDOSCOPY CENTER | 1899-12-31 | USD | 0 | Active | UNIVERSITY NEW MEXICO HOSPITAL
0000040435 | 1215621 | HEALTHRIDER | HEALTH RIDER 100 | HEALTH RIDER 100 | EXERCISERS/ BICYCLE |  |  | N/A |  | 2017-06-15 | 12035 | UPC INPATIENT ADULT SERVICES | 1899-12-31 | USD | 0 | Active | UNIVERSITY NEW MEXICO HOSPITAL
0000027646 | 1083377 | GE / MARQUETTE ELECTRONICS INC | NO MODEL NAME |  | MODULES/ MULTIPARAMETERS |  |  | H5HB0614GR | 2006-04-17 | 2017-06-15 | 12410 | PEDIATRIC SPECIALTY CARE | 1899-12-31 | USD | 0 | Active | UNIVERSITY NEW MEXICO HOSPITAL
0000046267 | 1142504 | KARL STORZ ENDOSCOPY-AMERICA INC | 26430520-1 | 26430520-1 | INSUFFLATORS |  |  | HG0602259 | 2017-06-15 | 2017-12-15 | 15000 | OPERATING ROOM | 1899-12-31 | USD | 0 | Active | UNIVERSITY NEW MEXICO HOSPITAL
0000046266 | 1003728 | KARL STORZ ENDOSCOPY-AMERICA INC | 26430520-1 | 26430520-1 | INSUFFLATORS |  |  | HG0602240 | 2017-06-22 | 2017-12-15 | 15000 | OPERATING ROOM | 1899-12-31 | USD | 0 | Active | UNIVERSITY NEW MEXICO HOSPITAL
0000043835 | 1216424 | HUNTLEIGH HEALTHCARE LTD | FD2 | FD2 | FETAL HEART DETECTORS/ ULTRASONIC |  |  | 30422876-02 | 2003-08-01 | 2017-06-15 | 34110 | WOMEN'S HEALTH CENTER | 1899-12-31 | USD | 0 | Active | UNIVERSITY NEW MEXICO HOSPITAL
0000052532 | 1217440 | SWIFT INSTRUMENTS INC | M400-D | M400-D | MICROSCOPES |  | NIS | S535694 | 2016-10-06 | 2017-10-15 | 30115 | SE HEIGHTS CLINIC-SAN PABLO | 1899-12-31 | USD | 0 | Reactivated | UNIVERSITY NEW MEXICO HOSPITAL
0000027035 | 1141819 | GOMCO SURGICAL MFG CO | 402 | 402 | ASPIRATORS |  |  | M-2117 | 2016-10-17 | 2017-10-15 | 12210 | CORONARY CARE SUBACUTE | 1899-12-31 | USD | 0 | Active | UNIVERSITY NEW MEXICO HOSPITAL
0000023029 | 1140666 | GOMCO SURGICAL MFG CO | 402 | 402 | ASPIRATORS |  |  | P4010 | 2016-10-26 | 2017-10-15 | 32040 | NE HEIGHTS CLINIC | 1899-12-31 | USD | 0 | Active | UNIVERSITY NEW MEXICO HOSPITAL
0000038905 | 1142654 | GE HEALTHCARE | COROMETRICS 171 | COROMETRICS 171 | MONITORS/ BEDSIDE/ FETAL |  |  | 13000177 | 2016-11-28 | 2017-11-15 | 12000 | LABOR AND DELIVERY | 1899-12-31 | USD | 0 | Active | UNIVERSITY NEW MEXICO HOSPITAL
0000046065 | 1216570 | GE HEALTHCARE | SOLAR 8000M | SOLAR 8000M | MONITORING SYSTEMS/ PHYSIOLOGIC |  |  | H2G41282G | 2017-05-22 | 2018-05-15 | 15515 | OSIS ANESTHESIA | 1899-12-31 | USD | 0 | Active | UNIVERSITY NEW MEXICO HOSPITAL
0000046592 | 1421993 | GE HEALTHCARE | SOLAR 8000M | SOLAR 8000M | MONITORING SYSTEMS/ PHYSIOLOGIC |  |  | H3G46956G | 2017-05-05 | 2018-05-15 | 12120 | MEDICAL/CARDIAC ICU | 1899-12-31 | USD | 0 | Active | UNIVERSITY NEW MEXICO HOSPITAL
0000046590 | 1004033 | GE HEALTHCARE | SOLAR 8000M | SOLAR 8000M | MONITORING SYSTEMS/ PHYSIOLOGIC |  |  | F3G46198G | 2017-06-21 | 2018-06-15 | 15055 | ANESTHESIA | 1899-12-31 | USD | 0 | Active | UNIVERSITY NEW MEXICO HOSPITAL
0000046587 | 1004004 | GE HEALTHCARE | SOLAR 8000M | SOLAR 8000M | MONITORING SYSTEMS/ PHYSIOLOGIC |  |  | F3G46200G | 2017-06-08 | 2018-06-15 | 15055 | ANESTHESIA | 1899-12-31 | USD | 0 | Active | UNIVERSITY NEW MEXICO HOSPITAL
0000046586 | 1003742 | GE HEALTHCARE | SOLAR 8000M | SOLAR 8000M | MONITORING SYSTEMS/ PHYSIOLOGIC |  |  | F3G46199G | 2017-06-20 | 2018-06-15 | 15055 | ANESTHESIA | 1899-12-31 | USD | 0 | Active | UNIVERSITY NEW MEXICO HOSPITAL
0000043105 | 1144540 | GE HEALTHCARE | SOLAR 8000M | SOLAR 8000M | MONITORING SYSTEMS/ PHYSIOLOGIC |  |  | K1RF7963G | 2017-03-17 | 2018-02-15 | 12455 | NEWBORN ICU | 1899-12-31 | USD | 0 | Active | UNIVERSITY NEW MEXICO HOSPITAL
0000043104 | 1144266 | GE HEALTHCARE | SOLAR 8000M | SOLAR 8000M | MONITORING SYSTEMS/ PHYSIOLOGIC |  |  | K1RF7958G | 2017-02-15 | 2018-02-15 | 12455 | NEWBORN ICU | 1899-12-31 | USD | 0 | Active | UNIVERSITY NEW MEXICO HOSPITAL
0000043103 | 1144486 | GE HEALTHCARE | SOLAR 8000M | SOLAR 8000M | MONITORING SYSTEMS/ PHYSIOLOGIC |  |  | K1RF7961G | 2017-01-25 | 2018-01-15 | 95700 | CLINICAL ENGINEERING | 1899-12-31 | USD | 0 | Active | UNIVERSITY NEW MEXICO HOSPITAL
0000043102 | 1162335 | GE HEALTHCARE | SOLAR 8000M | SOLAR 8000M | MONITORING SYSTEMS/ PHYSIOLOGIC |  |  | K1RF7957G | 2017-02-25 | 2018-02-15 | 12455 | NEWBORN ICU | 1899-12-31 | USD | 0 | Active | UNIVERSITY NEW MEXICO HOSPITAL
0000043101 | 1144804 | GE HEALTHCARE | SOLAR 8000M | SOLAR 8000M | MONITORING SYSTEMS/ PHYSIOLOGIC |  |  | K1RF7953G | 2017-02-16 | 2018-02-15 | 12455 | NEWBORN ICU | 1899-12-31 | USD | 0 | Active | UNIVERSITY NEW MEXICO HOSPITAL
0000043100 | 12198878 | GE HEALTHCARE | SOLAR 8000M | SOLAR 8000M | MONITORING SYSTEMS/ PHYSIOLOGIC |  |  | K1RF7960G | 2017-02-16 | 2018-02-15 | 12455 | NEWBORN ICU | 1899-12-31 | USD | 0 | Active | UNIVERSITY NEW MEXICO HOSPITAL
0000043099 | 1216275 | GE HEALTHCARE | SOLAR 8000M | SOLAR 8000M | MONITORING SYSTEMS/ PHYSIOLOGIC |  |  | K1RF7962G | 2017-02-13 | 2018-02-15 | 12455 | NEWBORN ICU | 1899-12-31 | USD | 0 | Active | UNIVERSITY NEW MEXICO HOSPITAL
0000043098 | 1440273 | GE HEALTHCARE | SOLAR 8000M | SOLAR 8000M | MONITORING SYSTEMS/ PHYSIOLOGIC |  |  | K1RF7956G | 2017-03-17 | 2018-02-15 | 12455 | NEWBORN ICU | 1899-12-31 | USD | 0 | Active | UNIVERSITY NEW MEXICO HOSPITAL
0000043097 | 1144148 | GE HEALTHCARE | SOLAR 8000M | SOLAR 8000M | MONITORING SYSTEMS/ PHYSIOLOGIC |  |  | K1RF7959G | 2017-02-13 | 2018-02-15 | 12415 | INTERMEDIATE CARE NURSERY | 1899-12-31 | USD | 0 | Active | UNIVERSITY NEW MEXICO HOSPITAL
0000043096 | 1144798 | GE HEALTHCARE | SOLAR 8000M | SOLAR 8000M | MONITORING SYSTEMS/ PHYSIOLOGIC |  |  | K1RF7955G | 2017-02-15 | 2018-02-15 | 12455 | NEWBORN ICU | 1899-12-31 | USD | 0 | Active | UNIVERSITY NEW MEXICO HOSPITAL
0000043095 | a0G6000000517ie | GE HEALTHCARE | SOLAR 8000M | SOLAR 8000M | MONITORING SYSTEMS/ PHYSIOLOGIC |  |  | K1RF7952G | 2017-02-15 | 2018-02-15 | 12455 | NEWBORN ICU | 1899-12-31 | USD | 0 | Active | UNIVERSITY NEW MEXICO HOSPITAL
0000043094 | 1440116 | GE HEALTHCARE | SOLAR 8000M | SOLAR 8000M | MONITORING SYSTEMS/ PHYSIOLOGIC |  |  | K1RF7954G | 2017-02-25 | 2018-02-15 | 12455 | NEWBORN ICU | 1899-12-31 | USD | 0 | Reactivated | UNIVERSITY NEW MEXICO HOSPITAL
0000046064 | 1216569 | GE HEALTHCARE | SOLAR 8000M | SOLAR 8000M | MONITORING SYSTEMS/ PHYSIOLOGIC |  |  | H2G41283G | 2017-05-22 | 2018-05-15 | 15515 | OSIS ANESTHESIA | 1899-12-31 | USD | 0 | Active | UNIVERSITY NEW MEXICO HOSPITAL
0000046063 | 1077878 | GE HEALTHCARE | SOLAR 8000M | SOLAR 8000M | MONITORING SYSTEMS/ PHYSIOLOGIC |  |  | H2G41279G | 2017-05-22 | 2018-05-15 | 15515 | OSIS ANESTHESIA | 1899-12-31 | USD | 0 | Active | UNIVERSITY NEW MEXICO HOSPITAL
0000046062 | 1216568 | GE HEALTHCARE | SOLAR 8000M | SOLAR 8000M | MONITORING SYSTEMS/ PHYSIOLOGIC |  |  | H2G41278G | 2017-05-22 | 2018-05-15 | 15515 | OSIS ANESTHESIA | 1899-12-31 | USD | 0 | Active | UNIVERSITY NEW MEXICO HOSPITAL
0000046061 | 1216567 | GE HEALTHCARE | SOLAR 8000M | SOLAR 8000M | MONITORING SYSTEMS/ PHYSIOLOGIC |  |  | H2G41280G | 2017-05-22 | 2018-05-15 | 15515 | OSIS ANESTHESIA | 1899-12-31 | USD | 0 | Active | UNIVERSITY NEW MEXICO HOSPITAL
0000046060 | 1216566 | GE HEALTHCARE | SOLAR 8000M | SOLAR 8000M | MONITORING SYSTEMS/ PHYSIOLOGIC |  |  | H2G41281G | 2017-05-22 | 2018-05-15 | 15515 | OSIS ANESTHESIA | 1899-12-31 | USD | 0 | Active | UNIVERSITY NEW MEXICO HOSPITAL
0000034456 | 1215309 | CHEMETRON MEDICAL DIV ALLIED HEALTHCARE PRODUCTS INC | O.N.T | O.N.T | REGULATORS/ SUCTION |  |  | NONE |  | 2017-06-15 | 75050 | RADIOLOGY - ULTRASOUND | 1899-12-31 | USD | 0 | Active | UNIVERSITY NEW MEXICO HOSPITAL
0000034454 | 1215308 | CHEMETRON MEDICAL DIV ALLIED HEALTHCARE PRODUCTS INC | O.N.T | O.N.T | REGULATORS/ SUCTION |  |  | NONE |  | 2017-06-15 | 75050 | RADIOLOGY - ULTRASOUND | 1899-12-31 | USD | 0 | Active | UNIVERSITY NEW MEXICO HOSPITAL
0000027619 | 1214685 | CHEMETRON MEDICAL DIV ALLIED HEALTHCARE PRODUCTS INC | O.N.T | O.N.T | REGULATORS/ SUCTION |  |  | 2990 |  | 2017-06-15 | 21015 | ED-NORTH | 1899-12-31 | USD | 0 | Active | UNIVERSITY NEW MEXICO HOSPITAL
0000027618 | 1214684 | CHEMETRON MEDICAL DIV ALLIED HEALTHCARE PRODUCTS INC | O.N.T | O.N.T | REGULATORS/ SUCTION |  |  | 16195 |  | 2017-06-15 | 21015 | ED-NORTH | 1899-12-31 | USD | 0 | Active | UNIVERSITY NEW MEXICO HOSPITAL
0000021167 | 1214167 | CHEMETRON MEDICAL DIV ALLIED HEALTHCARE PRODUCTS INC | O.N.T | O.N.T | REGULATORS/ SUCTION |  |  | NONE |  | 2017-06-15 | 21015 | ED-NORTH | 1899-12-31 | USD | 0 | Active | UNIVERSITY NEW MEXICO HOSPITAL
0000021166 | 1439933 | CHEMETRON MEDICAL DIV ALLIED HEALTHCARE PRODUCTS INC | O.N.T | O.N.T | REGULATORS/ SUCTION |  |  | NONE |  | 2017-06-15 | 12460 | PEDIATRIC ICU | 1899-12-31 | USD | 0 | Active | UNIVERSITY NEW MEXICO HOSPITAL
0000021164 | 1214165 | CHEMETRON MEDICAL DIV ALLIED HEALTHCARE PRODUCTS INC | O.N.T | O.N.T | REGULATORS/ SUCTION |  |  | NONE |  | 2017-06-15 | 21015 | ED-NORTH | 1899-12-31 | USD | 0 | Active | UNIVERSITY NEW MEXICO HOSPITAL
0000021162 | 1214164 | CHEMETRON MEDICAL DIV ALLIED HEALTHCARE PRODUCTS INC | O.N.T | O.N.T | REGULATORS/ SUCTION |  |  | NONE |  | 2017-06-15 | 34315 | CLINICAL NEUROSCIENCE CENTER | 1899-12-31 | USD | 0 | Active | UNIVERSITY NEW MEXICO HOSPITAL
0000050779 | 1161996 | SECA CORP | 780 | 780 | SCALES |  |  | 1780350005053 | 2016-11-11 | 2017-11-15 | 32065 | M & FP-NW VALLEY-1231 CAN | 1899-12-31 | USD | 0 | Active | UNIVERSITY NEW MEXICO HOSPITAL
0000038479 | 1215507 | PRECISION MEDICAL INC | 3100 | 3100 | REGULATORS/ SUCTION |  |  | NONE |  | 2017-06-15 | 12480 | CTH REHAB-ORTHO UNIT | 1899-12-31 | USD | 0 | Active | UNIVERSITY NEW MEXICO HOSPITAL
0000029995 | 1439925 | PRECISION MEDICAL INC | 3100 | 3100 | REGULATORS/ SUCTION |  |  | 017685 |  | 2017-06-15 | 12460 | PEDIATRIC ICU | 1899-12-31 | USD | 0 | Active | UNIVERSITY NEW MEXICO HOSPITAL
0000029860 | 1214791 | PRECISION MEDICAL INC | 3100 | 3100 | REGULATORS/ SUCTION |  |  | 17697 |  | 2017-06-15 | 12460 | PEDIATRIC ICU | 1899-12-31 | USD | 0 | Active | UNIVERSITY NEW MEXICO HOSPITAL
0000029859 | 1214790 | PRECISION MEDICAL INC | 3100 | 3100 | REGULATORS/ SUCTION |  |  | NONE |  | 2017-06-15 | 12460 | PEDIATRIC ICU | 1899-12-31 | USD | 0 | Active | UNIVERSITY NEW MEXICO HOSPITAL
0000029525 | 1439885 | PRECISION MEDICAL INC | 3100 | 3100 | REGULATORS/ SUCTION |  |  | 017682 |  | 2017-06-15 | 12460 | PEDIATRIC ICU | 1899-12-31 | USD | 0 | Active | UNIVERSITY NEW MEXICO HOSPITAL
0000041339 | 1140526 | MEDELA INC | LACTINA PLUS | LACTINA PLUS | PUMPS/ BREAST |  |  | 982952 | 2016-10-05 | 2017-10-15 | 12460 | PEDIATRIC ICU | 1899-12-31 | USD | 0 | Reactivated | UNIVERSITY NEW MEXICO HOSPITAL
0000049486 | 1144151 | MEDELA INC | LACTINA PLUS | LACTINA PLUS | PUMPS/ BREAST |  |  | 986247 | 2015-09-30 | 2016-09-15 | 12455 | NEWBORN ICU | 1899-12-31 | USD | 0 | Reactivated | UNIVERSITY NEW MEXICO HOSPITAL
0000032643 | 1004046 | HILL-ROM INC | CBA 78-1 | CBA 78-1 | WARMING UNITS/ PATIENT/ RADIANT/ INFANT |  |  | ZN04516 | 2017-06-22 | 2017-12-15 | 89025 | CLINICAL EDUCATION | 1899-12-31 | USD | 0 | Active | UNIVERSITY NEW MEXICO HOSPITAL
0000021895 | 1162972 | LEISEGANG MEDICAL INC | G-21 | G-21 | POWER SUPPLIES |  |  | 30094 | 2003-08-01 | 2017-06-15 | 34110 | WOMEN'S HEALTH CENTER | 1899-12-31 | USD | 0 | Active | UNIVERSITY NEW MEXICO HOSPITAL
0000024200 | 1142546 | HEINE | EN30 | EN30 | OPHTHALMOSCOPE/OTOSCOPES |  |  | 0/3612 | 2016-12-01 | 2017-12-15 | 34610 | OPHTHALMOLOGY ON SITE CLINIC | 1899-12-31 | USD | 0 | Active | UNIVERSITY NEW MEXICO HOSPITAL
0000046736 | 1216750 | ARMSTRONG MEDICAL INDUSTRIES INC | 2315 | 2315 | ASPIRATORS |  |  | L00376 | 2017-01-01 | 2018-01-15 | 30030 | CTH OUTPATIENT CLINIC | 1899-12-31 | USD | 0 | Active | UNIVERSITY NEW MEXICO HOSPITAL
0000041405 | 1216085 | BEST | PATRIOT 600 | PATRIOT 600 | POWER SYSTEMS/ UNINTERRUPTIBLE |  |  | UNKNOWN | 2017-04-28 | 2018-04-15 | 12210 | CORONARY CARE SUBACUTE | 1899-12-31 | USD | 0 | Active | UNIVERSITY NEW MEXICO HOSPITAL
0000045314 | 1216493 | OLYMPUS AMERICA INC | OSF-V60 | OSF-V60 | SIGMOIDOSCOPES |  |  | 2201119 |  | 2017-06-15 | 32040 | NE HEIGHTS CLINIC | 1899-12-31 | USD | 0 | Active | UNIVERSITY NEW MEXICO HOSPITAL
0000034464 | 1003606 | JOHNSON & JOHNSON MEDICAL INC | VERSAPOINT | VERSAPOINT | ELECTROSURGICAL UNITS/ BIPOLAR |  |  | 9921273 | 2017-05-01 | 2017-11-15 | 15500 | OSIS OPERATING ROOM | 1899-12-31 | USD | 0 | Active | UNIVERSITY NEW MEXICO HOSPITAL
0000049743 | 1216981 | LEISEGANG MEDICAL INC | IMAGEQUEST | IMAGEQUEST | COMPUTERS |  |  | 333106 |  | 2017-06-15 | 30030 | CTH OUTPATIENT CLINIC | 1899-12-31 | USD | 0 | Active | UNIVERSITY NEW MEXICO HOSPITAL
0000023123 | 1214332 | PARKS MEDICAL ELECTRONICS INC | 841-A | 841-A | BLOOD-FLOW DETECTORS/ ULTRASONIC |  |  | NONE | 2002-09-01 | 2017-06-15 | 71510 | PULMONARY SERVICES | 1899-12-31 | USD | 0 | Active | UNIVERSITY NEW MEXICO HOSPITAL
0000021819 | 1214245 | PARKS MEDICAL ELECTRONICS INC | 841-A | 841-A | BLOOD-FLOW DETECTORS/ ULTRASONIC |  |  | NONE |  | 2017-06-15 | 12110 | NEUROSCIENCE ICU | 1899-12-31 | USD | 0 | Active | UNIVERSITY NEW MEXICO HOSPITAL
0000046390 | 1216690 | MEDASONICS INC | TRIA | TRIA | BLOOD-FLOW DETECTORS/ ULTRASONIC |  |  | 03155 |  | 2017-06-15 | 12455 | NEWBORN ICU | 1899-12-31 | USD | 0 | Active | UNIVERSITY NEW MEXICO HOSPITAL
0000043867 | 1216432 | MEDASONICS INC | TRIA | TRIA | BLOOD-FLOW DETECTORS/ ULTRASONIC |  |  | TS02294 |  | 2017-06-15 | 12120 | MEDICAL/CARDIAC ICU | 1899-12-31 | USD | 0 | Active | UNIVERSITY NEW MEXICO HOSPITAL
0000035100 | 1215342 | MEDASONICS INC | TRIA | TRIA | BLOOD-FLOW DETECTORS/ ULTRASONIC |  |  | 1999V00437 |  | 2017-06-15 | 12130 | TRAUMA/SURGICAL ICU | 1899-12-31 | USD | 0 | Active | UNIVERSITY NEW MEXICO HOSPITAL
0000038343 | 1215470 | MEDASONICS INC | TRIA | TRIA | BLOOD-FLOW DETECTORS/ ULTRASONIC |  |  | 2000-TS 01366 | 2003-01-01 | 2017-06-15 | 75050 | RADIOLOGY - ULTRASOUND | 1899-12-31 | USD | 0 | Active | UNIVERSITY NEW MEXICO HOSPITAL
0000029546 | 1214765 | CYBEX | UBE | UBE | ERGOMETERS |  |  | N/A |  | 2017-06-15 | 76015 | REHABILITATION OUTPATIENT 1025 | 1899-12-31 | USD | 0 | Active | UNIVERSITY NEW MEXICO HOSPITAL
0000049370 | 1216853 | EMPI INC | INNOVA | INNOVA | STIMULATORS/ ELECTRICAL/ NEUROMUSCULAR |  |  | 3505646 |  | 2017-06-15 | 76015 | REHABILITATION OUTPATIENT 1025 | 1899-12-31 | USD | 0 | Active | UNIVERSITY NEW MEXICO HOSPITAL
0000018521 | 1214022 | XOMED-TREACE INC | NIM-2 | NIM-2 | STIMULATORS/ ELECTRICAL/ NEUROMUSCULAR |  |  | 3569 | 2004-11-29 | 2017-06-15 | 15000 | OPERATING ROOM | 1899-12-31 | USD | 0 | Active | UNIVERSITY NEW MEXICO HOSPITAL
0000023735 | 1214386 | ELECTROMEDICS INC | TM-147T | TM-147T | THERMOMETERS/ ELECTRONIC |  |  | 1904 | 2004-05-01 | 2017-06-15 | 34510 | OSIS SPORTS MEDICINE | 1899-12-31 | USD | 0 | Active | UNIVERSITY NEW MEXICO HOSPITAL
0000046667 | 1216733 | RITTER MEDICAL PRODUCTS | 305-002 | 305-002 | TABLES/ EXAMINATION/TREATMENT |  |  | NONE | 2005-04-29 | 2017-06-15 | 34520 | ORTHOPEDICS CLINIC | 1899-12-31 | USD | 0 | Active | UNIVERSITY NEW MEXICO HOSPITAL
0000041466 | 1216109 | RITTER MEDICAL PRODUCTS | 305-002 | 305-002 | TABLES/ EXAMINATION/TREATMENT |  |  | GX001184 | 2009-10-29 | 2017-06-15 | 32050 | WESTSIDE FAMILY & SENIOR HLTH | 1899-12-31 | USD | 0 | Active | UNIVERSITY NEW MEXICO HOSPITAL
0000018241 | 1214016 | PICKER (PHILIPS) | NO MODEL NAME | NO MODEL NUMBER | X-RAY FILM DUPLICATORS |  |  | N/A |  | 2017-06-15 | 75000 | RADIOLOGY - GENERAL | 1899-12-31 | USD | 0 | Active | UNIVERSITY NEW MEXICO HOSPITAL
0000021425 | 1142401 | CABOT MEDICAL CORPORATION-(800) 523-6078 | CRYOMEDIC | CRYOMEDIC | COLPOSCOPES |  |  | 176973 | 2017-01-19 | 2018-01-15 | 32025 | FAMILY PRACTICE CLINIC | 1899-12-31 | USD | 0 | Active | UNIVERSITY NEW MEXICO HOSPITAL
0000010430 | 1085146 | CRYOMED CORP | MM-4000 | MM-4000 | COLPOSCOPES |  |  | 1B1565 | 2017-01-19 | 2018-01-15 | 32025 | FAMILY PRACTICE CLINIC | 1899-12-31 | USD | 0 | Active | UNIVERSITY NEW MEXICO HOSPITAL
0000041833 | 1216199 | NORTEL NETWORKS INC | BS 70/24 | BS 70/24 | ROUTER/ SWITCH/ HUB |  |  | SACCN359UC |  | 2017-06-15 | 95700 | CLINICAL ENGINEERING | 1899-12-31 | USD | 0 | Active | UNIVERSITY NEW MEXICO HOSPITAL
0000010910 | 1085210 | SMR (GLOBAL SURGICAL CORPORATION) | NO MODEL NAME | NO MODEL NUMBER | CARTS/ INSTRUMENT |  |  | NONE |  | 2017-06-15 | 34230 | SURGICAL SPECIALTIES | 1899-12-31 | USD | 0 | Active | UNIVERSITY NEW MEXICO HOSPITAL
0000041512 | 1216121 | WELCH ALLYN INC | 5091-39 | 5091-39 | SPHYGMOMANOMETERS |  |  | NONE |  | 2017-06-15 | 21015 | ED-NORTH | 1899-12-31 | USD | 0 | Active | UNIVERSITY NEW MEXICO HOSPITAL
0000041511 | 1216120 | WELCH ALLYN INC | 5091-39 | 5091-39 | SPHYGMOMANOMETERS |  |  | NONE |  | 2017-06-15 | 21015 | ED-NORTH | 1899-12-31 | USD | 0 | Active | UNIVERSITY NEW MEXICO HOSPITAL
0000041508 | 1216119 | WELCH ALLYN INC | 5091-39 | 5091-39 | SPHYGMOMANOMETERS |  |  | NONE |  | 2017-06-15 | 21015 | ED-NORTH | 1899-12-31 | USD | 0 | Active | UNIVERSITY NEW MEXICO HOSPITAL
0000041534 | 1216129 | WELCH ALLYN INC | 5091-39 | 5091-39 | SPHYGMOMANOMETERS |  |  | NONE |  | 2017-06-15 | 21015 | ED-NORTH | 1899-12-31 | USD | 0 | Active | UNIVERSITY NEW MEXICO HOSPITAL
0000041513 | 1216122 | WELCH ALLYN INC | 5091-39 | 5091-39 | SPHYGMOMANOMETERS |  |  | NONE |  | 2017-06-15 | 21015 | ED-NORTH | 1899-12-31 | USD | 0 | Active | UNIVERSITY NEW MEXICO HOSPITAL
0000019285 | 1085509 | SARATOGA | CYCLE | CYCLE | EXERCISERS/ BICYCLE |  |  | NONE | 2004-01-01 | 2017-06-15 | 71020 | CARDIAC REHAB | 1899-12-31 | USD | 0 | Active | UNIVERSITY NEW MEXICO HOSPITAL
| 385410 | DYNATECH NEVEDA INC | UPM-DT-100 | UPM-DT-100 | POWER METERS/ ULTRASOUND |  | FOUND | 214 | 2017-03-21 | 2018-03-15 | 95700 | CLINICAL ENGINEERING | 1899-12-31 | USD | 0 | Active | UNIVERSITY NEW MEXICO HOSPITAL
0000046836 | 100719 | PHILIPS HEALTHCARE | 989600037251 | 989600037251 | RADIOGRAPHIC/FLUOROSCOPIC SYSTEMS/ CARDIOVASCULAR |  |  | 4695800/002668 | 2012-01-27 | 2012-07-15 | 75025 | RADIOLOGY - INTERVENTIONAL RAD | 1899-12-31 | USD | 0 | Active | UNIVERSITY NEW MEXICO HOSPITAL
0000010345 | 1085126 | OXEQUIP HEALTH INDUSTRIES | 197 | 197 | REGULATORS/ SUCTION |  |  | NONE |  | 2017-06-15 | 34150 | PEDIATRICS CLINIC | 1899-12-31 | USD | 0 | Active | UNIVERSITY NEW MEXICO HOSPITAL
0000027674 | 1214702 | OXEQUIP HEALTH INDUSTRIES | 197 | 197 | REGULATORS/ SUCTION |  |  | NONE |  | 2017-06-15 | 75000 | RADIOLOGY - GENERAL | 1899-12-31 | USD | 0 | Active | UNIVERSITY NEW MEXICO HOSPITAL
0000027659 | 1004921 | OXEQUIP HEALTH INDUSTRIES | 197 | 197 | REGULATORS/ SUCTION |  |  | NONE |  | 2017-06-15 | 75025 | RADIOLOGY - INTERVENTIONAL RAD | 1899-12-31 | USD | 0 | Active | UNIVERSITY NEW MEXICO HOSPITAL
0000023720 | 1214382 | OXEQUIP HEALTH INDUSTRIES | 197 | 197 | REGULATORS/ SUCTION |  |  | NONE |  | 2017-06-15 | 15010 | STERILE PROCESSING | 1899-12-31 | USD | 0 | Active | UNIVERSITY NEW MEXICO HOSPITAL
0000024407 | 1214440 | OXEQUIP HEALTH INDUSTRIES | 197 | 197 | REGULATORS/ SUCTION |  |  | NONE |  | 2017-06-15 | 12360 | NEUROSCIENCE | 1899-12-31 | USD | 0 | Active | UNIVERSITY NEW MEXICO HOSPITAL
0000024920 | 1214467 | OXEQUIP HEALTH INDUSTRIES | 197 | 197 | REGULATORS/ SUCTION |  |  | NONE |  | 2017-06-15 | 12210 | CORONARY CARE SUBACUTE | 1899-12-31 | USD | 0 | Active | UNIVERSITY NEW MEXICO HOSPITAL
0000024915 | 1144236 | OXEQUIP HEALTH INDUSTRIES | 197 | 197 | REGULATORS/ SUCTION |  |  | NONE |  | 2017-06-15 | 12415 | INTERMEDIATE CARE NURSERY | 1899-12-31 | USD | 0 | Active | UNIVERSITY NEW MEXICO HOSPITAL
0000024634 | 1440364 | OXEQUIP HEALTH INDUSTRIES | 197 | 197 | REGULATORS/ SUCTION |  |  | NONE |  | 2017-06-15 | 12520 | MOTHER & BABY UNIT (3-E) BBRP | 1899-12-31 | USD | 0 | Active | UNIVERSITY NEW MEXICO HOSPITAL
0000023761 | 1214388 | OXEQUIP HEALTH INDUSTRIES | 197 | 197 | REGULATORS/ SUCTION |  |  | NONE |  | 2017-06-15 | 21015 | ED-NORTH | 1899-12-31 | USD | 0 | Active | UNIVERSITY NEW MEXICO HOSPITAL
0000027073 | 1214593 | OXEQUIP HEALTH INDUSTRIES | 197 | 197 | REGULATORS/ SUCTION |  |  | NONE |  | 2017-06-15 | 21015 | ED-NORTH | 1899-12-31 | USD | 0 | Active | UNIVERSITY NEW MEXICO HOSPITAL
0000027072 | 1144237 | OXEQUIP HEALTH INDUSTRIES | 197 | 197 | REGULATORS/ SUCTION |  |  | NONE |  | 2017-06-15 | 12455 | NEWBORN ICU | 1899-12-31 | USD | 0 | Active | UNIVERSITY NEW MEXICO HOSPITAL
0000026371 | 1214558 | OXEQUIP HEALTH INDUSTRIES | 197 | 197 | REGULATORS/ SUCTION |  |  | NONE |  | 2017-06-15 | 12520 | MOTHER & BABY UNIT (3-E) BBRP | 1899-12-31 | USD | 0 | Active | UNIVERSITY NEW MEXICO HOSPITAL
0000026851 | 1214585 | OXEQUIP HEALTH INDUSTRIES | 197 | 197 | REGULATORS/ SUCTION |  |  | NONE |  | 2017-06-15 | 12320 | GENERAL MEDICINE (5-W) | 1899-12-31 | USD | 0 | Active | UNIVERSITY NEW MEXICO HOSPITAL
0000027605 | 1214682 | OXEQUIP HEALTH INDUSTRIES | 197 | 197 | REGULATORS/ SUCTION |  |  | NONE |  | 2017-06-15 | 34230 | SURGICAL SPECIALTIES | 1899-12-31 | USD | 0 | Active | UNIVERSITY NEW MEXICO HOSPITAL
0000027555 | 1214676 | OXEQUIP HEALTH INDUSTRIES | 197 | 197 | REGULATORS/ SUCTION |  |  | NONE |  | 2017-06-15 | 12350 | CRC/CTC (5-E) | 1899-12-31 | USD | 0 | Active | UNIVERSITY NEW MEXICO HOSPITAL
0000027518 | 1214667 | OXEQUIP HEALTH INDUSTRIES | 197 | 197 | REGULATORS/ SUCTION |  |  | NONE |  | 2017-06-15 | 72040 | I/P HEMODIALYSIS | 1899-12-31 | USD | 0 | Active | UNIVERSITY NEW MEXICO HOSPITAL
0000027299 | 1422311 | OXEQUIP HEALTH INDUSTRIES | 197 | 197 | REGULATORS/ SUCTION |  |  | NONE |  | 2017-06-15 | 70020 | ENDOSCOPY CENTER | 1899-12-31 | USD | 0 | Active | UNIVERSITY NEW MEXICO HOSPITAL
0000027226 | 1214625 | OXEQUIP HEALTH INDUSTRIES | 197 | 197 | REGULATORS/ SUCTION |  |  | NONE |  | 2017-06-15 | 12210 | CORONARY CARE SUBACUTE | 1899-12-31 | USD | 0 | Active | UNIVERSITY NEW MEXICO HOSPITAL
0000027215 | 1214623 | OXEQUIP HEALTH INDUSTRIES | 197 | 197 | REGULATORS/ SUCTION |  |  | NONE |  | 2017-06-15 | 75090 | OSIS CT SCAN | 1899-12-31 | USD | 0 | Active | UNIVERSITY NEW MEXICO HOSPITAL
0000027091 | 1214597 | OXEQUIP HEALTH INDUSTRIES | 197 | 197 | REGULATORS/ SUCTION |  |  | NONE |  | 2017-06-15 | 12520 | MOTHER & BABY UNIT (3-E) BBRP | 1899-12-31 | USD | 0 | Active | UNIVERSITY NEW MEXICO HOSPITAL
0000016557 | 1085423 | OXEQUIP HEALTH INDUSTRIES | 197 | 197 | REGULATORS/ SUCTION |  |  | NONE |  | 2017-06-15 | 12520 | MOTHER & BABY UNIT (3-E) BBRP | 1899-12-31 | USD | 0 | Active | UNIVERSITY NEW MEXICO HOSPITAL
0000016550 | 1085420 | OXEQUIP HEALTH INDUSTRIES | 197 | 197 | REGULATORS/ SUCTION |  |  | NONE |  | 2017-06-15 | 12455 | NEWBORN ICU | 1899-12-31 | USD | 0 | Active | UNIVERSITY NEW MEXICO HOSPITAL
0000016985 | 1213951 | OXEQUIP HEALTH INDUSTRIES | 197 | 197 | REGULATORS/ SUCTION |  |  | NONE |  | 2017-06-15 | 12520 | MOTHER & BABY UNIT (3-E) BBRP | 1899-12-31 | USD | 0 | Active | UNIVERSITY NEW MEXICO HOSPITAL
0000016315 | 1421981 | OXEQUIP HEALTH INDUSTRIES | 197 | 197 | REGULATORS/ SUCTION |  |  | NONE |  | 2017-06-15 | 34315 | CLINICAL NEUROSCIENCE CENTER | 1899-12-31 | USD | 0 | Active | UNIVERSITY NEW MEXICO HOSPITAL
0000018100 | 1214006 | OXEQUIP HEALTH INDUSTRIES | 197 | 197 | REGULATORS/ SUCTION |  |  | NONE |  | 2017-06-15 | 12320 | GENERAL MEDICINE (5-W) | 1899-12-31 | USD | 0 | Active | UNIVERSITY NEW MEXICO HOSPITAL
0000018098 | 1214005 | OXEQUIP HEALTH INDUSTRIES | 197 | 197 | REGULATORS/ SUCTION |  |  | NONE |  | 2017-06-15 | 75000 | RADIOLOGY - GENERAL | 1899-12-31 | USD | 0 | Active | UNIVERSITY NEW MEXICO HOSPITAL
0000018096 | 1214004 | OXEQUIP HEALTH INDUSTRIES | 197 | 197 | REGULATORS/ SUCTION |  |  | NONE |  | 2017-06-15 | 75000 | RADIOLOGY - GENERAL | 1899-12-31 | USD | 0 | Active | UNIVERSITY NEW MEXICO HOSPITAL
0000018095 | 1214003 | OXEQUIP HEALTH INDUSTRIES | 197 | 197 | REGULATORS/ SUCTION |  |  | NONE |  | 2017-06-15 | 75000 | RADIOLOGY - GENERAL | 1899-12-31 | USD | 0 | Active | UNIVERSITY NEW MEXICO HOSPITAL
0000018094 | 1214002 | OXEQUIP HEALTH INDUSTRIES | 197 | 197 | REGULATORS/ SUCTION |  |  | N/A |  | 2017-06-15 | 15010 | STERILE PROCESSING | 1899-12-31 | USD | 0 | Active | UNIVERSITY NEW MEXICO HOSPITAL
0000018092 | 1214001 | OXEQUIP HEALTH INDUSTRIES | 197 | 197 | REGULATORS/ SUCTION |  |  | NONE |  | 2017-06-15 | 75000 | RADIOLOGY - GENERAL | 1899-12-31 | USD | 0 | Active | UNIVERSITY NEW MEXICO HOSPITAL
0000018090 | 1214000 | OXEQUIP HEALTH INDUSTRIES | 197 | 197 | REGULATORS/ SUCTION |  |  | NONE |  | 2017-06-15 | 12360 | NEUROSCIENCE | 1899-12-31 | USD | 0 | Active | UNIVERSITY NEW MEXICO HOSPITAL
0000020273 | 1214090 | OXEQUIP HEALTH INDUSTRIES | 197 | 197 | REGULATORS/ SUCTION |  | FOUND | NONE | 2005-02-23 | 2017-06-15 | 78010 | NEURODIAGNOSTICS LAB | 1899-12-31 | USD | 0 | Active | UNIVERSITY NEW MEXICO HOSPITAL
0000020234 | 1214087 | OXEQUIP HEALTH INDUSTRIES | 197 | 197 | REGULATORS/ SUCTION |  |  | NONE |  | 2017-06-15 | 12520 | MOTHER & BABY UNIT (3-E) BBRP | 1899-12-31 | USD | 0 | Active | UNIVERSITY NEW MEXICO HOSPITAL
0000019763 | 1214063 | OXEQUIP HEALTH INDUSTRIES | 197 | 197 | REGULATORS/ SUCTION |  |  | NONE |  | 2017-06-15 | 34350 | MEDICINE CLINIC | 1899-12-31 | USD | 0 | Active | UNIVERSITY NEW MEXICO HOSPITAL
0000020555 | 1214102 | OXEQUIP HEALTH INDUSTRIES | 197 | 197 | REGULATORS/ SUCTION |  |  | NONE |  | 2017-06-15 | 12120 | MEDICAL/CARDIAC ICU | 1899-12-31 | USD | 0 | Active | UNIVERSITY NEW MEXICO HOSPITAL
0000019762 | 1214062 | OXEQUIP HEALTH INDUSTRIES | 197 | 197 | REGULATORS/ SUCTION |  |  | NONE |  | 2017-06-15 | 34350 | MEDICINE CLINIC | 1899-12-31 | USD | 0 | Active | UNIVERSITY NEW MEXICO HOSPITAL
0000019761 | 1214061 | OXEQUIP HEALTH INDUSTRIES | 197 | 197 | REGULATORS/ SUCTION |  |  | NONE |  | 2017-06-15 | 34350 | MEDICINE CLINIC | 1899-12-31 | USD | 0 | Active | UNIVERSITY NEW MEXICO HOSPITAL
0000020274 | 1214091 | OXEQUIP HEALTH INDUSTRIES | 197 | 197 | REGULATORS/ SUCTION |  |  | NONE |  | 2017-06-15 | 12455 | NEWBORN ICU | 1899-12-31 | USD | 0 | Active | UNIVERSITY NEW MEXICO HOSPITAL
0000019384 | 1214054 | OXEQUIP HEALTH INDUSTRIES | 197 | 197 | REGULATORS/ SUCTION |  |  | NONE |  | 2017-06-15 | 12520 | MOTHER & BABY UNIT (3-E) BBRP | 1899-12-31 | USD | 0 | Active | UNIVERSITY NEW MEXICO HOSPITAL
0000018564 | 1214029 | OXEQUIP HEALTH INDUSTRIES | 197 | 197 | REGULATORS/ SUCTION |  |  | NONE |  | 2017-06-15 | 12240 | GENERAL SURGERY (6-S) | 1899-12-31 | USD | 0 | Active | UNIVERSITY NEW MEXICO HOSPITAL
0000018555 | 1214026 | OXEQUIP HEALTH INDUSTRIES | 197 | 197 | REGULATORS/ SUCTION |  | FOUND | NONE |  | 2017-06-15 | 12120 | MEDICAL/CARDIAC ICU | 1899-12-31 | USD | 0 | Active | UNIVERSITY NEW MEXICO HOSPITAL
0000018553 | 1214025 | OXEQUIP HEALTH INDUSTRIES | 197 | 197 | REGULATORS/ SUCTION |  |  | N/A |  | 2017-06-15 | 12360 | NEUROSCIENCE | 1899-12-31 | USD | 0 | Active | UNIVERSITY NEW MEXICO HOSPITAL
0000018549 | 1214024 | OXEQUIP HEALTH INDUSTRIES | 197 | 197 | REGULATORS/ SUCTION |  |  | NONE |  | 2017-06-15 | 12210 | CORONARY CARE SUBACUTE | 1899-12-31 | USD | 0 | Active | UNIVERSITY NEW MEXICO HOSPITAL
0000018500 | 1214019 | OXEQUIP HEALTH INDUSTRIES | 197 | 197 | REGULATORS/ SUCTION |  |  | NONE |  | 2017-06-15 | 12210 | CORONARY CARE SUBACUTE | 1899-12-31 | USD | 0 | Active | UNIVERSITY NEW MEXICO HOSPITAL
0000018494 | 1214018 | OXEQUIP HEALTH INDUSTRIES | 197 | 197 | REGULATORS/ SUCTION |  |  | NONE |  | 2017-06-15 | 95700 | CLINICAL ENGINEERING | 1899-12-31 | USD | 0 | Active | UNIVERSITY NEW MEXICO HOSPITAL
0000016558 | 1085424 | OXEQUIP HEALTH INDUSTRIES | 197 | 197 | REGULATORS/ SUCTION |  |  | NONE |  | 2017-06-15 | 75000 | RADIOLOGY - GENERAL | 1899-12-31 | USD | 0 | Active | UNIVERSITY NEW MEXICO HOSPITAL
0000021207 | 1214170 | OXEQUIP HEALTH INDUSTRIES | 197 | 197 | REGULATORS/ SUCTION |  |  | NONE |  | 2017-06-15 | 21015 | ED-NORTH | 1899-12-31 | USD | 0 | Active | UNIVERSITY NEW MEXICO HOSPITAL
0000021313 | 1422210 | OXEQUIP HEALTH INDUSTRIES | 197 | 197 | REGULATORS/ SUCTION |  |  | NONE |  | 2017-06-15 | 21015 | ED-NORTH | 1899-12-31 | USD | 0 | Active | UNIVERSITY NEW MEXICO HOSPITAL
0000021309 | 1421948 | OXEQUIP HEALTH INDUSTRIES | 197 | 197 | REGULATORS/ SUCTION |  |  | NONE |  | 2017-06-15 | 12520 | MOTHER & BABY UNIT (3-E) BBRP | 1899-12-31 | USD | 0 | Active | UNIVERSITY NEW MEXICO HOSPITAL
0000021307 | 1422212 | OXEQUIP HEALTH INDUSTRIES | 197 | 197 | REGULATORS/ SUCTION |  |  | NONE |  | 2017-06-15 | 21015 | ED-NORTH | 1899-12-31 | USD | 0 | Active | UNIVERSITY NEW MEXICO HOSPITAL
0000021115 | 1422463 | OXEQUIP HEALTH INDUSTRIES | 197 | 197 | REGULATORS/ SUCTION |  |  | NONE |  | 2017-06-15 | 15010 | STERILE PROCESSING | 1899-12-31 | USD | 0 | Active | UNIVERSITY NEW MEXICO HOSPITAL
0000021110 | 1422410 | OXEQUIP HEALTH INDUSTRIES | 197 | 197 | REGULATORS/ SUCTION |  |  | NONE |  | 2017-06-15 | 15010 | STERILE PROCESSING | 1899-12-31 | USD | 0 | Active | UNIVERSITY NEW MEXICO HOSPITAL
0000021259 | 1144235 | OXEQUIP HEALTH INDUSTRIES | 197 | 197 | REGULATORS/ SUCTION |  |  | NONE |  | 2017-06-15 | 12455 | NEWBORN ICU | 1899-12-31 | USD | 0 | Active | UNIVERSITY NEW MEXICO HOSPITAL
0000021043 | 1004894 | OXEQUIP HEALTH INDUSTRIES | 197 | 197 | REGULATORS/ SUCTION |  |  | NONE |  | 2017-06-15 | 75000 | RADIOLOGY - GENERAL | 1899-12-31 | USD | 0 | Active | UNIVERSITY NEW MEXICO HOSPITAL
0000021041 | 1144233 | OXEQUIP HEALTH INDUSTRIES | 197 | 197 | REGULATORS/ SUCTION |  |  | NONE |  | 2017-06-15 | 12455 | NEWBORN ICU | 1899-12-31 | USD | 0 | Active | UNIVERSITY NEW MEXICO HOSPITAL
0000020735 | 1214137 | OXEQUIP HEALTH INDUSTRIES | 197 | 197 | REGULATORS/ SUCTION |  |  | NONE |  | 2017-06-15 | 12520 | MOTHER & BABY UNIT (3-E) BBRP | 1899-12-31 | USD | 0 | Active | UNIVERSITY NEW MEXICO HOSPITAL
0000021215 | 1214174 | OXEQUIP HEALTH INDUSTRIES | 197 | 197 | REGULATORS/ SUCTION |  |  | NONE |  | 2017-06-15 | 12350 | CRC/CTC (5-E) | 1899-12-31 | USD | 0 | Active | UNIVERSITY NEW MEXICO HOSPITAL
0000021779 | 1214236 | OXEQUIP HEALTH INDUSTRIES | 197 | 197 | REGULATORS/ SUCTION |  |  | NONE |  | 2017-06-15 | 12120 | MEDICAL/CARDIAC ICU | 1899-12-31 | USD | 0 | Active | UNIVERSITY NEW MEXICO HOSPITAL
0000021575 | 1214227 | OXEQUIP HEALTH INDUSTRIES | 197 | 197 | REGULATORS/ SUCTION |  |  | NONE |  | 2017-06-15 | 89025 | CLINICAL EDUCATION | 1899-12-31 | USD | 0 | Active | UNIVERSITY NEW MEXICO HOSPITAL
0000021574 | 1422200 | OXEQUIP HEALTH INDUSTRIES | 197 | 197 | REGULATORS/ SUCTION |  |  | NONE |  | 2017-06-15 | 21015 | ED-NORTH | 1899-12-31 | USD | 0 | Active | UNIVERSITY NEW MEXICO HOSPITAL
0000021573 | 1214225 | OXEQUIP HEALTH INDUSTRIES | 197 | 197 | REGULATORS/ SUCTION |  |  | NONE |  | 2017-06-15 | 12430 | GENERAL PEDIATRICS UNIT | 1899-12-31 | USD | 0 | Active | UNIVERSITY NEW MEXICO HOSPITAL
0000021459 | 1214214 | OXEQUIP HEALTH INDUSTRIES | 197 | 197 | REGULATORS/ SUCTION |  |  | NONE |  | 2017-06-15 | 12460 | PEDIATRIC ICU | 1899-12-31 | USD | 0 | Active | UNIVERSITY NEW MEXICO HOSPITAL
0000021415 | 1144234 | OXEQUIP HEALTH INDUSTRIES | 197 | 197 | REGULATORS/ SUCTION |  |  | NONE |  | 2017-06-15 | 12455 | NEWBORN ICU | 1899-12-31 | USD | 0 | Active | UNIVERSITY NEW MEXICO HOSPITAL
0000021386 | 1214207 | OXEQUIP HEALTH INDUSTRIES | 197 | 197 | REGULATORS/ SUCTION |  |  | NONE |  | 2017-06-15 | 34230 | SURGICAL SPECIALTIES | 1899-12-31 | USD | 0 | Active | UNIVERSITY NEW MEXICO HOSPITAL
0000021382 | 1214205 | OXEQUIP HEALTH INDUSTRIES | 197 | 197 | REGULATORS/ SUCTION |  |  | NONE |  | 2017-06-15 | 12520 | MOTHER & BABY UNIT (3-E) BBRP | 1899-12-31 | USD | 0 | Active | UNIVERSITY NEW MEXICO HOSPITAL
0000021378 | 1004943 | OXEQUIP HEALTH INDUSTRIES | 197 | 197 | REGULATORS/ SUCTION |  |  | NONE |  | 2017-06-15 | 12455 | NEWBORN ICU | 1899-12-31 | USD | 0 | Active | UNIVERSITY NEW MEXICO HOSPITAL
0000021376 | 1214204 | OXEQUIP HEALTH INDUSTRIES | 197 | 197 | REGULATORS/ SUCTION |  |  | NONE |  | 2017-06-15 | 21015 | ED-NORTH | 1899-12-31 | USD | 0 | Active | UNIVERSITY NEW MEXICO HOSPITAL
0000021328 | 1214196 | OXEQUIP HEALTH INDUSTRIES | 197 | 197 | REGULATORS/ SUCTION |  |  | NONE |  | 2017-06-15 | 12520 | MOTHER & BABY UNIT (3-E) BBRP | 1899-12-31 | USD | 0 | Active | UNIVERSITY NEW MEXICO HOSPITAL
0000021213 | 1421947 | OXEQUIP HEALTH INDUSTRIES | 197 | 197 | REGULATORS/ SUCTION |  |  | NONE |  | 2017-06-15 | 12520 | MOTHER & BABY UNIT (3-E) BBRP | 1899-12-31 | USD | 0 | Active | UNIVERSITY NEW MEXICO HOSPITAL
0000021211 | 1214172 | OXEQUIP HEALTH INDUSTRIES | 197 | 197 | REGULATORS/ SUCTION |  |  | NONE |  | 2017-06-15 | 12240 | GENERAL SURGERY (6-S) | 1899-12-31 | USD | 0 | Active | UNIVERSITY NEW MEXICO HOSPITAL
0000010349 | 1085130 | OXEQUIP HEALTH INDUSTRIES | 197 | 197 | REGULATORS/ SUCTION |  |  | NONE |  | 2017-06-15 | 12520 | MOTHER & BABY UNIT (3-E) BBRP | 1899-12-31 | USD | 0 | Active | UNIVERSITY NEW MEXICO HOSPITAL
0000010348 | 1085129 | OXEQUIP HEALTH INDUSTRIES | 197 | 197 | REGULATORS/ SUCTION |  |  | NONE |  | 2017-06-15 | 34150 | PEDIATRICS CLINIC | 1899-12-31 | USD | 0 | Active | UNIVERSITY NEW MEXICO HOSPITAL
0000010347 | 1085128 | OXEQUIP HEALTH INDUSTRIES | 197 | 197 | REGULATORS/ SUCTION |  |  | NONE |  | 2017-06-15 | 34150 | PEDIATRICS CLINIC | 1899-12-31 | USD | 0 | Active | UNIVERSITY NEW MEXICO HOSPITAL
0000010346 | 1085127 | OXEQUIP HEALTH INDUSTRIES | 197 | 197 | REGULATORS/ SUCTION |  |  | NONE |  | 2017-06-15 | 34150 | PEDIATRICS CLINIC | 1899-12-31 | USD | 0 | Active | UNIVERSITY NEW MEXICO HOSPITAL
0000010344 | 1085125 | OXEQUIP HEALTH INDUSTRIES | 197 | 197 | REGULATORS/ SUCTION |  |  | NONE |  | 2017-06-15 | 34150 | PEDIATRICS CLINIC | 1899-12-31 | USD | 0 | Active | UNIVERSITY NEW MEXICO HOSPITAL
0000010343 | 1085124 | OXEQUIP HEALTH INDUSTRIES | 197 | 197 | REGULATORS/ SUCTION |  |  | NONE |  | 2017-06-15 | 34350 | MEDICINE CLINIC | 1899-12-31 | USD | 0 | Active | UNIVERSITY NEW MEXICO HOSPITAL
0000010340 | 1085123 | OXEQUIP HEALTH INDUSTRIES | 197 | 197 | REGULATORS/ SUCTION |  |  | NONE |  | 2017-06-15 | 34150 | PEDIATRICS CLINIC | 1899-12-31 | USD | 0 | Active | UNIVERSITY NEW MEXICO HOSPITAL
0000010339 | 1085122 | OXEQUIP HEALTH INDUSTRIES | 197 | 197 | REGULATORS/ SUCTION |  |  | NONE |  | 2017-06-15 | 34150 | PEDIATRICS CLINIC | 1899-12-31 | USD | 0 | Active | UNIVERSITY NEW MEXICO HOSPITAL
0000010338 | 1085121 | OXEQUIP HEALTH INDUSTRIES | 197 | 197 | REGULATORS/ SUCTION |  |  | NONE |  | 2017-06-15 | 34150 | PEDIATRICS CLINIC | 1899-12-31 | USD | 0 | Active | UNIVERSITY NEW MEXICO HOSPITAL
0000010337 | 1085120 | OXEQUIP HEALTH INDUSTRIES | 197 | 197 | REGULATORS/ SUCTION |  |  | NONE |  | 2017-06-15 | 34150 | PEDIATRICS CLINIC | 1899-12-31 | USD | 0 | Active | UNIVERSITY NEW MEXICO HOSPITAL
0000010336 | 1085119 | OXEQUIP HEALTH INDUSTRIES | 197 | 197 | REGULATORS/ SUCTION |  |  | NONE |  | 2017-06-15 | 21015 | ED-NORTH | 1899-12-31 | USD | 0 | Active | UNIVERSITY NEW MEXICO HOSPITAL
0000010334 | 1085118 | OXEQUIP HEALTH INDUSTRIES | 197 | 197 | REGULATORS/ SUCTION |  |  | NONE |  | 2017-06-15 | 34150 | PEDIATRICS CLINIC | 1899-12-31 | USD | 0 | Active | UNIVERSITY NEW MEXICO HOSPITAL
0000010333 | 1085117 | OXEQUIP HEALTH INDUSTRIES | 197 | 197 | REGULATORS/ SUCTION |  |  | NONE |  | 2017-06-15 | 34150 | PEDIATRICS CLINIC | 1899-12-31 | USD | 0 | Active | UNIVERSITY NEW MEXICO HOSPITAL
0000010332 | 1085116 | OXEQUIP HEALTH INDUSTRIES | 197 | 197 | REGULATORS/ SUCTION |  |  | NONE |  | 2017-06-15 | 34150 | PEDIATRICS CLINIC | 1899-12-31 | USD | 0 | Active | UNIVERSITY NEW MEXICO HOSPITAL
0000010810 | 1085191 | OXEQUIP HEALTH INDUSTRIES | 197 | 197 | REGULATORS/ SUCTION |  |  | NONE |  | 2017-06-15 | 34150 | PEDIATRICS CLINIC | 1899-12-31 | USD | 0 | Active | UNIVERSITY NEW MEXICO HOSPITAL
0000010807 | 1085189 | OXEQUIP HEALTH INDUSTRIES | 197 | 197 | REGULATORS/ SUCTION |  |  | NONE |  | 2017-06-15 | 34150 | PEDIATRICS CLINIC | 1899-12-31 | USD | 0 | Active | UNIVERSITY NEW MEXICO HOSPITAL
0000010804 | 1085187 | OXEQUIP HEALTH INDUSTRIES | 197 | 197 | REGULATORS/ SUCTION |  |  | NONE |  | 2017-06-15 | 21015 | ED-NORTH | 1899-12-31 | USD | 0 | Active | UNIVERSITY NEW MEXICO HOSPITAL
0000011007 | 1085222 | OXEQUIP HEALTH INDUSTRIES | 197 | 197 | REGULATORS/ SUCTION |  |  | NONE |  | 2017-06-15 | 12460 | PEDIATRIC ICU | 1899-12-31 | USD | 0 | Active | UNIVERSITY NEW MEXICO HOSPITAL
0000010363 | 1439684 | OXEQUIP HEALTH INDUSTRIES | 197 | 197 | REGULATORS/ SUCTION |  |  | NONE |  | 2017-06-15 | 12410 | PEDIATRIC SPECIALTY CARE | 1899-12-31 | USD | 0 | Active | UNIVERSITY NEW MEXICO HOSPITAL
0000010360 | 1085140 | OXEQUIP HEALTH INDUSTRIES | 197 | 197 | REGULATORS/ SUCTION |  |  | NONE |  | 2017-06-15 | 34150 | PEDIATRICS CLINIC | 1899-12-31 | USD | 0 | Active | UNIVERSITY NEW MEXICO HOSPITAL
0000010359 | 1085139 | OXEQUIP HEALTH INDUSTRIES | 197 | 197 | REGULATORS/ SUCTION |  |  | NONE |  | 2017-06-15 | 34150 | PEDIATRICS CLINIC | 1899-12-31 | USD | 0 | Active | UNIVERSITY NEW MEXICO HOSPITAL
0000010358 | 1085138 | OXEQUIP HEALTH INDUSTRIES | 197 | 197 | REGULATORS/ SUCTION |  |  | NONE |  | 2017-06-15 | 34150 | PEDIATRICS CLINIC | 1899-12-31 | USD | 0 | Active | UNIVERSITY NEW MEXICO HOSPITAL
0000010357 | 1085137 | OXEQUIP HEALTH INDUSTRIES | 197 | 197 | REGULATORS/ SUCTION |  |  | NONE |  | 2017-06-15 | 34350 | MEDICINE CLINIC | 1899-12-31 | USD | 0 | Active | UNIVERSITY NEW MEXICO HOSPITAL
0000010356 | 1085136 | OXEQUIP HEALTH INDUSTRIES | 197 | 197 | REGULATORS/ SUCTION |  |  | NONE |  | 2017-06-15 | 34350 | MEDICINE CLINIC | 1899-12-31 | USD | 0 | Active | UNIVERSITY NEW MEXICO HOSPITAL
0000010355 | 1085135 | OXEQUIP HEALTH INDUSTRIES | 197 | 197 | REGULATORS/ SUCTION |  |  | NONE |  | 2017-06-15 | 34350 | MEDICINE CLINIC | 1899-12-31 | USD | 0 | Active | UNIVERSITY NEW MEXICO HOSPITAL
0000010354 | 1085134 | OXEQUIP HEALTH INDUSTRIES | 197 | 197 | REGULATORS/ SUCTION |  |  | NONE |  | 2017-06-15 | 34230 | SURGICAL SPECIALTIES | 1899-12-31 | USD | 0 | Active | UNIVERSITY NEW MEXICO HOSPITAL
0000010353 | 1085133 | OXEQUIP HEALTH INDUSTRIES | 197 | 197 | REGULATORS/ SUCTION |  |  | NONE |  | 2017-06-15 | 34110 | WOMEN'S HEALTH CENTER | 1899-12-31 | USD | 0 | Active | UNIVERSITY NEW MEXICO HOSPITAL
0000010352 | 1085132 | OXEQUIP HEALTH INDUSTRIES | 197 | 197 | REGULATORS/ SUCTION |  |  | NONE |  | 2017-06-15 | 34350 | MEDICINE CLINIC | 1899-12-31 | USD | 0 | Active | UNIVERSITY NEW MEXICO HOSPITAL
0000010351 | 1085131 | OXEQUIP HEALTH INDUSTRIES | 197 | 197 | REGULATORS/ SUCTION |  |  | NONE |  | 2017-06-15 | 34150 | PEDIATRICS CLINIC | 1899-12-31 | USD | 0 | Active | UNIVERSITY NEW MEXICO HOSPITAL
0000010350 | 1144219 | OXEQUIP HEALTH INDUSTRIES | 197 | 197 | REGULATORS/ SUCTION |  |  | NONE |  | 2017-06-15 | 12455 | NEWBORN ICU | 1899-12-31 | USD | 0 | Active | UNIVERSITY NEW MEXICO HOSPITAL
0000014115 | 1085289 | OXEQUIP HEALTH INDUSTRIES | 197 | 197 | REGULATORS/ SUCTION |  |  | NONE |  | 2017-06-15 | 21015 | ED-NORTH | 1899-12-31 | USD | 0 | Active | UNIVERSITY NEW MEXICO HOSPITAL
0000012439 | 1085243 | OXEQUIP HEALTH INDUSTRIES | 197 | 197 | REGULATORS/ SUCTION |  |  | NONE |  | 2017-06-15 | 15065 | PRE-ANESTHESIA CLINIC | 1899-12-31 | USD | 0 | Active | UNIVERSITY NEW MEXICO HOSPITAL
0000014881 | 1144221 | OXEQUIP HEALTH INDUSTRIES | 197 | 197 | REGULATORS/ SUCTION |  |  | NONE |  | 2017-06-15 | 12455 | NEWBORN ICU | 1899-12-31 | USD | 0 | Active | UNIVERSITY NEW MEXICO HOSPITAL
0000012357 | 1085240 | OXEQUIP HEALTH INDUSTRIES | 197 | 197 | REGULATORS/ SUCTION |  |  | NONE |  | 2017-06-15 | 15065 | PRE-ANESTHESIA CLINIC | 1899-12-31 | USD | 0 | Active | UNIVERSITY NEW MEXICO HOSPITAL
0000012283 | 1085238 | OXEQUIP HEALTH INDUSTRIES | 197 | 197 | REGULATORS/ SUCTION |  |  | NONE |  | 2017-06-15 | 15040 | PACU (RECOVERY ROOM 1) | 1899-12-31 | USD | 0 | Active | UNIVERSITY NEW MEXICO HOSPITAL
0000013604 | 1085279 | OXEQUIP HEALTH INDUSTRIES | 197 | 197 | REGULATORS/ SUCTION |  |  | NONE |  | 2017-06-15 | 12455 | NEWBORN ICU | 1899-12-31 | USD | 0 | Active | UNIVERSITY NEW MEXICO HOSPITAL
0000013155 | 1085262 | OXEQUIP HEALTH INDUSTRIES | 197 | 197 | REGULATORS/ SUCTION |  |  | NONE |  | 2017-06-15 | 21015 | ED-NORTH | 1899-12-31 | USD | 0 | Active | UNIVERSITY NEW MEXICO HOSPITAL
0000013152 | 1085261 | OXEQUIP HEALTH INDUSTRIES | 197 | 197 | REGULATORS/ SUCTION |  |  | N/A |  | 2017-06-15 | 15010 | STERILE PROCESSING | 1899-12-31 | USD | 0 | Active | UNIVERSITY NEW MEXICO HOSPITAL
0000012167 | 1085236 | OXEQUIP HEALTH INDUSTRIES | 197 | 197 | REGULATORS/ SUCTION |  |  | NONE |  | 2017-06-15 | 21015 | ED-NORTH | 1899-12-31 | USD | 0 | Active | UNIVERSITY NEW MEXICO HOSPITAL
0000012148 | 1085235 | OXEQUIP HEALTH INDUSTRIES | 197 | 197 | REGULATORS/ SUCTION |  |  | NONE |  | 2017-06-15 | 15010 | STERILE PROCESSING | 1899-12-31 | USD | 0 | Active | UNIVERSITY NEW MEXICO HOSPITAL
0000013117 | 1085259 | OXEQUIP HEALTH INDUSTRIES | 197 | 197 | REGULATORS/ SUCTION |  |  | N/A |  | 2017-06-15 | 15010 | STERILE PROCESSING | 1899-12-31 | USD | 0 | Active | UNIVERSITY NEW MEXICO HOSPITAL
0000012044 | 1085229 | OXEQUIP HEALTH INDUSTRIES | 197 | 197 | REGULATORS/ SUCTION |  |  | NONE |  | 2017-06-15 | 12360 | NEUROSCIENCE | 1899-12-31 | USD | 0 | Active | UNIVERSITY NEW MEXICO HOSPITAL
0000012027 | 1085228 | OXEQUIP HEALTH INDUSTRIES | 197 | 197 | REGULATORS/ SUCTION |  |  | NONE |  | 2017-06-15 | 21015 | ED-NORTH | 1899-12-31 | USD | 0 | Active | UNIVERSITY NEW MEXICO HOSPITAL
0000015959 | 1085383 | OXEQUIP HEALTH INDUSTRIES | 197 | 197 | REGULATORS/ SUCTION |  |  | NONE |  | 2017-06-15 | 21015 | ED-NORTH | 1899-12-31 | USD | 0 | Active | UNIVERSITY NEW MEXICO HOSPITAL
0000015473 | 1141069 | OXEQUIP HEALTH INDUSTRIES | 197 | 197 | REGULATORS/ SUCTION |  |  | NONE |  | 2017-06-15 | 71520 | PULMONARY DIAGNOSTICS | 1899-12-31 | USD | 0 | Active | UNIVERSITY NEW MEXICO HOSPITAL
0000015455 | 1422240 | OXEQUIP HEALTH INDUSTRIES | 197 | 197 | REGULATORS/ SUCTION |  |  | NONE |  | 2017-06-15 | 15010 | STERILE PROCESSING | 1899-12-31 | USD | 0 | Active | UNIVERSITY NEW MEXICO HOSPITAL
0000015291 | 1085341 | OXEQUIP HEALTH INDUSTRIES | 197 | 197 | REGULATORS/ SUCTION |  |  | NONE |  | 2017-06-15 | 21015 | ED-NORTH | 1899-12-31 | USD | 0 | Active | UNIVERSITY NEW MEXICO HOSPITAL
0000015160 | 1085331 | OXEQUIP HEALTH INDUSTRIES | 197 | 197 | REGULATORS/ SUCTION |  |  | N/A |  | 2017-06-15 | 21015 | ED-NORTH | 1899-12-31 | USD | 0 | Active | UNIVERSITY NEW MEXICO HOSPITAL
0000015072 | 1085320 | OXEQUIP HEALTH INDUSTRIES | 197 | 197 | REGULATORS/ SUCTION |  |  | N/A |  | 2017-06-15 | 21015 | ED-NORTH | 1899-12-31 | USD | 0 | Active | UNIVERSITY NEW MEXICO HOSPITAL
0000013394 | 1085268 | OXEQUIP HEALTH INDUSTRIES | 197 | 197 | REGULATORS/ SUCTION |  |  | NONE |  | 2017-06-15 | 12210 | CORONARY CARE SUBACUTE | 1899-12-31 | USD | 0 | Active | UNIVERSITY NEW MEXICO HOSPITAL
0000012481 | 1440362 | OXEQUIP HEALTH INDUSTRIES | 197 | 197 | REGULATORS/ SUCTION |  |  | NONE |  | 2017-06-15 | 12455 | NEWBORN ICU | 1899-12-31 | USD | 0 | Active | UNIVERSITY NEW MEXICO HOSPITAL
0000010009 | 1085006 | OXEQUIP HEALTH INDUSTRIES | 197 | 197 | REGULATORS/ SUCTION |  |  | NONE |  | 2017-06-15 | 34150 | PEDIATRICS CLINIC | 1899-12-31 | USD | 0 | Active | UNIVERSITY NEW MEXICO HOSPITAL
0000010004 | 1085005 | OXEQUIP HEALTH INDUSTRIES | 197 | 197 | REGULATORS/ SUCTION |  |  | NONE |  | 2017-06-15 | 21015 | ED-NORTH | 1899-12-31 | USD | 0 | Active | UNIVERSITY NEW MEXICO HOSPITAL
0000010015 | 1085008 | OXEQUIP HEALTH INDUSTRIES | 197 | 197 | REGULATORS/ SUCTION |  |  | NONE |  | 2017-06-15 | 70020 | ENDOSCOPY CENTER | 1899-12-31 | USD | 0 | Active | UNIVERSITY NEW MEXICO HOSPITAL
0000010013 | 1085007 | OXEQUIP HEALTH INDUSTRIES | 197 | 197 | REGULATORS/ SUCTION |  |  | NONE |  | 2017-06-15 | 12455 | NEWBORN ICU | 1899-12-31 | USD | 0 | Active | UNIVERSITY NEW MEXICO HOSPITAL
0000010010 | 1142681 | OXEQUIP HEALTH INDUSTRIES | 197 | 197 | REGULATORS/ SUCTION |  |  | NONE |  | 2017-06-15 | 12415 | INTERMEDIATE CARE NURSERY | 1899-12-31 | USD | 0 | Active | UNIVERSITY NEW MEXICO HOSPITAL
0000030088 | 1214817 | ALLIED HEALTHCARE PRODUCTS INC | VACUTRON | VACUTRON | REGULATORS/ SUCTION |  |  | 4-98 |  | 2017-06-15 | 21015 | ED-NORTH | 1899-12-31 | USD | 0 | Active | UNIVERSITY NEW MEXICO HOSPITAL
0000032353 | 1215000 | ALLIED HEALTHCARE PRODUCTS INC | VACUTRON | VACUTRON | REGULATORS/ SUCTION |  |  | N/A |  | 2017-06-15 | 12480 | CTH REHAB-ORTHO UNIT | 1899-12-31 | USD | 0 | Active | UNIVERSITY NEW MEXICO HOSPITAL
0000032340 | 1214989 | ALLIED HEALTHCARE PRODUCTS INC | VACUTRON | VACUTRON | REGULATORS/ SUCTION |  |  | NONE | 2005-04-20 | 2017-06-15 | 12240 | GENERAL SURGERY (6-S) | 1899-12-31 | USD | 0 | Active | UNIVERSITY NEW MEXICO HOSPITAL
0000027118 | 1214603 | ALLIED HEALTHCARE PRODUCTS INC | VACUTRON | VACUTRON | REGULATORS/ SUCTION |  |  | N/A |  | 2017-06-15 | 12480 | CTH REHAB-ORTHO UNIT | 1899-12-31 | USD | 0 | Active | UNIVERSITY NEW MEXICO HOSPITAL
0000010996 | 1085221 | OHIO MEDICAL PRODUCTS | NO MODEL NAME | NO MODEL NUMBER | REGULATORS/ SUCTION |  |  | AKCF12102 |  | 2017-06-15 | 12520 | MOTHER & BABY UNIT (3-E) BBRP | 1899-12-31 | USD | 0 | Active | UNIVERSITY NEW MEXICO HOSPITAL
| 385406 | DYNATECH NEVEDA INC | 454A | 454A | TESTERS/ ELECTROSURGICAL UNIT |  |  | 445 | 2017-03-22 | 2018-03-15 | 95700 | CLINICAL ENGINEERING | 1899-12-31 | USD | 0 | Active | UNIVERSITY NEW MEXICO HOSPITAL
| 385405 | DYNATECH NEVEDA INC | 454A | 454A | TESTERS/ ELECTROSURGICAL UNIT |  |  | 1792 | 2017-03-22 | 2018-03-15 | 95700 | CLINICAL ENGINEERING | 1899-12-31 | USD | 0 | Active | UNIVERSITY NEW MEXICO HOSPITAL
0000049562 | 1216903 | CIDA | NO MODEL NAME | NO MODEL NUMBER | LIGHTS/ EXAMINATION |  |  | NONE |  | 2017-06-15 | 34255 | POST TRANSPLANT CLINIC | 1899-12-31 | USD | 0 | Active | UNIVERSITY NEW MEXICO HOSPITAL
0000020545 | 1142583 | OLYMPUS AMERICA INC | ILK-3 | ILK-3 | LIGHT SOURCES/ FIBEROPTIC |  |  | 75200203 | 2016-12-01 | 2017-12-15 | 34230 | SURGICAL SPECIALTIES | 1899-12-31 | USD | 0 | Active | UNIVERSITY NEW MEXICO HOSPITAL
0000010715 | 1085166 | WORTH | SINGLE | SINGLE | OPHTHALMIC FIXATION UNITS |  |  | NONE |  | 2017-06-15 | 34610 | OPHTHALMOLOGY ON SITE CLINIC | 1899-12-31 | USD | 0 | Active | UNIVERSITY NEW MEXICO HOSPITAL
0000034510 | 1140103 | HEINE | EN80 | EN80 | OPHTHALMOSCOPE/OTOSCOPES |  |  | 0/7851 |  | 2017-06-15 | 12110 | NEUROSCIENCE ICU | 1899-12-31 | USD | 0 | Active | UNIVERSITY NEW MEXICO HOSPITAL
0000038788 | 1144018 | HEWLETT-PACKARD CO | M1351A | M1351A | MONITORS/ BEDSIDE/ FETAL |  |  | 3221G02775 | 2016-12-22 | 2017-12-15 | 70060 | FIXED WING TRANSPORT | 1899-12-31 | USD | 0 | Active | UNIVERSITY NEW MEXICO HOSPITAL
0000032398 | 1215029 | MEDASONICS INC | FP3B | FP3B | FETAL HEART DETECTORS/ ULTRASONIC |  |  | BT036979 |  | 2017-06-15 | 12000 | LABOR AND DELIVERY | 1899-12-31 | USD | 0 | Active | UNIVERSITY NEW MEXICO HOSPITAL
0000052056 | 1144809 | BD | 03803T | 03803T | OXYGEN-AIR PROPORTIONERS |  | H389851 | AFF01204 | 2017-02-28 | 2018-02-15 | 12455 | NEWBORN ICU | 1899-12-31 | USD | 830 | Reactivated | UNIVERSITY NEW MEXICO HOSPITAL
0000052055 | 1141899 | BD | 03803T | 03803T | OXYGEN-AIR PROPORTIONERS |  | 389851 | AFF01202 | 2016-11-23 | 2017-11-15 | 12455 | NEWBORN ICU | 1899-12-31 | USD | 830 | Reactivated | UNIVERSITY NEW MEXICO HOSPITAL
0000052054 | 1141977 | BD | 03803T | 03803T | OXYGEN-AIR PROPORTIONERS |  | H389851 | AFF01203 | 2016-09-29 | 2017-09-15 | 71510 | PULMONARY SERVICES | 1899-12-31 | USD | 830 | Reactivated | UNIVERSITY NEW MEXICO HOSPITAL
0000049452 | 1141475 | IBM CORP | T 160 | T 160 | MONITORS/ VIDEO |  |  | 6656-HG2 |  | 2017-06-15 | 70020 | ENDOSCOPY CENTER | 1899-12-31 | USD | 0 | Active | UNIVERSITY NEW MEXICO HOSPITAL
0000046214 | 1216636 | BIODEX MEDICAL SYSTEMS INC | 056-672 | 056-672 | TABLES/ EXAMINATION/TREATMENT |  |  | 302398 | 2009-05-15 | 2017-06-15 | 75085 | OSIS RADIOLOGY | 1899-12-31 | USD | 0 | Active | UNIVERSITY NEW MEXICO HOSPITAL
0000046212 | 1216635 | BIODEX MEDICAL SYSTEMS INC | 056-672 | 056-672 | TABLES/ EXAMINATION/TREATMENT |  |  | 302400 | 2009-05-27 | 2017-06-15 | 75085 | OSIS RADIOLOGY | 1899-12-31 | USD | 0 | Active | UNIVERSITY NEW MEXICO HOSPITAL
0000049810 | 1217000 | BIODEX MEDICAL SYSTEMS INC | 056-672 | 056-672 | TABLES/ EXAMINATION/TREATMENT |  |  | 0406720 |  | 2017-06-15 | 30030 | CTH OUTPATIENT CLINIC | 1899-12-31 | USD | 0 | Active | UNIVERSITY NEW MEXICO HOSPITAL
0000010696 | 1085157 | CARL ZEISS INC MICROSCOPY & IMAGING SYSTEMS | 309939 | 309939 | SLIT LAMPS |  |  | NONE | 2016-11-30 | 2017-11-15 | 32055 | 1209 CLINIC | 1899-12-31 | USD | 0 | Active | UNIVERSITY NEW MEXICO HOSPITAL
0000033626 | 1215250 | IIYAMA ELECTRIC CO LTD | MF-8617T | MF-8617T | MONITORS/ VIDEO |  |  | C6036020 |  | 2017-06-15 | 71030 | HEART STATION | 1899-12-31 | USD | 0 | Active | UNIVERSITY NEW MEXICO HOSPITAL
0000049607 | 1216921 |  | 11-500-7-S | 11-500-7-S | STIRRERS |  |  | 772950307060 |  | 2017-06-15 | 34120 | REPRO/ENDO CLINIC | 1899-12-31 | USD | 0 | Active | UNIVERSITY NEW MEXICO HOSPITAL
101334 | 1422004 | MAQUET INC | HANAULUX BLUELINE 80 | HANAULUX BLUELINE 80 | LIGHTS/ EXAMINATION |  |  | 56077852AR010779 |  | 2017-04-15 | 12120 | MEDICAL/CARDIAC ICU |  | USD |  | Active | UNIVERSITY NEW MEXICO HOSPITAL
55933 | 1096583 | CHATTANOOGA GROUP DIV ENCORE MEDICAL CORP | VITALSTIM | VITALSTIM | STIMULATORS/ ELECTRICAL/ NEUROMUSCULAR | FOUND |  | 2005-2939 0216436 | 2011-11-21 | 2011-11-15 | 76020 | SPEECH/LANGUAGE PATHOLOGY |  | USD |  | Active | UNIVERSITY NEW MEXICO HOSPITAL
83690 | 1163172 | UNICO | G380 | G380 | MICROSCOPES |  |  | 20100371 | 2016-12-22 | 2017-12-15 | 54080 | UNMMG - TRUMAN ST. CLINIC |  | USD |  | Reactivated | UNIVERSITY NEW MEXICO HOSPITAL
95876 | 1478101 | SCALE-TRONIX INC | 4802 | 4802 | SCALES/ INFANT |  |  | CNV | 2017-07-12 | 2018-07-15 | 21020 | PEDIATRIC EMERGENCY DEPARTMENT |  | USD |  | Active | UNIVERSITY NEW MEXICO HOSPITAL
68119 | 1144500 | GRASON-STADLER INC | GSI 18 | GSI 18 | AUDIOMETERS | FOUND |  | AX090303 | 2016-11-01 | 2017-11-15 | 60400 | CPC ACUTE SERVICES |  | USD |  | Active | UNIVERSITY NEW MEXICO HOSPITAL
82248 | 1040592 | SCALE-TRONIX INC | 4802 | 4802 | SCALES/ INFANT |  |  | CNV | 2017-05-29 | 2017-11-15 | 32055 | 1209 CLINIC |  | USD |  | Active | UNIVERSITY NEW MEXICO HOSPITAL
98168 | 1397885 | INTERNATIONAL TECHNIDYNE CORP | HEMOCHRON SIGNATURE ELITE | HEMOCHRON SIGNATURE | ANALYZERS/ POINT-OF-CARE/ WHOLE BLOOD/ HEMATOLOGY | FOUND |  | SE5583 |  | 2017-06-15 | 70050 | ECMO |  | USD |  | Active | UNIVERSITY NEW MEXICO HOSPITAL
83767 | 1163253 | SCALE-TRONIX INC | 4802 | 4802 | SCALES/ INFANT | 2000199 |  | 4802-21416 | 2016-01-01 | 2017-01-15 | 30030 | CTH OUTPATIENT CLINIC |  | USD | 1995 | Active | UNIVERSITY NEW MEXICO HOSPITAL
89246 | 1478252 | INTERNATIONAL TECHNIDYNE CORP | HEMOCHRON SIGNATURE ELITE | HEMOCHRON SIGNATURE | ANALYZERS/ POINT-OF-CARE/ WHOLE BLOOD/ HEMATOLOGY |  |  | SE11694 |  | 2017-05-15 | 71040 | CARDIAC CATH LAB |  | USD |  | Active | UNIVERSITY NEW MEXICO HOSPITAL
64283 | 1162969 | SCALE-TRONIX INC | 4802 | 4802 | SCALES/ INFANT | Found |  | 4802-15867 | 2016-10-05 | 2017-10-15 | 12520 | MOTHER & BABY UNIT (3-E) BBRP |  | USD |  | Active | UNIVERSITY NEW MEXICO HOSPITAL
95688 | 1477902 | INTERNATIONAL TECHNIDYNE CORP | HEMOCHRON SIGNATURE ELITE | HEMOCHRON SIGNATURE | ANALYZERS/ POINT-OF-CARE/ WHOLE BLOOD/ HEMATOLOGY |  |  | SE11747 | 2016-06-29 | 2016-06-15 | 75025 | RADIOLOGY - INTERVENTIONAL RAD |  | USD |  | Active | UNIVERSITY NEW MEXICO HOSPITAL
83689 | 1163171 | TANITA CORP OF AMERICA INC | WB-3000 | WB-3000 | SCALES/ PATIENT | found |  | 09070272 | 2015-12-10 | 2016-12-15 | 54080 | UNMMG - TRUMAN ST. CLINIC |  | USD |  | Active | UNIVERSITY NEW MEXICO HOSPITAL
95356 | 1477566 | INTERNATIONAL TECHNIDYNE CORP | HEMOCHRON SIGNATURE ELITE | HEMOCHRON SIGNATURE | ANALYZERS/ POINT-OF-CARE/ WHOLE BLOOD/ HEMATOLOGY | 1170756-0-CAP |  | SE10458 | 2016-05-23 | 2016-05-15 | 15045 | PACU - BBRP |  | USD | 6000 | Active | UNIVERSITY NEW MEXICO HOSPITAL
ACN 14250 | 1439743 | SUN MEDICAL INC | MICRO STIM PLUS | MICRO STIM PLUS | STIMULATORS/ ELECTRICAL/ NEUROMUSCULAR |  |  | EB0045110 |  | 2017-03-15 | 12460 | PEDIATRIC ICU |  | USD |  | Active | UNIVERSITY NEW MEXICO HOSPITAL
95355 | 1477565 | INTERNATIONAL TECHNIDYNE CORP | HEMOCHRON SIGNATURE ELITE | HEMOCHRON SIGNATURE | ANALYZERS/ POINT-OF-CARE/ WHOLE BLOOD/ HEMATOLOGY | 1170756-0-CAP |  | SE10195 | 2016-05-23 | 2016-05-15 | 15000 | OPERATING ROOM |  | USD | 6000 | Active | UNIVERSITY NEW MEXICO HOSPITAL
101328 | 1447553 | OR SOLUTIONS INC | ORS-2057D | ORS-2057D | WARMING UNITS/ MULTIPURPOSE | FOUND |  | 49625 | 2017-06-20 | 2018-06-15 | 15000 | OPERATING ROOM |  | USD |  | Active | UNIVERSITY NEW MEXICO HOSPITAL
95354 | 1477564 | INTERNATIONAL TECHNIDYNE CORP | HEMOCHRON SIGNATURE ELITE | HEMOCHRON SIGNATURE | ANALYZERS/ POINT-OF-CARE/ WHOLE BLOOD/ HEMATOLOGY | 1170756-0-CAP |  | SE10114 | 2016-05-23 | 2016-05-15 | 15000 | OPERATING ROOM |  | USD | 6000 | Active | UNIVERSITY NEW MEXICO HOSPITAL
91741 | 1379690 - VERIFY | MIDMARK CORP | 604 (604-001) | 604 (604-001) | TABLES/ EXAMINATION/TREATMENT |  |  | CNV |  | 2017-06-15 | 30080 | NORTH VALLEY CLINIC |  | USD |  | Active | UNIVERSITY NEW MEXICO HOSPITAL
95353 | 1477563 | INTERNATIONAL TECHNIDYNE CORP | HEMOCHRON SIGNATURE ELITE | HEMOCHRON SIGNATURE | ANALYZERS/ POINT-OF-CARE/ WHOLE BLOOD/ HEMATOLOGY | 1170756-0-CAP |  | SE10353 | 2016-05-23 | 2016-05-15 | 15000 | OPERATING ROOM |  | USD | 6000 | Active | UNIVERSITY NEW MEXICO HOSPITAL
101619 | 1448290 | MIDMARK CORP | 604 (604-001) | 604 (604-001) | TABLES/ EXAMINATION/TREATMENT |  |  | V434331 |  | 2017-06-15 | 34125 | WOMEN'S FACULTY & MIDWIFE CLIN |  | USD |  | Active | UNIVERSITY NEW MEXICO HOSPITAL
64417 | 1040896 | HEMOCUE INC | HB 201+ | HB 201+ | ANALYZERS/ POINT-OF-CARE/ WHOLE BLOOD/ HEMATOLOGY/ HEMOGLOBIN | FOUND |  | 0722620015 | 2017-02-24 | 2018-02-15 | 15500 | OSIS OPERATING ROOM |  | USD |  | Active | UNIVERSITY NEW MEXICO HOSPITAL
101815 | 1447835 | MIDMARK CORP | 604 (604-001) | 604 (604-001) | TABLES/ EXAMINATION/TREATMENT |  |  | V434371 |  | 2017-06-15 | 34125 | WOMEN'S FACULTY & MIDWIFE CLIN |  | USD |  | Active | UNIVERSITY NEW MEXICO HOSPITAL
80825 | 1161795 | HEMOCUE INC | HB 201+ | HB 201+ | ANALYZERS/ POINT-OF-CARE/ WHOLE BLOOD/ HEMATOLOGY/ HEMOGLOBIN | FOUND |  | 0915013153 | 2015-05-27 | 2015-06-15 | B9935 | School Based Health Center |  | USD | 0.1 | Active | UNIVERSITY NEW MEXICO HOSPITAL
101814 | 1447833 | MIDMARK CORP | 604 (604-001) | 604 (604-001) | TABLES/ EXAMINATION/TREATMENT |  |  | V4340403 |  | 2017-06-15 | 34125 | WOMEN'S FACULTY & MIDWIFE CLIN |  | USD |  | Active | UNIVERSITY NEW MEXICO HOSPITAL
80826 | 1161796 | HEMOCUE INC | HB 201+ | HB 201+ | ANALYZERS/ POINT-OF-CARE/ WHOLE BLOOD/ HEMATOLOGY/ HEMOGLOBIN | FOUND |  | 0913013203 | 2015-05-27 | 2015-06-15 | B9935 | School Based Health Center |  | USD | 0.1 | Active | UNIVERSITY NEW MEXICO HOSPITAL
101812 | 1447830 | MIDMARK CORP | 604 (604-001) | 604 (604-001) | TABLES/ EXAMINATION/TREATMENT |  |  | v43436 |  | 2017-06-15 | 34125 | WOMEN'S FACULTY & MIDWIFE CLIN |  | USD |  | Active | UNIVERSITY NEW MEXICO HOSPITAL
80823 | 1161793 | HEMOCUE INC | HB 201+ | HB 201+ | ANALYZERS/ POINT-OF-CARE/ WHOLE BLOOD/ HEMATOLOGY/ HEMOGLOBIN | FOUND |  | 0915013152 | 2015-05-27 | 2015-06-15 | B9935 | School Based Health Center |  | USD | 0.1 | Active | UNIVERSITY NEW MEXICO HOSPITAL
101710 | 1447160 | MIDMARK CORP | 604 (604-001) | 604 (604-001) | TABLES/ EXAMINATION/TREATMENT |  |  | V34353 |  | 2017-06-15 | 34110 | WOMEN'S HEALTH CENTER |  | USD |  | Active | UNIVERSITY NEW MEXICO HOSPITAL
80827 | 1161797 | HEMOCUE INC | HB 201+ | HB 201+ | ANALYZERS/ POINT-OF-CARE/ WHOLE BLOOD/ HEMATOLOGY/ HEMOGLOBIN | FOUND |  | 0915013154 | 2015-05-27 | 2015-06-15 | B9935 | School Based Health Center |  | USD | 0.1 | Active | UNIVERSITY NEW MEXICO HOSPITAL
101985 | 1447976 | MIDMARK CORP | 604 (604-001) | 604 (604-001) | TABLES/ EXAMINATION/TREATMENT |  |  | CNV |  | 2017-06-15 | 30080 | NORTH VALLEY CLINIC |  | USD |  | Active | UNIVERSITY NEW MEXICO HOSPITAL
70705 | 1085555 | KARL STORZ ENDOSCOPY-AMERICA INC | XENON 300(20133120-1) | XENON 300(20133120-1 | LIGHT SOURCES/ FIBEROPTIC | 565645 |  | TY0672562 | 2016-10-14 | 2017-10-15 | 15005 | OPERATING ROOM - BBRP |  | USD | 73335.16 | Active | UNIVERSITY NEW MEXICO HOSPITAL
101984 | 1447977 | MIDMARK CORP | 604 (604-001) | 604 (604-001) | TABLES/ EXAMINATION/TREATMENT |  |  | CNV |  | 2017-06-15 | 30080 | NORTH VALLEY CLINIC |  | USD |  | Active | UNIVERSITY NEW MEXICO HOSPITAL
91375 | 1040681 | SCALE-TRONIX INC | 5122 | 5122 | SCALES/ PATIENT/ PLATFORM/ ELECTRONIC |  |  | 5122-1425 | 2017-05-29 | 2017-12-15 | 34610 | OPHTHALMOLOGY ON SITE CLINIC |  | USD |  | Active | UNIVERSITY NEW MEXICO HOSPITAL
91176 | 1379658 | MIDMARK CORP | 604 (604-001) | 604 (604-001) | TABLES/ EXAMINATION/TREATMENT |  |  | CNV |  | 2017-06-15 | 30080 | NORTH VALLEY CLINIC |  | USD |  | Active | UNIVERSITY NEW MEXICO HOSPITAL
91779 | 1379528 | SCALE-TRONIX INC | 5122 | 5122 | SCALES/ PATIENT/ PLATFORM/ ELECTRONIC |  |  | 5122-1787 | 2017-05-29 | 2018-01-15 | 34655 | DERMATOLOGY CLINIC 1021 MED |  | USD |  | Active | UNIVERSITY NEW MEXICO HOSPITAL
95927 | 1478117 | MIDMARK CORP | 604 (604-001) | 604 (604-001) | TABLES/ EXAMINATION/TREATMENT |  |  | CNV |  | 2017-05-15 | 34655 | DERMATOLOGY CLINIC 1021 MED |  | USD |  | Active | UNIVERSITY NEW MEXICO HOSPITAL
64782 | 1026472 | SCALE-TRONIX INC | 5122 | 5122 | SCALES/ PATIENT/ PLATFORM/ ELECTRONIC | Found |  | 5122-721 | 2016-07-01 | 2017-07-15 | 21035 | URGENT CARE CENTER |  | USD |  | Active | UNIVERSITY NEW MEXICO HOSPITAL
62150 | 1448482 | MIDMARK CORP | 604 (604-001) | 604 (604-001) | TABLES/ EXAMINATION/TREATMENT |  |  | V444350 |  | 2017-05-15 | 34530 | ORTHOPAEDICS FACULTY CLINIC |  | USD |  | Active | UNIVERSITY NEW MEXICO HOSPITAL
64258 | 1140708 | SCALE-TRONIX INC | 5122 | 5122 | SCALES/ PATIENT/ PLATFORM/ ELECTRONIC | found |  | 5122-676 | 2017-05-24 | 2018-05-15 | 12130 | TRAUMA/SURGICAL ICU |  | USD | 0.01 | Reactivated | UNIVERSITY NEW MEXICO HOSPITAL
83735 | 1163227 | MIDMARK CORP | 604 (604-001) | 604 (604-001) | TABLES/ EXAMINATION/TREATMENT |  |  | V1323238 |  | 2017-05-15 | 34250 | UROLOGY |  | USD |  | Active | UNIVERSITY NEW MEXICO HOSPITAL
ACN 43466 | 1085672 | IVAC CORP | TEMP PLUS II | 2080 | THERMOMETERS/ ELECTRONIC |  |  | 3653931 |  | 2017-03-15 | 12460 | PEDIATRIC ICU |  | USD |  | Active | UNIVERSITY NEW MEXICO HOSPITAL
95244 | 1478354 | MIDMARK CORP | 604 (604-001) | 604 (604-001) | TABLES/ EXAMINATION/TREATMENT |  |  | CNV |  | 2017-05-15 | 34540 | SPORTS MEDICINE |  | USD |  | Active | UNIVERSITY NEW MEXICO HOSPITAL
62523 | 1085501 | NOT ASSIGNED | 1190ES | 1190ES | EXERCISERS/ CLIMBING |  |  | T0701580222 | 2011-01-11 | 2011-01-15 | 71020 | CARDIAC REHAB |  | USD |  | Active | UNIVERSITY NEW MEXICO HOSPITAL
82481 | 1161995 | MIDMARK CORP | 604 (604-001) | 604 (604-001) | TABLES/ EXAMINATION/TREATMENT | FOUND |  | V557287 | 2012-02-27 | 2012-02-15 | 32065 | M & FP-NW VALLEY-1231 CAN |  | USD |  | Active | UNIVERSITY NEW MEXICO HOSPITAL
82639 | 1162338 | ALLIED HEALTHCARE PRODUCTS INC | S3000 | S3000 | NEBULIZERS | FOUND |  | 0599-00005964 | 2017-01-13 | 2018-01-15 | 12035 | UPC INPATIENT ADULT SERVICES |  | USD |  | Active | UNIVERSITY NEW MEXICO HOSPITAL
70701 | 1085551 | MIDMARK CORP | 604 (604-001) | 604 (604-001) | TABLES/ EXAMINATION/TREATMENT | 563105 | 563105 | V1050591 | 2011-08-10 | 2011-10-15 | 32045 | SOUTHWEST MESA CLINIC |  | USD | 1265.13 | Active | UNIVERSITY NEW MEXICO HOSPITAL
70565 | 1085681 | PHILIPS HEALTHCARE | REMSTAR AUTO A-FLEX | REMSTAR AUTO A-FLEX | CONTINUOUS POSITIVE AIRWAY PRESSURE UNITS | 414217 |  | H02634989-7369 | 2017-02-23 | 2018-02-15 | 34015 | SLEEP DISORDERS CENTER 1101-2 |  | USD | 0 | Active | UNIVERSITY NEW MEXICO HOSPITAL
70700 | 1085550 | MIDMARK CORP | 604 (604-001) | 604 (604-001) | TABLES/ EXAMINATION/TREATMENT | 563107 | 563107 | V1050467 |  | 2011-08-15 | 32065 | M & FP-NW VALLEY-1231 CAN |  | USD | 1265.13 | Active | UNIVERSITY NEW MEXICO HOSPITAL
27081 | 1447463 | HILL-ROM INC | 71110 | 71110 | OPHTHALMOSCOPE/OTOSCOPES |  |  | 71500 |  | 2017-06-15 | 32040 | NE HEIGHTS CLINIC |  | USD |  | Active | UNIVERSITY NEW MEXICO HOSPITAL
70297 | 1084435 | ARMEDICA MFG CORP | PERFORMA (553739) | PERFORMA | TABLES/ EXAMINATION/TREATMENT/ ADJUSTABLE/ PHYSICAL THERAPY | FOUND |  | 21335 | 2011-02-22 | 2011-02-15 | 76015 | REHABILITATION OUTPATIENT 1025 |  | USD |  | Active | UNIVERSITY NEW MEXICO HOSPITAL
98028 | 1399775 | NIHON KOHDEN (AMERICA) INC | NEUROFAX (EEG-1200A ) | NEUROFAX (EEG-1200A | ELECTROENCEPHALOGRAPHS | 1177923-0-cap |  | 02524 |  | 2017-09-15 | 78010 | NEURODIAGNOSTICS LAB |  | USD |  | Active | UNIVERSITY NEW MEXICO HOSPITAL
80696 | 1096175 | MEDASONICS INC | TRIA II | TRIA II | BLOOD-FLOW DETECTORS/ ULTRASONIC | found |  | ts22462 | 2012-08-31 | 2012-08-15 | 32040 | NE HEIGHTS CLINIC |  | USD | 0.01 | Active | UNIVERSITY NEW MEXICO HOSPITAL
98029 | 139978 | NIHON KOHDEN (AMERICA) INC | NEUROFAX (EEG-1200A ) | NEUROFAX (EEG-1200A | ELECTROENCEPHALOGRAPHS | 1177923-0-cap |  | 02523 |  | 2017-09-15 | 78010 | NEURODIAGNOSTICS LAB |  | USD |  | Active | UNIVERSITY NEW MEXICO HOSPITAL
95326 | 1446772 | KARL STORZ ENDOSCOPY-AMERICA INC | 9601G | 9601G | CARTS/ OTHER |  |  | 100490029 |  | 2017-05-15 | 15500 | OSIS OPERATING ROOM |  | USD |  | Active | UNIVERSITY NEW MEXICO HOSPITAL
101497 | 1446550 | NATIONAL DISPLAY SYSTEMS | SC-SX19-A1A11 | SC-SX19-A1A11 | MONITORS/ VIDEO |  |  | 06-82393 |  | 2017-04-15 | 15000 | OPERATING ROOM |  | USD |  | Active | UNIVERSITY NEW MEXICO HOSPITAL
ACN 95381 | 1477591 | ARJO HOSPITAL EQUIPMENT INC | MAXI SKY 600 (LD10201) | MAXI SKY 600 (LD1020 | LIFTS/ PATIENT TRANSFER |  |  | CNV | 2017-01-17 | 2018-01-15 | 12480 | CTH REHAB-ORTHO UNIT |  | USD |  | Active | UNIVERSITY NEW MEXICO HOSPITAL
82471 | 1096858 | CARDINAL HEALTH INC | PARI | PARI | NEBULIZERS | FOUND |  | ZT011A82 | 2016-07-29 | 2017-07-15 | 9025 | CLINICAL AND TRANSLATIONAL SCIENCE CENTER (07) |  | USD |  | Active | UNIVERSITY NEW MEXICO HOSPITAL
ACN 95382 | 1477592 | ARJO HOSPITAL EQUIPMENT INC | MAXI SKY 600 (LD10201) | MAXI SKY 600 (LD1020 | LIFTS/ PATIENT TRANSFER |  |  | CNV | 2017-03-10 | 2018-03-15 | 12480 | CTH REHAB-ORTHO UNIT |  | USD |  | Active | UNIVERSITY NEW MEXICO HOSPITAL
80425 | 1085481 | SONY CORP OF AMERICA | UP-895MD | UP-895MD | PRINTERS/ VIDEO |  |  | 204391 |  | 2011-01-15 | 15000 | OPERATING ROOM |  | USD |  | Active | UNIVERSITY NEW MEXICO HOSPITAL
98419 | 1421520 | ARJO HOSPITAL EQUIPMENT INC | MAXI SKY 600 (LD10201) | MAXI SKY 600 (LD1020 | LIFTS/ PATIENT TRANSFER | FOUND |  | 897115100383 | 2017-01-04 | 2017-12-15 | 12320 | GENERAL MEDICINE (5-W) |  | USD |  | Active | UNIVERSITY NEW MEXICO HOSPITAL
98381 | 1399993 | AEROGEN (IRELAND) LTD | AERONEB PRO-X | AERONEB PRO-X | NEBULIZERS/ NONHEATED | FOUND |  | AP-1402832 | 2016-12-21 | 2016-12-15 | 71510 | PULMONARY SERVICES |  | USD |  | Active | UNIVERSITY NEW MEXICO HOSPITAL
80270 | 1085750 | GE HEALTHCARE | PRO 300 V2 | PRO 300 V2 | MONITORING SYSTEMS/ PHYSIOLOGIC |  |  | CNV | 2017-05-29 | 2017-10-15 | 34315 | CLINICAL NEUROSCIENCE CENTER |  | USD |  | Active | UNIVERSITY NEW MEXICO HOSPITAL
98380 | 1399992 | AEROGEN (IRELAND) LTD | AERONEB PRO-X | AERONEB PRO-X | NEBULIZERS/ NONHEATED | FOUND |  | AP-1402797 | 2016-12-21 | 2016-12-15 | 71510 | PULMONARY SERVICES |  | USD |  | Active | UNIVERSITY NEW MEXICO HOSPITAL
82799 | 1162077 | GE HEALTHCARE | SOLAR 8000I | SOLAR 8000I | MONITORING SYSTEMS/ PHYSIOLOGIC |  |  | SE411373375GA | 2017-05-01 | 2018-05-15 | 15500 | OSIS OPERATING ROOM |  | USD |  | Active | UNIVERSITY NEW MEXICO HOSPITAL
98379 | 1397898 | AEROGEN (IRELAND) LTD | AERONEB PRO-X | AERONEB PRO-X | NEBULIZERS/ NONHEATED | FOUND |  | AP-1303124 | 2016-12-21 | 2016-12-15 | 71510 | PULMONARY SERVICES |  | USD |  | Active | UNIVERSITY NEW MEXICO HOSPITAL
82806 | 1447427 | GE HEALTHCARE | SOLAR 8000I | SOLAR 8000I | MONITORING SYSTEMS/ PHYSIOLOGIC |  |  | SE411373381GA | 2017-05-12 | 2018-05-15 | 15500 | OSIS OPERATING ROOM |  | USD |  | Active | UNIVERSITY NEW MEXICO HOSPITAL
| 1198508 | FLUKE BIOMEDICAL CORP | PV350 | PV350 | PRESSURE METERS/ DIGITAL | FOUND |  | NSN | 2017-03-22 | 2017-03-15 | 95700 | CLINICAL ENGINEERING |  | USD |  | Active | UNIVERSITY NEW MEXICO HOSPITAL
82803 | 1162081 | GE HEALTHCARE | TRAM (451N) | TRAM (451N) | MODULES/ MULTIPARAMETERS |  |  | SBB11410828GA | 2017-05-04 | 2018-05-15 | 15500 | OSIS OPERATING ROOM |  | USD |  | Active | UNIVERSITY NEW MEXICO HOSPITAL
68760 | 1077384 | OLYMPUS AMERICA INC | EVIS EXERA II CV-180 | EVIS EXERA II CV-180 | VIDEO IMAGE PROCESSORS/ ENDOSCOPIC |  |  | 7889789 |  | 2017-04-15 | 15000 | OPERATING ROOM |  | USD |  | Active | UNIVERSITY NEW MEXICO HOSPITAL
82797 | 1162074 | GE HEALTHCARE | TRAM (451N) | TRAM (451N) | MODULES/ MULTIPARAMETERS |  |  | SBB11410846GA | 2017-05-04 | 2018-05-15 | 15500 | OSIS OPERATING ROOM |  | USD |  | Active | UNIVERSITY NEW MEXICO HOSPITAL
95317 | 1380307 | MEDTRONIC INC | STEALTHSTATION S7 | STEALTHSTATION S7 | STEREOTACTIC SYSTEMS |  |  | N06672232 | 2017-04-28 | 2018-04-15 | 15000 | OPERATING ROOM |  | USD |  | Active | UNIVERSITY NEW MEXICO HOSPITAL
80059 | 1085976 | MEDTRONIC INC | OXIMAX | N-85 | OXIMETERS/ PULSE | FOUND |  | 97522587 | 2017-07-06 | 2017-08-15 | 12230 | GEN MED/SAC (4-W) |  | USD |  | Reactivated | UNIVERSITY NEW MEXICO HOSPITAL
84601 | 1199025 | MEDTRONIC INC | STEALTHSTATION S7 | STEALTHSTATION S7 | STEREOTACTIC SYSTEMS |  |  | N04110671 |  | 2017-09-15 | 15000 | OPERATING ROOM |  | USD |  | Active | UNIVERSITY NEW MEXICO HOSPITAL
82229 | 1085466 | GE HEALTHCARE | DASH 5000 | DASH 5000 | MONITORING SYSTEMS/ PHYSIOLOGIC |  |  | SD009047736GR | 2017-04-27 | 2018-04-15 | 12430 | GENERAL PEDIATRICS UNIT |  | USD |  | Active | UNIVERSITY NEW MEXICO HOSPITAL
68414 | 1083723 | CS MEDICAL INC | TD-100 | TD-100 | DISINFECTORS |  |  | 1020299 |  | 2017-04-15 | 15055 | ANESTHESIA |  | USD |  | Active | UNIVERSITY NEW MEXICO HOSPITAL
82235 | 1143502 | GE HEALTHCARE | DASH 5000 | DASH 5000 | MONITORING SYSTEMS/ PHYSIOLOGIC |  |  | SD008505497GR | 2017-04-27 | 2018-04-15 | 12430 | GENERAL PEDIATRICS UNIT |  | USD |  | Active | UNIVERSITY NEW MEXICO HOSPITAL
80421 | 1096916 | TRUE FITNESS | TRUE Z8 | TRUE Z8 | TREADMILLS |  |  | CNV | 2017-05-29 | 2018-01-15 | 71020 | CARDIAC REHAB |  | USD |  | Active | UNIVERSITY NEW MEXICO HOSPITAL
82231 | 1085464 | GE HEALTHCARE | DASH 5000 | DASH 5000 | MONITORING SYSTEMS/ PHYSIOLOGIC |  |  | SD008419661GR | 2017-04-27 | 2018-04-15 | 12430 | GENERAL PEDIATRICS UNIT |  | USD |  | Active | UNIVERSITY NEW MEXICO HOSPITAL
91134 | 1258984 | MEDTRONIC INC | TONO-PEN XL | TONO-PEN XL | TONOMETERS/ OPHTHALMIC |  |  | 03SD7110 | 2017-01-24 | 2017-12-15 | 34610 | OPHTHALMOLOGY ON SITE CLINIC |  | USD |  | Active | UNIVERSITY NEW MEXICO HOSPITAL
82232 | 1085463 | GE HEALTHCARE | DASH 5000 | DASH 5000 | MONITORING SYSTEMS/ PHYSIOLOGIC |  |  | SD008077060GR | 2017-04-27 | 2018-04-15 | 12430 | GENERAL PEDIATRICS UNIT |  | USD |  | Active | UNIVERSITY NEW MEXICO HOSPITAL
95118 | 1478087 | GE HEALTHCARE | PANDA IRES | PANDA IRES | WARMING UNITS/ PATIENT/ RADIANT/ INFANT |  |  | PBWV60336 | 2016-10-01 | 2017-10-15 | 12520 | MOTHER & BABY UNIT (3-E) BBRP |  | USD |  | Active | UNIVERSITY NEW MEXICO HOSPITAL
83794 | 1163380 | MEDELA INC | LACTINA SELECT | LACTINA SELECT | PUMPS/ BREAST | FOUND |  | 680456 | 2015-02-27 | 2016-02-15 | 12455 | NEWBORN ICU |  | USD | 0 | Active | UNIVERSITY NEW MEXICO HOSPITAL
95117 | 1478279 | GE HEALTHCARE | PANDA IRES | PANDA IRES | WARMING UNITS/ PATIENT/ RADIANT/ INFANT |  |  | PBWV60337 | 2016-10-01 | 2017-10-15 | 12520 | MOTHER & BABY UNIT (3-E) BBRP |  | USD |  | Active | UNIVERSITY NEW MEXICO HOSPITAL
101916 | 1329133 | NEURO TECHNOLOGY INC | MICROSTIM | MICROSTIM | STIMULATORS/ ELECTRICAL/ PERIPHERAL NERVE |  |  | 1386 |  | 2017-06-15 | 30090 | UNMMG - CENTER FOR LIFE CLINIC |  | USD |  | Active | UNIVERSITY NEW MEXICO HOSPITAL
80903 | 1096159 | SAGE PRODUCTS INC | 7938 | 7938 | WARMING UNITS | 577372 | 577372 | 11002-118 | 2015-07-13 | 2015-07-15 | 12110 | NEUROSCIENCE ICU |  | USD | 0 | Active | UNIVERSITY NEW MEXICO HOSPITAL
91049 | 1329367 | DRAEGER MEDICAL INC | D-VAPOR DESFLURANE | D-VAPOR DESFLURANE | ANESTHESIA UNIT VAPORIZERS | CONSIGNMENT |  | ASCJ-0491 | 2017-01-11 | 2018-01-15 | 15055 | ANESTHESIA |  | USD |  | Active | UNIVERSITY NEW MEXICO HOSPITAL
80904 | 1096160 | SAGE PRODUCTS INC | 7938 | 7938 | WARMING UNITS | 577372 | 577372 | 11002-161 | 2015-05-08 | 2015-05-15 | 12130 | TRAUMA/SURGICAL ICU |  | USD | 0 | Active | UNIVERSITY NEW MEXICO HOSPITAL
82783 | 1096678 | DRAEGER MEDICAL INC | D-VAPOR DESFLURANE | D-VAPOR DESFLURANE | ANESTHESIA UNIT VAPORIZERS | REPLACN67313 |  | ARWE-0211 | 2017-01-01 | 2018-01-15 | 15515 | OSIS ANESTHESIA |  | USD | 0 | Active | UNIVERSITY NEW MEXICO HOSPITAL
80905 | 1096161 | SAGE PRODUCTS INC | 7938 | 7938 | WARMING UNITS | 577372 | 577372 | 11002-043 | 2015-05-26 | 2015-05-15 | 12120 | MEDICAL/CARDIAC ICU |  | USD | 0 | Active | UNIVERSITY NEW MEXICO HOSPITAL
ACN 70332 | 1162011 | SCALE-TRONIX INC | 4502 | 4502 | SCALES/ DIAPER |  |  | 4502-676 | 2016-04-01 | 2017-04-15 | 12410 | PEDIATRIC SPECIALTY CARE |  | USD |  | Active | UNIVERSITY NEW MEXICO HOSPITAL
91514 | 1040736 | HEALTHCARE SERVICE AND SUPPLY | ALP 501 | 501 | COMPRESSION UNITS/ INTERMITTENT |  |  | 17250 |  | 2017-04-15 | 78010 | NEURODIAGNOSTICS LAB |  | USD |  | Active | UNIVERSITY NEW MEXICO HOSPITAL
46289 | 1162401 | 3M HEALTH CARE | ATTEST 290 | ATTEST 290 | STERILIZATION PROCESS INDICATORS | FOUND |  | 202290 | 2013-03-05 | 2013-03-15 | 15010 | STERILE PROCESSING |  | USD |  | Active | UNIVERSITY NEW MEXICO HOSPITAL
91516 | 1040713 | HEALTHCARE SERVICE AND SUPPLY | ALP 501 | 501 | COMPRESSION UNITS/ INTERMITTENT |  |  | CNV |  | 2017-04-15 | 12350 | CRC/CTC (5-E) |  | USD |  | Active | UNIVERSITY NEW MEXICO HOSPITAL
70981 | 1143632 | NELLCOR INC | OXIMAX N-600X | OXIMAX N-600X | OXIMETERS/ PULSE | FOUND |  | G10808441 | 2016-10-01 | 2017-10-15 | 34340 | PAIN CLINIC |  | USD |  | Active | UNIVERSITY NEW MEXICO HOSPITAL
95313 | 1478009 | HEALTHCARE SERVICE AND SUPPLY | ALP 501 | 501 | COMPRESSION UNITS/ INTERMITTENT |  |  | 34254 |  | 2017-04-15 | 15000 | OPERATING ROOM |  | USD |  | Active | UNIVERSITY NEW MEXICO HOSPITAL
46493 | 1447720 | SCALE-TRONIX INC | 6702 | 6702 | SCALES/ PATIENT/ WHEELCHAIR | found |  | 6702-4766 | 2016-11-01 | 2017-11-15 | 32055 | 1209 CLINIC |  | USD |  | Active | UNIVERSITY NEW MEXICO HOSPITAL
95795 | 1477973 | HEALTHCARE SERVICE AND SUPPLY | ALP 501 | 501 | COMPRESSION UNITS/ INTERMITTENT |  |  | 30246 |  | 2017-04-15 | 15005 | OPERATING ROOM - BBRP |  | USD |  | Active | UNIVERSITY NEW MEXICO HOSPITAL
80630 | 1096122 | SCALE-TRONIX INC | 6702 | 6702 | SCALES/ PATIENT/ WHEELCHAIR | 556226 | 556226 | 6702-5829 | 2016-10-01 | 2017-10-15 | 34315 | CLINICAL NEUROSCIENCE CENTER |  | USD | 3400 | Active | UNIVERSITY NEW MEXICO HOSPITAL
91513 | 1040735 | HEALTHCARE SERVICE AND SUPPLY | ALP 501 | 501 | COMPRESSION UNITS/ INTERMITTENT |  |  | +M153ALP50105 |  | 2017-04-15 | 12310 | ADULT ONCOLOGY MED/SURG |  | USD |  | Active | UNIVERSITY NEW MEXICO HOSPITAL
83728 | 1163232 | SCALE-TRONIX INC | 6002 | 6002 | SCALES/ PATIENT/ PLATFORM/ ELECTRONIC | Found |  | 6002-7481 | 2016-12-01 | 2017-12-15 | 34250 | UROLOGY |  | USD |  | Active | UNIVERSITY NEW MEXICO HOSPITAL
95122 | 1478003 | HEALTHCARE SERVICE AND SUPPLY | ALP 501 | 501 | COMPRESSION UNITS/ INTERMITTENT |  |  | 30242 |  | 2017-04-15 | 12460 | PEDIATRIC ICU |  | USD |  | Active | UNIVERSITY NEW MEXICO HOSPITAL
ACN 62799 | 1440137 | PRECISION MEDICAL INC | PM3400 | PM3400 | REGULATORS/ SUCTION |  |  | 004542 |  | 2017-03-15 | 12455 | NEWBORN ICU |  | USD |  | Active | UNIVERSITY NEW MEXICO HOSPITAL
91505 | 1040727 | HEALTHCARE SERVICE AND SUPPLY | ALP 501 | 501 | COMPRESSION UNITS/ INTERMITTENT |  |  | 23501 |  | 2017-04-15 | 12340 | SURGICAL SPECIALITY UNIT (4-S) |  | USD |  | Active | UNIVERSITY NEW MEXICO HOSPITAL
ACN 43787 | 1439637 | PRECISION MEDICAL INC | PM3400 | PM3400 | REGULATORS/ SUCTION |  |  | 02046 |  | 2017-03-15 | 12430 | GENERAL PEDIATRICS UNIT |  | USD |  | Active | UNIVERSITY NEW MEXICO HOSPITAL
91500 | 1040722 | HEALTHCARE SERVICE AND SUPPLY | ALP 501 | 501 | COMPRESSION UNITS/ INTERMITTENT |  |  | CNV |  | 2017-04-15 | 12330 | FAMILY PRACTICE (3-N) |  | USD |  | Active | UNIVERSITY NEW MEXICO HOSPITAL
ACN 43788 | 1439708 | PRECISION MEDICAL INC | PM3400 | PM3400 | REGULATORS/ SUCTION |  |  | 02047 |  | 2017-03-15 | 12430 | GENERAL PEDIATRICS UNIT |  | USD |  | Active | UNIVERSITY NEW MEXICO HOSPITAL
91507 | 1040729 | HEALTHCARE SERVICE AND SUPPLY | ALP 501 | 501 | COMPRESSION UNITS/ INTERMITTENT |  |  | 10495 |  | 2017-04-15 | 15000 | OPERATING ROOM |  | USD |  | Active | UNIVERSITY NEW MEXICO HOSPITAL
ACN 43783 | 1439603 | PRECISION MEDICAL INC | PM3400 | PM3400 | REGULATORS/ SUCTION |  |  | 02042 |  | 2017-03-15 | 12430 | GENERAL PEDIATRICS UNIT |  | USD |  | Active | UNIVERSITY NEW MEXICO HOSPITAL
91502 | 1040724 | HEALTHCARE SERVICE AND SUPPLY | ALP 501 | 501 | COMPRESSION UNITS/ INTERMITTENT |  |  | 30947 |  | 2017-04-15 | 12340 | SURGICAL SPECIALITY UNIT (4-S) |  | USD |  | Active | UNIVERSITY NEW MEXICO HOSPITAL
101218 | 1440333 | MEDELA INC | SYMPHONY | SYMPHONY | PUMPS/ BREAST |  |  | 1404302 | 2017-04-27 | 2018-04-15 | 12415 | INTERMEDIATE CARE NURSERY |  | USD |  | Active | UNIVERSITY NEW MEXICO HOSPITAL
91499 | 1040721 | HEALTHCARE SERVICE AND SUPPLY | ALP 501 | 501 | COMPRESSION UNITS/ INTERMITTENT |  |  | 25988 |  | 2017-04-15 | 12250 | ORTHOPEDICS (3-S) |  | USD |  | Active | UNIVERSITY NEW MEXICO HOSPITAL
ACN 95798 | 1477941 | MEDELA INC | SYMPHONY | SYMPHONY | PUMPS/ BREAST |  |  | 1591053 | 2016-04-01 | 2017-04-15 | 12430 | GENERAL PEDIATRICS UNIT |  | USD |  | Active | UNIVERSITY NEW MEXICO HOSPITAL
91509 | 1040731 | HEALTHCARE SERVICE AND SUPPLY | ALP 501 | 501 | COMPRESSION UNITS/ INTERMITTENT |  |  | 25919 |  | 2017-04-15 | 12250 | ORTHOPEDICS (3-S) |  | USD |  | Active | UNIVERSITY NEW MEXICO HOSPITAL
ACN 95799 | 1477942 | MEDELA INC | SYMPHONY | SYMPHONY | PUMPS/ BREAST |  |  | 1591056 | 2017-04-28 | 2017-04-15 | 12430 | GENERAL PEDIATRICS UNIT |  | USD |  | Active | UNIVERSITY NEW MEXICO HOSPITAL
91498 | 1040720 | HEALTHCARE SERVICE AND SUPPLY | ALP 501 | 501 | COMPRESSION UNITS/ INTERMITTENT |  |  | 26028 |  | 2017-04-15 | 12360 | NEUROSCIENCE |  | USD |  | Active | UNIVERSITY NEW MEXICO HOSPITAL
62785 | 1085727 | CARD GUARD | KING OF HEARTS EXPRESS | LR080A-01 | RECORDERS/ ELECTRONIC STORAGE/ DATA | Found | Found | 6103643 | 2011-07-13 | 2011-07-15 | 71030 | HEART STATION |  | USD |  | Active | UNIVERSITY NEW MEXICO HOSPITAL
91515 | 1040712 | HEALTHCARE SERVICE AND SUPPLY | ALP 501 | 501 | COMPRESSION UNITS/ INTERMITTENT |  |  | 23507 |  | 2017-04-15 | 12350 | CRC/CTC (5-E) |  | USD |  | Active | UNIVERSITY NEW MEXICO HOSPITAL
95748 | 1477868 | DRAEGER MEDICAL INC | TI500 | TI500 | INCUBATORS/ INFANT/ TRANSPORT |  |  | CNV | 2017-04-28 | 2017-10-15 | 12520 | MOTHER & BABY UNIT (3-E) BBRP |  | USD |  | Active | UNIVERSITY NEW MEXICO HOSPITAL
91511 | 1040733 | HEALTHCARE SERVICE AND SUPPLY | ALP 501 | 501 | COMPRESSION UNITS/ INTERMITTENT |  |  | 23423 |  | 2017-04-15 | 12340 | SURGICAL SPECIALITY UNIT (4-S) |  | USD |  | Active | UNIVERSITY NEW MEXICO HOSPITAL
89719 | 1329155 | NIHON KOHDEN CORP | NOMAD | PMU800 | RECORDERS/ ELECTRONIC STORAGE/ DATA/ SLEEP/AWAKE |  |  | NMD-800003067 | 2017-02-01 | 2018-02-15 | 34015 | SLEEP DISORDERS CENTER 1101-2 |  | USD |  | Active | UNIVERSITY NEW MEXICO HOSPITAL
101270 | 1421891 | HEALTHCARE SERVICE AND SUPPLY | ALP 501 | 501 | COMPRESSION UNITS/ INTERMITTENT |  |  | +M153ALP50105 |  | 2017-04-15 | 12220 | MED/SURG SUBACUTE (4-E) |  | USD |  | Active | UNIVERSITY NEW MEXICO HOSPITAL
89595 | 1329154 | NIHON KOHDEN CORP | NOMAD | PMU800 | RECORDERS/ ELECTRONIC STORAGE/ DATA/ SLEEP/AWAKE |  |  | NMD-800003068 | 2017-02-01 | 2018-02-15 | 34015 | SLEEP DISORDERS CENTER 1101-2 |  | USD |  | Active | UNIVERSITY NEW MEXICO HOSPITAL
95126 | 1478007 | HEALTHCARE SERVICE AND SUPPLY | ALP 501 | 501 | COMPRESSION UNITS/ INTERMITTENT |  |  | 30227 |  | 2017-04-15 | 15005 | OPERATING ROOM - BBRP |  | USD |  | Active | UNIVERSITY NEW MEXICO HOSPITAL
98378 | 1397897 | SIEMENS HEALTHCARE | DCA VANTAGE | DCA VANTAGE | ANALYZERS/ POINT-OF-CARE/ WHOLE BLOOD/ GLUCOSE | 1194299 |  | S051109 | 2016-12-21 | 2016-12-15 | 32050 | WESTSIDE FAMILY & SENIOR HLTH |  | USD | 0.01 | Active | UNIVERSITY NEW MEXICO HOSPITAL
91506 | 1040728 | HEALTHCARE SERVICE AND SUPPLY | ALP 501 | 501 | COMPRESSION UNITS/ INTERMITTENT |  |  | 30893 |  | 2017-04-15 | 12130 | TRAUMA/SURGICAL ICU |  | USD |  | Active | UNIVERSITY NEW MEXICO HOSPITAL
98361 | 1398100 | SIEMENS HEALTHCARE | DCA VANTAGE | DCA VANTAGE | ANALYZERS/ POINT-OF-CARE/ WHOLE BLOOD/ GLUCOSE | found |  | 5021937 |  | 2017-10-15 | 34020 | DIABETES COMPREHENSV CARE CTR |  | USD |  | Active | UNIVERSITY NEW MEXICO HOSPITAL
91508 | 1040730 | HEALTHCARE SERVICE AND SUPPLY | ALP 501 | 501 | COMPRESSION UNITS/ INTERMITTENT |  |  | 30111 |  | 2017-04-15 | 12110 | NEUROSCIENCE ICU |  | USD |  | Active | UNIVERSITY NEW MEXICO HOSPITAL
82480 | 1161994 | HAMILTON CO | E-SERIES | E-SERIES | TABLES/ EXAMINATION/TREATMENT | FOUND |  | NONE | 2012-11-29 | 2012-11-15 | 32065 | M & FP-NW VALLEY-1231 CAN |  | USD |  | Active | UNIVERSITY NEW MEXICO HOSPITAL
ACN 95124 | 1478005 | HEALTHCARE SERVICE AND SUPPLY | ALP 501 | 501 | COMPRESSION UNITS/ INTERMITTENT |  |  | 27482 |  | 2017-03-15 | 95700 | CLINICAL ENGINEERING |  | USD |  | Active | UNIVERSITY NEW MEXICO HOSPITAL
82479 | 1161993 | HAMILTON CO | E-SERIES | E-SERIES | TABLES/ EXAMINATION/TREATMENT | FOUND |  | NONE | 2012-11-29 | 2012-11-15 | 32065 | M & FP-NW VALLEY-1231 CAN |  | USD |  | Active | UNIVERSITY NEW MEXICO HOSPITAL
ACN 95797 | 1477975 | HEALTHCARE SERVICE AND SUPPLY | ALP 501 | 501 | COMPRESSION UNITS/ INTERMITTENT |  |  | 28310 |  | 2017-03-15 | 95700 | CLINICAL ENGINEERING |  | USD |  | Active | UNIVERSITY NEW MEXICO HOSPITAL
83896 | 1163369 | WELCH ALLYN INC | SPOT VITAL SIGNS (42NTB-E1) | SPOT VITAL SIGNS (42 | MONITORING SYSTEMS/ PHYSIOLOGIC/ ACUTE CARE |  |  | 201007596 | 2016-12-01 | 2017-12-15 | 54080 | UNMMG - TRUMAN ST. CLINIC |  | USD |  | Reactivated | UNIVERSITY NEW MEXICO HOSPITAL
ACN 95766 | 1477977 | HEALTHCARE SERVICE AND SUPPLY | ALP 501 | 501 | COMPRESSION UNITS/ INTERMITTENT |  |  | 30229 |  | 2017-03-15 | 95700 | CLINICAL ENGINEERING |  | USD |  | Active | UNIVERSITY NEW MEXICO HOSPITAL
95325 | 1478460 | MEDTRONIC INC | NIM-RESPONSE 3.0 | NIM-RESPONSE 3.0 | NERVE LOCATORS |  |  | 1NR3-3473 | 2016-05-01 | 2017-05-15 | 15500 | OSIS OPERATING ROOM |  | USD |  | Active | UNIVERSITY NEW MEXICO HOSPITAL
ACN 95765 | 1477976 | HEALTHCARE SERVICE AND SUPPLY | ALP 501 | 501 | COMPRESSION UNITS/ INTERMITTENT |  |  | 27515 |  | 2017-03-15 | 95700 | CLINICAL ENGINEERING |  | USD |  | Active | UNIVERSITY NEW MEXICO HOSPITAL
101430 | 1448483 | HILL LABORATORIES CO | HILL ADJUSTABLE | HILL ADJUSTABLE | TABLES/ EXAMINATION/TREATMENT |  |  | CNV |  | 2017-05-15 | 34530 | ORTHOPAEDICS FACULTY CLINIC |  | USD |  | Active | UNIVERSITY NEW MEXICO HOSPITAL
ACN 95771 | 1478282 | HEALTHCARE SERVICE AND SUPPLY | ALP 501 | 501 | COMPRESSION UNITS/ INTERMITTENT |  |  | 34281 |  | 2017-03-15 | 75025 | RADIOLOGY - INTERVENTIONAL RAD |  | USD |  | Active | UNIVERSITY NEW MEXICO HOSPITAL
80674 | 1096157 | ZOLL CIRCULATION/ ALSIUS | THERMOGARD XP | THERMOGARD XP | COOLING UNITS | 567733 | 567733 | TGXP10114 | 2017-07-07 | 2018-07-15 | 12110 | NEUROSCIENCE ICU |  | USD | 34375.5 | Active | UNIVERSITY NEW MEXICO HOSPITAL
ACN 95770 | 1478281 | HEALTHCARE SERVICE AND SUPPLY | ALP 501 | 501 | COMPRESSION UNITS/ INTERMITTENT |  |  | 32185 |  | 2017-03-15 | 95700 | CLINICAL ENGINEERING |  | USD |  | Active | UNIVERSITY NEW MEXICO HOSPITAL
80681 | 1096158 | ZOLL CIRCULATION/ ALSIUS | THERMOGARD XP | THERMOGARD XP | COOLING UNITS | 567733 | 567733 | TGXP10111 | 2017-07-03 | 2018-07-15 | 12110 | NEUROSCIENCE ICU |  | USD | 34375.5 | Active | UNIVERSITY NEW MEXICO HOSPITAL
ACN 95772 | 1478283 | HEALTHCARE SERVICE AND SUPPLY | ALP 501 | 501 | COMPRESSION UNITS/ INTERMITTENT |  |  | 30228 |  | 2017-03-15 | 95700 | CLINICAL ENGINEERING |  | USD |  | Active | UNIVERSITY NEW MEXICO HOSPITAL
91813 | 1379558 | PHILIPS HEALTHCARE | FM-2 | FM-2 | MONITORS/ BEDSIDE/ FETAL |  |  | US11801825 | 2016-12-01 | 2017-12-15 | 70071 | LIFEGUARD-ROTOR |  | USD |  | Active | UNIVERSITY NEW MEXICO HOSPITAL
95983 | 1420379 | HEALTHCARE SERVICE AND SUPPLY | ALP 501 | 501 | COMPRESSION UNITS/ INTERMITTENT | FOUND |  | 3163 | 2016-08-23 | 2016-08-15 | 95700 | CLINICAL ENGINEERING |  | USD |  | Active | UNIVERSITY NEW MEXICO HOSPITAL
101523 | 1446571 | VOLCANO THERAPEUTICS INC | 802143-001 | 802143-001 | MODULES/ DATA/ TRANSFER |  |  | 069-13135-001 |  | 2017-05-15 | 71040 | CARDIAC CATH LAB |  | USD |  | Active | UNIVERSITY NEW MEXICO HOSPITAL
80319 | 1085800 | HEALTHCARE SERVICE AND SUPPLY | ALP 501 | 501 | COMPRESSION UNITS/ INTERMITTENT |  |  | 27572 | 2013-05-17 | 2014-05-15 | 12510 | WOMEN'S SPECIAL CARE |  | USD |  | Active | UNIVERSITY NEW MEXICO HOSPITAL
83760 | 1163202 | GE / MARQUETTE ELECTRONICS INC | TRAM4A | TRAM4A | RACKS/ MODULE |  |  | B4ST1242G | 2013-01-17 | 2013-01-15 | 12130 | TRAUMA/SURGICAL ICU |  | USD |  | Active | UNIVERSITY NEW MEXICO HOSPITAL
101531 | 1448378 | VIASYS HEALTHCARE INC | GSI AUDERA | GSI AUDERA | AUDITORY FUNCTION SCREENING DEVICES |  |  | 17045006 | 2017-05-29 | 2017-11-15 | 76025 | AUDIOLOGY |  | USD |  | Active | UNIVERSITY NEW MEXICO HOSPITAL
20272 | 1446663 | OXEQUIP HEALTH INDUSTRIES | OXEQUIP | OXEQUIP | REGULATORS/ SUCTION |  |  | 29193 |  | 2017-04-15 | 15055 | ANESTHESIA |  | USD |  | Active | UNIVERSITY NEW MEXICO HOSPITAL
ACN 91862 | 1040940 | FUJIFILM MEDICAL SYSTEMS USA | S-NERVE | S-NERVE | SCANNING SYSTEMS/ ULTRASONIC/ PORTABLE |  |  | 03J5LB |  | 2017-03-15 | 15045 | PACU - BBRP |  | USD |  | Active | UNIVERSITY NEW MEXICO HOSPITAL
27668 | 1447448 | OXEQUIP HEALTH INDUSTRIES | OXEQUIP | OXEQUIP | REGULATORS/ SUCTION |  |  | CNV |  | 2017-06-15 | 75000 | RADIOLOGY - GENERAL |  | USD |  | Active | UNIVERSITY NEW MEXICO HOSPITAL
101566 | 1446774 | STRYKER CORP | AHTO | 250-070-601 | SUCTION IRRIGATORS |  |  | 08C012784 | 2017-05-17 | 2018-05-15 | 15500 | OSIS OPERATING ROOM |  | USD |  | Active | UNIVERSITY NEW MEXICO HOSPITAL
16316 | 1446732 | OXEQUIP HEALTH INDUSTRIES | OXEQUIP | OXEQUIP | REGULATORS/ SUCTION |  |  | CNV |  | 2017-05-15 | 34315 | CLINICAL NEUROSCIENCE CENTER |  | USD |  | Active | UNIVERSITY NEW MEXICO HOSPITAL
80794 | 1096317 | GE HEALTHCARE | DASH PORT 2 | DASH PORT 2 | MODULES/ DATA/ TRANSFER |  |  | SE511118304GA |  | 2017-04-15 | 21020 | PEDIATRIC EMERGENCY DEPARTMENT |  | USD |  | Active | UNIVERSITY NEW MEXICO HOSPITAL
101774 | 1447422 | OXEQUIP HEALTH INDUSTRIES | OXEQUIP | OXEQUIP | REGULATORS/ SUCTION |  |  | CNV |  | 2017-05-15 | 15500 | OSIS OPERATING ROOM |  | USD |  | Active | UNIVERSITY NEW MEXICO HOSPITAL
80938 | 1096453 | GE HEALTHCARE | DASH PORT 2 | DASH PORT 2 | MODULES/ DATA/ TRANSFER |  |  | SE511128399GA |  | 2017-04-15 | 21015 | ED-NORTH |  | USD |  | Active | UNIVERSITY NEW MEXICO HOSPITAL
18551 | 1004924 | OXEQUIP HEALTH INDUSTRIES | OXEQUIP | OXEQUIP | REGULATORS/ SUCTION |  |  | CNV |  | 2017-05-15 | 75000 | RADIOLOGY - GENERAL |  | USD |  | Active | UNIVERSITY NEW MEXICO HOSPITAL
80263 | 1096327 | GE HEALTHCARE | DASH PORT 2 | DASH PORT 2 | MODULES/ DATA/ TRANSFER |  |  | SE511138462GA |  | 2017-04-15 | 21020 | PEDIATRIC EMERGENCY DEPARTMENT |  | USD |  | Active | UNIVERSITY NEW MEXICO HOSPITAL
101569 | 1446765 | OXEQUIP HEALTH INDUSTRIES | OXEQUIP | OXEQUIP | REGULATORS/ SUCTION |  |  | CNV |  | 2017-05-15 | 89025 | CLINICAL EDUCATION |  | USD |  | Active | UNIVERSITY NEW MEXICO HOSPITAL
80264 | 1096328 | GE HEALTHCARE | DASH PORT 2 | DASH PORT 2 | MODULES/ DATA/ TRANSFER |  |  | SE511118318GA |  | 2017-04-15 | 21020 | PEDIATRIC EMERGENCY DEPARTMENT |  | USD |  | Active | UNIVERSITY NEW MEXICO HOSPITAL
101570 | 1446763 | OXEQUIP HEALTH INDUSTRIES | OXEQUIP | OXEQUIP | REGULATORS/ SUCTION |  |  | CNV |  | 2017-05-15 | 89025 | CLINICAL EDUCATION |  | USD |  | Active | UNIVERSITY NEW MEXICO HOSPITAL
80806 | 1096324 | GE HEALTHCARE | DASH PORT 2 | DASH PORT 2 | MODULES/ DATA/ TRANSFER |  |  | SE511118326GA |  | 2017-04-15 | 21020 | PEDIATRIC EMERGENCY DEPARTMENT |  | USD |  | Active | UNIVERSITY NEW MEXICO HOSPITAL
21325 | 1447667 | OXEQUIP HEALTH INDUSTRIES | OXEQUIP | OXEQUIP | REGULATORS/ SUCTION |  |  | CNV |  | 2017-05-15 | 75090 | OSIS CT SCAN |  | USD |  | Active | UNIVERSITY NEW MEXICO HOSPITAL
80804 | 1096322 | GE HEALTHCARE | DASH PORT 2 | DASH PORT 2 | MODULES/ DATA/ TRANSFER |  |  | SE511118336GA |  | 2017-04-15 | 21020 | PEDIATRIC EMERGENCY DEPARTMENT |  | USD |  | Active | UNIVERSITY NEW MEXICO HOSPITAL
70300 | 1084438 | SAMMONS PRESTON ROLYAN AN ABILITY ONE CO | PERFORMA (0B1430065) | PERFORMA (0B1430065) | TABLES/ EXAMINATION/TREATMENT | FOUND |  | 24477 | 2011-02-22 | 2011-02-15 | 76015 | REHABILITATION OUTPATIENT 1025 |  | USD |  | Active | UNIVERSITY NEW MEXICO HOSPITAL
80816 | 1096320 | GE HEALTHCARE | DASH PORT 2 | DASH PORT 2 | MODULES/ DATA/ TRANSFER |  |  | SE511118298GA |  | 2017-04-15 | 21020 | PEDIATRIC EMERGENCY DEPARTMENT |  | USD |  | Active | UNIVERSITY NEW MEXICO HOSPITAL
70299 | 1084437 | SAMMONS PRESTON ROLYAN AN ABILITY ONE CO | PERFORMA (0B1430065) | PERFORMA (0B1430065) | TABLES/ EXAMINATION/TREATMENT | FOUND |  | 24476 | 2011-02-22 | 2011-02-15 | 76015 | REHABILITATION OUTPATIENT 1025 |  | USD |  | Active | UNIVERSITY NEW MEXICO HOSPITAL
80815 | 1096319 | GE HEALTHCARE | DASH PORT 2 | DASH PORT 2 | MODULES/ DATA/ TRANSFER |  |  | SE511138500GA |  | 2017-04-15 | 21020 | PEDIATRIC EMERGENCY DEPARTMENT |  | USD |  | Active | UNIVERSITY NEW MEXICO HOSPITAL
91170 | 1040534 | MEDTRONIC INC | FORCE TRIAD | FORCE TRIAD | ELECTROSURGICAL UNITS/ MONOPOLAR/ BIPOLAR |  |  | T4E41058EX | 2017-05-22 | 2018-05-15 | 15500 | OSIS OPERATING ROOM |  | USD |  | Active | UNIVERSITY NEW MEXICO HOSPITAL
80817 | 1096321 | GE HEALTHCARE | DASH PORT 2 | DASH PORT 2 | MODULES/ DATA/ TRANSFER |  |  | SE511118288GA |  | 2017-04-15 | 21020 | PEDIATRIC EMERGENCY DEPARTMENT |  | USD |  | Active | UNIVERSITY NEW MEXICO HOSPITAL
73713 | 1081349 | BIOSENSE WEBSTER | STOCKERT 70 | STOCKERT 70 | RADIOFREQUENCY THERAPY SYSTEMS/ TISSUE ABLATION | Found |  | ST-3329 | 2017-01-01 | 2018-01-15 | 71040 | CARDIAC CATH LAB |  | USD |  | Active | UNIVERSITY NEW MEXICO HOSPITAL
101311 | 1422304 | GE HEALTHCARE | DASH PORT 2 | DASH PORT 2 | MODULES/ DATA/ TRANSFER |  |  | SE511118335GA |  | 2017-04-15 | 21020 | PEDIATRIC EMERGENCY DEPARTMENT |  | USD |  | Active | UNIVERSITY NEW MEXICO HOSPITAL
80700 | 1096178 | BIOTRONIK INC | ICS 3000 | ICS 3000 | PROGRAMMER/TESTERS/IMPLANTABLE CARDIAC PACEMAKER |  |  | 61712455 | 2016-10-20 | 2017-10-15 | 34025 | CARDIOLOGY CLINIC |  | USD |  | Active | UNIVERSITY NEW MEXICO HOSPITAL
80814 | 1096318 | GE HEALTHCARE | DASH PORT 2 | DASH PORT 2 | MODULES/ DATA/ TRANSFER |  |  | SE511118292GA |  | 2017-04-15 | 21020 | PEDIATRIC EMERGENCY DEPARTMENT |  | USD |  | Active | UNIVERSITY NEW MEXICO HOSPITAL
80541 | 1085724 | SIERRA SCIENTIFIC INSTRUMENTS | ACCUTRAC PH-Z | ACCUTRAC PH-Z | ANALYZERS/PERISTALTIC MOTILITY/ESOPHAGEAL |  |  | 30127 | 2011-07-05 | 2011-07-15 | 70010 | DIGESTIVE DISEASE PROCEDURES |  | USD |  | Active | UNIVERSITY NEW MEXICO HOSPITAL
80813 | 1096313 | GE HEALTHCARE | DASH PORT 2 | DASH PORT 2 | MODULES/ DATA/ TRANSFER |  |  | SE511118314GA |  | 2017-04-15 | 21020 | PEDIATRIC EMERGENCY DEPARTMENT |  | USD |  | Active | UNIVERSITY NEW MEXICO HOSPITAL
70391 | 11111### | INTOXIMETERS | ALCO-SENSOR IV | ALCO-SENSOR IV | ANALYZERS/ POINT-OF-CARE/ BREATH/ ALCOHOL |  |  | 1029937 | 2016-10-27 | 2017-10-15 | 60640 | ASAP PRIMARY CARE CLINIC |  | USD |  | Active | UNIVERSITY NEW MEXICO HOSPITAL
80942 | 1096437 | GE HEALTHCARE | DASH PORT 2 | DASH PORT 2 | MODULES/ DATA/ TRANSFER |  |  | SE511138509GA |  | 2017-04-15 | 21015 | ED-NORTH |  | USD |  | Active | UNIVERSITY NEW MEXICO HOSPITAL
82810 | 1162087 | OLYMPIC MEDICAL CORP | 54344 | 54344 | DRYERS |  |  | 7096 | 2017-01-31 | 2017-07-15 | 15010 | STERILE PROCESSING |  | USD |  | Active | UNIVERSITY NEW MEXICO HOSPITAL
80865 | 1096084 | GE HEALTHCARE | DASH PORT 2 | DASH PORT 2 | MODULES/ DATA/ TRANSFER |  |  | SE511118333GA |  | 2017-04-15 | 21015 | ED-NORTH |  | USD |  | Active | UNIVERSITY NEW MEXICO HOSPITAL
98404 | 1421551 - verify | PRECISION MEDICAL INC | PM3300 | PM3300 | REGULATORS/ SUCTION |  |  | 244262 |  | 2017-04-15 | 12320 | GENERAL MEDICINE (5-W) |  | USD |  | Active | UNIVERSITY NEW MEXICO HOSPITAL
80803 | 1096312 | GE HEALTHCARE | DASH PORT 2 | DASH PORT 2 | MODULES/ DATA/ TRANSFER |  |  | SE511118324GA |  | 2017-04-15 | 21015 | ED-NORTH |  | USD |  | Active | UNIVERSITY NEW MEXICO HOSPITAL
98637 | 1421552 - verify | PRECISION MEDICAL INC | PM3300 | PM3300 | REGULATORS/ SUCTION |  |  | 244268 |  | 2017-04-15 | 12320 | GENERAL MEDICINE (5-W) |  | USD |  | Active | UNIVERSITY NEW MEXICO HOSPITAL
82125 | 1161877 | GE HEALTHCARE | DASH PORT 2 | DASH PORT 2 | MODULES/ DATA/ TRANSFER |  |  | SE511138538GA |  | 2017-04-15 | 21015 | ED-NORTH |  | USD |  | Active | UNIVERSITY NEW MEXICO HOSPITAL
98638 | 1421553 - verify | PRECISION MEDICAL INC | PM3300 | PM3300 | REGULATORS/ SUCTION |  |  | 244260 |  | 2017-04-15 | 12320 | GENERAL MEDICINE (5-W) |  | USD |  | Active | UNIVERSITY NEW MEXICO HOSPITAL
80913 | 1096419 | GE HEALTHCARE | DASH PORT 2 | DASH PORT 2 | MODULES/ DATA/ TRANSFER |  |  | SE511118323GA |  | 2017-04-15 | 21015 | ED-NORTH |  | USD |  | Active | UNIVERSITY NEW MEXICO HOSPITAL
101269 | 1421902 | PRECISION MEDICAL INC | PM3300 | PM3300 | REGULATORS/ SUCTION |  |  | 2211 |  | 2017-04-15 | 72040 | I/P HEMODIALYSIS |  | USD |  | Active | UNIVERSITY NEW MEXICO HOSPITAL
80863 | 1096331 | GE HEALTHCARE | DASH PORT 2 | DASH PORT 2 | MODULES/ DATA/ TRANSFER |  |  | SE511118285GA |  | 2017-04-15 | 21015 | ED-NORTH |  | USD |  | Active | UNIVERSITY NEW MEXICO HOSPITAL
101445 | 1447522 | PRECISION MEDICAL INC | PM3300 | PM3300 | REGULATORS/ SUCTION |  |  | 169594 |  | 2017-04-15 | 12220 | MED/SURG SUBACUTE (4-E) |  | USD |  | Active | UNIVERSITY NEW MEXICO HOSPITAL
80802 | 1096316 | GE HEALTHCARE | DASH PORT 2 | DASH PORT 2 | MODULES/ DATA/ TRANSFER |  |  | SE511118297GA |  | 2017-04-15 | 21015 | ED-NORTH |  | USD |  | Active | UNIVERSITY NEW MEXICO HOSPITAL
101263 | 1447560 | PRECISION MEDICAL INC | PM3300 | PM3300 | REGULATORS/ SUCTION |  |  | 231226 |  | 2017-04-15 | 71010 | PEDIATRIC CARDIOLOGY |  | USD |  | Active | UNIVERSITY NEW MEXICO HOSPITAL
80866 | 1096085 | GE HEALTHCARE | DASH PORT 2 | DASH PORT 2 | MODULES/ DATA/ TRANSFER |  |  | SE511118313GA |  | 2017-04-15 | 21015 | ED-NORTH |  | USD |  | Active | UNIVERSITY NEW MEXICO HOSPITAL
101277 | 1421901 | PRECISION MEDICAL INC | PM3300 | PM3300 | REGULATORS/ SUCTION |  |  | CNV |  | 2017-04-15 | 12320 | GENERAL MEDICINE (5-W) |  | USD |  | Active | UNIVERSITY NEW MEXICO HOSPITAL
80926 | 1096451 | GE HEALTHCARE | DASH PORT 2 | DASH PORT 2 | MODULES/ DATA/ TRANSFER |  |  | SE511128386GA |  | 2017-04-15 | 21015 | ED-NORTH |  | USD |  | Active | UNIVERSITY NEW MEXICO HOSPITAL
101440 | 1447597 | PRECISION MEDICAL INC | PM3300 | PM3300 | REGULATORS/ SUCTION |  |  | 231230 |  | 2017-04-15 | 71010 | PEDIATRIC CARDIOLOGY |  | USD |  | Active | UNIVERSITY NEW MEXICO HOSPITAL
80812 | 1096311 | GE HEALTHCARE | DASH PORT 2 | DASH PORT 2 | MODULES/ DATA/ TRANSFER |  |  | SE511118340GA |  | 2017-04-15 | 21015 | ED-NORTH |  | USD |  | Active | UNIVERSITY NEW MEXICO HOSPITAL
80776 | 1096226 | PRECISION MEDICAL INC | PM3300 | PM3300 | REGULATORS/ SUCTION |  |  | 180761 |  | 2017-04-15 | 78010 | NEURODIAGNOSTICS LAB |  | USD |  | Active | UNIVERSITY NEW MEXICO HOSPITAL
62175 | 1162966 | EARTHLITE MASSAGE TABLES INC | EVEREST | EVEREST | TABLES/ EXAMINATION/TREATMENT | FOUND |  | T702398 | 2012-10-24 | 2012-10-15 | 32030 | UNM LOBOCARE CLINIC |  | USD |  | Active | UNIVERSITY NEW MEXICO HOSPITAL
101439 | 1447596 | PRECISION MEDICAL INC | PM3300 | PM3300 | REGULATORS/ SUCTION |  |  | 231227 |  | 2017-04-15 | 71010 | PEDIATRIC CARDIOLOGY |  | USD |  | Active | UNIVERSITY NEW MEXICO HOSPITAL
83259 | 1162662 | KARL STORZ ENDOSCOPY-AMERICA INC | 22201020 | 22201020 | CAMERAS/ ENDOSCOPIC |  |  | WV722108-P |  | 2017-04-15 | 12000 | LABOR AND DELIVERY |  | USD |  | Active | UNIVERSITY NEW MEXICO HOSPITAL
101267 | 1421900 | PRECISION MEDICAL INC | PM3300 | PM3300 | REGULATORS/ SUCTION |  |  | 227378 |  | 2017-04-15 | 12320 | GENERAL MEDICINE (5-W) |  | USD |  | Active | UNIVERSITY NEW MEXICO HOSPITAL
67137 | 1003503 | KARL STORZ ENDOSCOPY-AMERICA INC | 22201020 | 22201020 | CAMERAS/ ENDOSCOPIC | FOUND BBRP |  | CB649296-P | 2011-06-03 | 2011-06-15 | 15005 | OPERATING ROOM - BBRP |  | USD |  | Active | UNIVERSITY NEW MEXICO HOSPITAL
101438 | 1447595 | PRECISION MEDICAL INC | PM3300 | PM3300 | REGULATORS/ SUCTION |  |  | 231225 |  | 2017-04-15 | 71010 | PEDIATRIC CARDIOLOGY |  | USD |  | Active | UNIVERSITY NEW MEXICO HOSPITAL
33101 | 1447317 | MIDMARK CORP | RITTER 404 | 404-005 | TABLES/ EXAMINATION/TREATMENT |  |  | AX048979 |  | 2017-06-15 | 32040 | NE HEIGHTS CLINIC |  | USD |  | Active | UNIVERSITY NEW MEXICO HOSPITAL
80775 | 1096225 | PRECISION MEDICAL INC | PM3300 | PM3300 | REGULATORS/ SUCTION |  |  | 180762 |  | 2017-04-15 | 12360 | NEUROSCIENCE |  | USD |  | Active | UNIVERSITY NEW MEXICO HOSPITAL
101923 | 1447696 | MIDMARK CORP | RITTER 404 | 404-005 | TABLES/ EXAMINATION/TREATMENT |  |  | CNV |  | 2017-06-15 | 32050 | WESTSIDE FAMILY & SENIOR HLTH |  | USD |  | Active | UNIVERSITY NEW MEXICO HOSPITAL
101293 | 1421890 | PRECISION MEDICAL INC | PM3300 | PM3300 | REGULATORS/ SUCTION |  |  | 227381 |  | 2017-04-15 | 12320 | GENERAL MEDICINE (5-W) |  | USD |  | Active | UNIVERSITY NEW MEXICO HOSPITAL
33397 | 1085595 | MIDMARK CORP | RITTER 404 | 404-005 | TABLES/ EXAMINATION/TREATMENT | FOUND |  | AX048170 | 2011-02-22 | 2011-02-15 | 34655 | DERMATOLOGY CLINIC 1021 MED |  | USD |  | Active | UNIVERSITY NEW MEXICO HOSPITAL
101288 | 1422258 | PRECISION MEDICAL INC | PM3300 | PM3300 | REGULATORS/ SUCTION |  |  | 227379 |  | 2017-04-15 | 12320 | GENERAL MEDICINE (5-W) |  | USD |  | Active | UNIVERSITY NEW MEXICO HOSPITAL
33398 | 1085600 | MIDMARK CORP | RITTER 404 | 404-005 | TABLES/ EXAMINATION/TREATMENT | FOUND |  | AX048357 | 2011-02-22 | 2011-02-15 | 34655 | DERMATOLOGY CLINIC 1021 MED |  | USD |  | Active | UNIVERSITY NEW MEXICO HOSPITAL
101292 | 1422257 | PRECISION MEDICAL INC | PM3300 | PM3300 | REGULATORS/ SUCTION |  |  | UNK |  | 2017-04-15 | 12320 | GENERAL MEDICINE (5-W) |  | USD |  | Active | UNIVERSITY NEW MEXICO HOSPITAL
33399 | 1085597 | MIDMARK CORP | RITTER 404 | 404-005 | TABLES/ EXAMINATION/TREATMENT | FOUND |  | AX048356 | 2011-02-22 | 2011-02-15 | 34655 | DERMATOLOGY CLINIC 1021 MED |  | USD |  | Active | UNIVERSITY NEW MEXICO HOSPITAL
101290 | 1422369 | PRECISION MEDICAL INC | PM3300 | PM3300 | REGULATORS/ SUCTION |  |  | TM 3300 |  | 2017-04-15 | 12350 | CRC/CTC (5-E) |  | USD |  | Active | UNIVERSITY NEW MEXICO HOSPITAL
ACN 95945 | 1478112 | GE HEALTHCARE | DASH 4000 | DASH 4000 | MONITORING SYSTEMS/ PHYSIOLOGIC |  |  | SBG06482916GA | 2017-04-18 | 2018-04-15 | 12015 | PEDIATRIC INFUSION UNIT PIU |  | USD |  | Active | UNIVERSITY NEW MEXICO HOSPITAL
101287 | 1422253 | PRECISION MEDICAL INC | PM3300 | PM3300 | REGULATORS/ SUCTION |  |  | 227388 |  | 2017-04-15 | 12320 | GENERAL MEDICINE (5-W) |  | USD |  | Active | UNIVERSITY NEW MEXICO HOSPITAL
ACN 95946 | 1478113 | GE HEALTHCARE | DASH 4000 | DASH 4000 | MONITORING SYSTEMS/ PHYSIOLOGIC |  |  | SBG05504731GA | 2017-04-18 | 2018-04-15 | 12015 | PEDIATRIC INFUSION UNIT PIU |  | USD |  | Active | UNIVERSITY NEW MEXICO HOSPITAL
101189 | 1422444 | PRECISION MEDICAL INC | PM3300 | PM3300 | REGULATORS/ SUCTION |  |  | 203933 |  | 2017-04-15 | 12360 | NEUROSCIENCE |  | USD |  | Active | UNIVERSITY NEW MEXICO HOSPITAL
ACN 95944 | 1478111 | GE HEALTHCARE | DASH 4000 | DASH 4000 | MONITORING SYSTEMS/ PHYSIOLOGIC |  |  | SBG06482953GA | 2017-04-18 | 2018-04-15 | 12015 | PEDIATRIC INFUSION UNIT PIU |  | USD |  | Active | UNIVERSITY NEW MEXICO HOSPITAL
101188 | 1422445 | PRECISION MEDICAL INC | PM3300 | PM3300 | REGULATORS/ SUCTION |  |  | 203928 |  | 2017-04-15 | 12360 | NEUROSCIENCE |  | USD |  | Active | UNIVERSITY NEW MEXICO HOSPITAL
91586 | 1040776 | GE HEALTHCARE | DASH 4000 | DASH 4000 | MONITORING SYSTEMS/ PHYSIOLOGIC |  |  | SD010501850GA | 2017-05-04 | 2018-01-15 | 75025 | RADIOLOGY - INTERVENTIONAL RAD |  | USD |  | Active | UNIVERSITY NEW MEXICO HOSPITAL
101187 | 1422446 | PRECISION MEDICAL INC | PM3300 | PM3300 | REGULATORS/ SUCTION |  |  | 203940 |  | 2017-04-15 | 12360 | NEUROSCIENCE |  | USD |  | Active | UNIVERSITY NEW MEXICO HOSPITAL
91588 | 1040778 | GE HEALTHCARE | DASH 4000 | DASH 4000 | MONITORING SYSTEMS/ PHYSIOLOGIC | FOUND |  | SHQ14502432SA | 2017-05-04 | 2018-01-15 | 75025 | RADIOLOGY - INTERVENTIONAL RAD |  | USD |  | Active | UNIVERSITY NEW MEXICO HOSPITAL
84984 | 1198984 | PRECISION MEDICAL INC | PM3300 | PM3300 | REGULATORS/ SUCTION |  |  | 205982 |  | 2017-04-15 | 12340 | SURGICAL SPECIALITY UNIT (4-S) |  | USD |  | Active | UNIVERSITY NEW MEXICO HOSPITAL
82564 | 1085893 | GE HEALTHCARE | DASH 4000 | DASH 4000 | MONITORING SYSTEMS/ PHYSIOLOGIC | 555813 |  | SD011143827SA | 2016-09-28 | 2017-09-15 | 12350 | CRC/CTC (5-E) |  | USD | 12378.77 | Active | UNIVERSITY NEW MEXICO HOSPITAL
101186 | 1422447 | PRECISION MEDICAL INC | PM3300 | PM3300 | REGULATORS/ SUCTION |  |  | 203929 |  | 2017-04-15 | 12360 | NEUROSCIENCE |  | USD |  | Active | UNIVERSITY NEW MEXICO HOSPITAL
80993 | 1085888 | GE HEALTHCARE | DASH 4000 | DASH 4000 | MONITORING SYSTEMS/ PHYSIOLOGIC | 555813 |  | SD011143836SA | 2016-09-28 | 2017-09-15 | 12350 | CRC/CTC (5-E) |  | USD | 12378.77 | Active | UNIVERSITY NEW MEXICO HOSPITAL
101291 | 1422251 | PRECISION MEDICAL INC | PM3300 | PM3300 | REGULATORS/ SUCTION |  |  | CNV |  | 2017-04-15 | 12320 | GENERAL MEDICINE (5-W) |  | USD |  | Active | UNIVERSITY NEW MEXICO HOSPITAL
80991 | 1085886 | GE HEALTHCARE | DASH 4000 | DASH 4000 | MONITORING SYSTEMS/ PHYSIOLOGIC | 555813 |  | SD011112667SA | 2016-09-28 | 2017-09-15 | 12350 | CRC/CTC (5-E) |  | USD | 12378.77 | Active | UNIVERSITY NEW MEXICO HOSPITAL
101185 | 1422448 | PRECISION MEDICAL INC | PM3300 | PM3300 | REGULATORS/ SUCTION |  |  | 203941 |  | 2017-04-15 | 12360 | NEUROSCIENCE |  | USD |  | Active | UNIVERSITY NEW MEXICO HOSPITAL
80992 | 1085887 | GE HEALTHCARE | DASH 4000 | DASH 4000 | MONITORING SYSTEMS/ PHYSIOLOGIC | 555813 |  | SD011143831SA | 2016-09-28 | 2017-09-15 | 12350 | CRC/CTC (5-E) |  | USD | 12378.77 | Active | UNIVERSITY NEW MEXICO HOSPITAL
101184 | 1422449 | PRECISION MEDICAL INC | PM3300 | PM3300 | REGULATORS/ SUCTION |  |  | 203938 |  | 2017-04-15 | 12360 | NEUROSCIENCE |  | USD |  | Active | UNIVERSITY NEW MEXICO HOSPITAL
82560 | 1085889 | GE HEALTHCARE | DASH 4000 | DASH 4000 | MONITORING SYSTEMS/ PHYSIOLOGIC | 555813 |  | SD011143828SA | 2016-09-28 | 2017-09-15 | 12350 | CRC/CTC (5-E) |  | USD | 12378.77 | Active | UNIVERSITY NEW MEXICO HOSPITAL
84988 | 1199337 | PRECISION MEDICAL INC | PM3300 | PM3300 | REGULATORS/ SUCTION |  |  | 205980 |  | 2017-04-15 | 12340 | SURGICAL SPECIALITY UNIT (4-S) |  | USD |  | Active | UNIVERSITY NEW MEXICO HOSPITAL
82561 | 1085890 | GE HEALTHCARE | DASH 4000 | DASH 4000 | MONITORING SYSTEMS/ PHYSIOLOGIC | 555813 |  | SD011143820SA | 2016-09-28 | 2017-09-15 | 12350 | CRC/CTC (5-E) |  | USD | 12378.77 | Active | UNIVERSITY NEW MEXICO HOSPITAL
101183 | 1422439 | PRECISION MEDICAL INC | PM3300 | PM3300 | REGULATORS/ SUCTION |  |  | 203936 |  | 2017-04-15 | 12360 | NEUROSCIENCE |  | USD |  | Active | UNIVERSITY NEW MEXICO HOSPITAL
82562 | 1085891 | GE HEALTHCARE | DASH 4000 | DASH 4000 | MONITORING SYSTEMS/ PHYSIOLOGIC | 555813 |  | SD011143832SA | 2016-09-28 | 2017-09-15 | 12350 | CRC/CTC (5-E) |  | USD | 12378.77 | Active | UNIVERSITY NEW MEXICO HOSPITAL
101286 | 1422228 | PRECISION MEDICAL INC | PM3300 | PM3300 | REGULATORS/ SUCTION |  |  | CNV |  | 2017-04-15 | 12320 | GENERAL MEDICINE (5-W) |  | USD |  | Active | UNIVERSITY NEW MEXICO HOSPITAL
82563 | 1085892 | GE HEALTHCARE | DASH 4000 | DASH 4000 | MONITORING SYSTEMS/ PHYSIOLOGIC | 555813 |  | SD011143834SA | 2016-09-28 | 2017-09-15 | 12350 | CRC/CTC (5-E) |  | USD | 12378.77 | Active | UNIVERSITY NEW MEXICO HOSPITAL
101182 | 1422438 | PRECISION MEDICAL INC | PM3300 | PM3300 | REGULATORS/ SUCTION |  |  | 203942 |  | 2017-04-15 | 12360 | NEUROSCIENCE |  | USD |  | Active | UNIVERSITY NEW MEXICO HOSPITAL
80435 | 1085489 | MEDELA INC | SYMPHONY (600837) | SYMPHONY (600837) | PUMPS/ BREAST | 549831 |  | 1283257 | 2016-11-23 | 2017-10-15 | 12520 | MOTHER & BABY UNIT (3-E) BBRP |  | USD |  | Active | UNIVERSITY NEW MEXICO HOSPITAL
101181 | 1422437 | PRECISION MEDICAL INC | PM3300 | PM3300 | REGULATORS/ SUCTION |  |  | 203927 |  | 2017-04-15 | 12360 | NEUROSCIENCE |  | USD |  | Active | UNIVERSITY NEW MEXICO HOSPITAL
80434 | 1085488 | MEDELA INC | SYMPHONY (600837) | SYMPHONY (600837) | PUMPS/ BREAST | 549831 |  | 1283256 | 2016-10-25 | 2017-10-15 | 12520 | MOTHER & BABY UNIT (3-E) BBRP |  | USD |  | Active | UNIVERSITY NEW MEXICO HOSPITAL
101180 | 1422436 | PRECISION MEDICAL INC | PM3300 | PM3300 | REGULATORS/ SUCTION |  |  | 203930 |  | 2017-04-15 | 12360 | NEUROSCIENCE |  | USD |  | Active | UNIVERSITY NEW MEXICO HOSPITAL
80433 | 1085487 | MEDELA INC | SYMPHONY (600837) | SYMPHONY (600837) | PUMPS/ BREAST | 549831 |  | 1283255 | 2016-10-14 | 2017-10-15 | 12520 | MOTHER & BABY UNIT (3-E) BBRP |  | USD |  | Reactivated | UNIVERSITY NEW MEXICO HOSPITAL
84986 | 1199886 | PRECISION MEDICAL INC | PM3300 | PM3300 | REGULATORS/ SUCTION |  |  | 205987 |  | 2017-04-15 | 12340 | SURGICAL SPECIALITY UNIT (4-S) |  | USD |  | Active | UNIVERSITY NEW MEXICO HOSPITAL
70798 | 1143448 | TRI W-G | TG1534 | TG1534 | TABLES/ EXAMINATION/TREATMENT/ PHYSICAL THERAPY | FOUND |  | TWG101134 | 2015-07-31 | 2015-07-15 | 76010 | REHABILITATION SERVICES |  | USD |  | Active | UNIVERSITY NEW MEXICO HOSPITAL
101244 | 1422435 | PRECISION MEDICAL INC | PM3300 | PM3300 | REGULATORS/ SUCTION |  |  | 203934 |  | 2017-04-15 | 12360 | NEUROSCIENCE |  | USD |  | Active | UNIVERSITY NEW MEXICO HOSPITAL
ACN 46924 | 1439630 | HEINE USA LTD | EN100 | EN100 | OPHTHALMOSCOPE/OTOSCOPES |  |  | CNV |  | 2017-03-15 | 12430 | GENERAL PEDIATRICS UNIT |  | USD |  | Active | UNIVERSITY NEW MEXICO HOSPITAL
101284 | 1422225 | PRECISION MEDICAL INC | PM3300 | PM3300 | REGULATORS/ SUCTION |  |  | 169597 |  | 2017-04-15 | 12320 | GENERAL MEDICINE (5-W) |  | USD |  | Active | UNIVERSITY NEW MEXICO HOSPITAL
25413 | 1096924 | HELMER LABS INC | HORIZON SERIES (PC2200H) | HORIZON SERIES (PC2200H) | INCUBATORS/ LABORATORY/ PLATELET | FOUND |  | 241624 | 2017-01-01 | 2018-01-15 | 74070 | LAB - BLOOD BANK |  | USD |  | Reactivated | UNIVERSITY NEW MEXICO HOSPITAL
101243 | 1422434 | PRECISION MEDICAL INC | PM3300 | PM3300 | REGULATORS/ SUCTION |  |  | 203931 |  | 2017-04-15 | 12360 | NEUROSCIENCE |  | USD |  | Active | UNIVERSITY NEW MEXICO HOSPITAL
101576 | 1446741 | NIHON KOHDEN (AMERICA) INC | NEUROFAX (JE-921A ) | NEUROFAX (JE-921A ) | ELECTROENCEPHALOGRAPHS |  |  | 01275 | 2017-05-29 | 2017-09-15 | 78010 | NEURODIAGNOSTICS LAB |  | USD |  | Active | UNIVERSITY NEW MEXICO HOSPITAL
84027 | 1162745 | PRECISION MEDICAL INC | PM3300 | PM3300 | REGULATORS/ SUCTION |  |  | CNV |  | 2017-04-15 | 12340 | SURGICAL SPECIALITY UNIT (4-S) |  | USD |  | Active | UNIVERSITY NEW MEXICO HOSPITAL
98017 | 1478499 | BIO-LOGIC SYSTEMS CORP | AUDX PLUS | AUDX PLUS | AUDITORY FUNCTION SCREENING DEVICES |  |  | 16E023741A | 2017-05-29 | 2017-11-15 | 76025 | AUDIOLOGY |  | USD |  | Active | UNIVERSITY NEW MEXICO HOSPITAL
101242 | 1422433 | PRECISION MEDICAL INC | PM3300 | PM3300 | REGULATORS/ SUCTION |  |  | 203924 |  | 2017-04-15 | 12360 | NEUROSCIENCE |  | USD |  | Active | UNIVERSITY NEW MEXICO HOSPITAL
101536 | 1448403 | BIO-LOGIC SYSTEMS CORP | AUDX PLUS | AUDX PLUS | AUDITORY FUNCTION SCREENING DEVICES |  |  | 04H6652E |  | 2018-03-15 | 76025 | AUDIOLOGY |  | USD |  | Active | UNIVERSITY NEW MEXICO HOSPITAL
101283 | 1422224 | PRECISION MEDICAL INC | PM3300 | PM3300 | REGULATORS/ SUCTION |  |  | CNV |  | 2017-04-15 | 12320 | GENERAL MEDICINE (5-W) |  | USD |  | Active | UNIVERSITY NEW MEXICO HOSPITAL
80028 | 1096927 | SANYO ELECTRIC INC | SF-L6111W | SF-L6111W | FREEZERS/ LABORATORY | FOUND |  | 91100053 | 2017-01-27 | 2018-01-15 | 74070 | LAB - BLOOD BANK |  | USD |  | Active | UNIVERSITY NEW MEXICO HOSPITAL
101241 | 1422432 | PRECISION MEDICAL INC | PM3300 | PM3300 | REGULATORS/ SUCTION |  |  | 203925 |  | 2017-04-15 | 12360 | NEUROSCIENCE |  | USD |  | Active | UNIVERSITY NEW MEXICO HOSPITAL
83370 | 1163212 | VERATHON INC | GLIDESCOPE GVL | GLIDESCOPE GVL | LARYNGOSCOPES | UNM OWNED |  | PM086794 | 2013-12-09 | 2013-12-15 | 89025 | CLINICAL EDUCATION |  | USD |  | Active | UNIVERSITY NEW MEXICO HOSPITAL
101240 | 1422431 | PRECISION MEDICAL INC | PM3300 | PM3300 | REGULATORS/ SUCTION |  |  | 203926 |  | 2017-04-15 | 12360 | NEUROSCIENCE |  | USD |  | Active | UNIVERSITY NEW MEXICO HOSPITAL
68959 | 1077907 | VERATHON INC | GLIDESCOPE GVL | GLIDESCOPE GVL | LARYNGOSCOPES | FOUND |  | PM097289 | 2014-05-08 | 2014-05-15 | 15515 | OSIS ANESTHESIA |  | USD |  | Active | UNIVERSITY NEW MEXICO HOSPITAL
101282 | 1422222 | PRECISION MEDICAL INC | PM3300 | PM3300 | REGULATORS/ SUCTION |  |  | 169956 |  | 2017-04-15 | 12320 | GENERAL MEDICINE (5-W) |  | USD |  | Active | UNIVERSITY NEW MEXICO HOSPITAL
13514 | 1421939 | PARKS MEDICAL ELECTRONICS INC | 811 | 811 | BLOOD-FLOW DETECTORS/ ULTRASONIC |  |  | CNV |  | 2017-04-15 | 12320 | GENERAL MEDICINE (5-W) |  | USD |  | Active | UNIVERSITY NEW MEXICO HOSPITAL
84028 | 1199335 | PRECISION MEDICAL INC | PM3300 | PM3300 | REGULATORS/ SUCTION |  |  | 205986 |  | 2017-04-15 | 12340 | SURGICAL SPECIALITY UNIT (4-S) |  | USD |  | Active | UNIVERSITY NEW MEXICO HOSPITAL
82343 | 1096614 | SMITH & NEPHEW INC | DYONICS POWER II | DYONICS POWER II | SHAVERS |  |  | AAX8443 | 2017-06-30 | 2018-06-15 | 15000 | OPERATING ROOM |  | USD |  | Active | UNIVERSITY NEW MEXICO HOSPITAL
101248 | 1422262 | PRECISION MEDICAL INC | PM3300 | PM3300 | REGULATORS/ SUCTION |  |  | 203937 |  | 2017-04-15 | 12360 | NEUROSCIENCE |  | USD |  | Active | UNIVERSITY NEW MEXICO HOSPITAL
70578 | 1085690 | NIKON INC INSTRUMENT GROUP | ECLIPSE (E200) | ECLIPSE (E200) | MICROSCOPES | FOUND |  | 852869 | 2016-06-13 | 2017-06-15 | B9935 | School Based Health Center |  | USD |  | Active | UNIVERSITY NEW MEXICO HOSPITAL
101249 | 1422263 | PRECISION MEDICAL INC | PM3300 | PM3300 | REGULATORS/ SUCTION |  |  | CNV |  | 2017-04-15 | 12360 | NEUROSCIENCE |  | USD |  | Active | UNIVERSITY NEW MEXICO HOSPITAL
70580 | 1085692 | NIKON INC INSTRUMENT GROUP | ECLIPSE (E200) | ECLIPSE (E200) | MICROSCOPES | FOUND |  | 852874 | 2016-06-13 | 2017-06-15 | B9935 | School Based Health Center |  | USD |  | Active | UNIVERSITY NEW MEXICO HOSPITAL
98321 | 1399983 | PRECISION MEDICAL INC | PM3300 | PM3300 | REGULATORS/ SUCTION |  |  | 203935 |  | 2017-04-15 | 12250 | ORTHOPEDICS (3-S) |  | USD |  | Active | UNIVERSITY NEW MEXICO HOSPITAL
101042 | 1439837 | DRAEGER MEDICAL INC | D-VAPOR DESFLURANE | D-VAPOR DESFLURANE | ANESTHESIA UNIT VAPORIZERS |  |  | ARZM-0582 | 2017-03-15 | 2018-01-15 | 95700 | CLINICAL ENGINEERING |  | USD |  | Active | UNIVERSITY NEW MEXICO HOSPITAL
80777 | 1440402 | PRECISION MEDICAL INC | PM3300 | PM3300 | REGULATORS/ SUCTION |  |  | CNV |  | 2017-04-15 | 12360 | NEUROSCIENCE |  | USD |  | Active | UNIVERSITY NEW MEXICO HOSPITAL
95875 | 1478100 | DRAEGER MEDICAL INC | D-VAPOR DESFLURANE | D-VAPOR DESFLURANE | ANESTHESIA UNIT VAPORIZERS |  |  | ARXM-0087 | 2017-01-05 | 2018-01-15 | 15060 | ANESTHESIA - BBRP |  | USD |  | Active | UNIVERSITY NEW MEXICO HOSPITAL
101200 | 1440409 | PRECISION MEDICAL INC | PM3300 | PM3300 | REGULATORS/ SUCTION |  |  | 203932 |  | 2017-04-15 | 12360 | NEUROSCIENCE |  | USD |  | Active | UNIVERSITY NEW MEXICO HOSPITAL
98119 | 1420389 | DRAEGER MEDICAL INC | D-VAPOR DESFLURANE | D-VAPOR DESFLURANE | ANESTHESIA UNIT VAPORIZERS |  |  | ARYC-0183 | 2017-01-06 | 2018-01-15 | 15055 | ANESTHESIA |  | USD |  | Active | UNIVERSITY NEW MEXICO HOSPITAL
101355 | 1422093 | PRECISION MEDICAL INC | PM3300 | PM3300 | REGULATORS/ SUCTION |  |  | 190198 |  | 2017-04-15 | 12110 | NEUROSCIENCE ICU |  | USD |  | Active | UNIVERSITY NEW MEXICO HOSPITAL
98120 | 1420390 | DRAEGER MEDICAL INC | D-VAPOR DESFLURANE | D-VAPOR DESFLURANE | ANESTHESIA UNIT VAPORIZERS |  |  | ARXH-0121 | 2017-01-06 | 2018-01-15 | 15055 | ANESTHESIA |  | USD |  | Active | UNIVERSITY NEW MEXICO HOSPITAL
101340 | 1422025 | PRECISION MEDICAL INC | PM3300 | PM3300 | REGULATORS/ SUCTION |  |  | 170153 |  | 2017-04-15 | 12120 | MEDICAL/CARDIAC ICU |  | USD |  | Active | UNIVERSITY NEW MEXICO HOSPITAL
98639 | 1421554 | DRAEGER MEDICAL INC | VAPOR 2000 SEVOFLURANE | VAPOR 2000 (M35170) | ANESTHESIA UNIT VAPORIZERS |  |  | ARUN-0514 | 2017-01-05 | 2018-01-15 | 15055 | ANESTHESIA |  | USD |  | Active | UNIVERSITY NEW MEXICO HOSPITAL
101348 | 1422084 | PRECISION MEDICAL INC | PM3300 | PM3300 | REGULATORS/ SUCTION |  |  | CNV |  | 2017-04-15 | 12110 | NEUROSCIENCE ICU |  | USD |  | Active | UNIVERSITY NEW MEXICO HOSPITAL
98570 | 1421514 | DRAEGER MEDICAL INC | VAPOR 2000 SEVOFLURANE | VAPOR 2000 (M35170) | ANESTHESIA UNIT VAPORIZERS | CONSIGNMENT |  | ARPF-O542 | 2017-01-01 | 2018-01-15 | 15055 | ANESTHESIA |  | USD |  | Active | UNIVERSITY NEW MEXICO HOSPITAL
82219 | 1161864 | PRECISION MEDICAL INC | PM3300 | PM3300 | REGULATORS/ SUCTION |  |  | 171317 |  | 2017-04-15 | 12120 | MEDICAL/CARDIAC ICU |  | USD |  | Active | UNIVERSITY NEW MEXICO HOSPITAL
101374 | 1440168 | DRAEGER MEDICAL INC | VAPOR 2000 SEVOFLURANE | VAPOR 2000 (M35170) | ANESTHESIA UNIT VAPORIZERS | REPLACN80771 |  | M35170 | 2017-06-01 | 2018-01-15 | 15055 | ANESTHESIA |  | USD |  | Active | UNIVERSITY NEW MEXICO HOSPITAL
82218 | 1161863 | PRECISION MEDICAL INC | PM3300 | PM3300 | REGULATORS/ SUCTION |  |  | CNV |  | 2017-04-15 | 12120 | MEDICAL/CARDIAC ICU |  | USD |  | Active | UNIVERSITY NEW MEXICO HOSPITAL
101924 | 1448216 | OHMEDA DIV BOC HEALTHCARE INC | STANDARD | STANDARD | REGULATORS/ SUCTION |  |  | GFHQ01597 |  | 2017-06-15 | 70071 | LIFEGUARD-ROTOR |  | USD |  | Active | UNIVERSITY NEW MEXICO HOSPITAL
101092 | 1422152 | PRECISION MEDICAL INC | PM3300 | PM3300 | REGULATORS/ SUCTION |  |  | 190200 |  | 2017-04-15 | 12110 | NEUROSCIENCE ICU |  | USD |  | Active | UNIVERSITY NEW MEXICO HOSPITAL
27671 | 1446729 | OHMEDA DIV BOC HEALTHCARE INC | STANDARD | STANDARD | REGULATORS/ SUCTION |  |  | AHCK02945 |  | 2017-05-15 | 75050 | RADIOLOGY - ULTRASOUND |  | USD |  | Active | UNIVERSITY NEW MEXICO HOSPITAL
82215 | 1161860 | PRECISION MEDICAL INC | PM3300 | PM3300 | REGULATORS/ SUCTION |  |  | CNV |  | 2017-04-15 | 12110 | NEUROSCIENCE ICU |  | USD |  | Active | UNIVERSITY NEW MEXICO HOSPITAL
101197 | 1422482 | NIHON KOHDEN (AMERICA) INC | JE-921A | JE-921A | ELECTROENCEPHALOGRAPHS |  |  | 01929 | 2017-04-28 | 2018-04-15 | 12360 | NEUROSCIENCE |  | USD |  | Active | UNIVERSITY NEW MEXICO HOSPITAL
82217 | 1161862 | PRECISION MEDICAL INC | PM3300 | PM3300 | REGULATORS/ SUCTION |  |  | 171330 |  | 2017-04-15 | 12120 | MEDICAL/CARDIAC ICU |  | USD |  | Active | UNIVERSITY NEW MEXICO HOSPITAL
93266 | 1379848 | NIHON KOHDEN (AMERICA) INC | JE-921A | JE-921A | ELECTROENCEPHALOGRAPHS |  |  | 01269 | 2017-04-28 | 2018-04-15 | 12360 | NEUROSCIENCE |  | USD |  | Active | UNIVERSITY NEW MEXICO HOSPITAL
ACN 101055 | 1440012 | PRECISION MEDICAL INC | PM3300 | PM3300 | REGULATORS/ SUCTION |  |  | 5D000037 |  | 2017-03-15 | 15005 | OPERATING ROOM - BBRP |  | USD |  | Active | UNIVERSITY NEW MEXICO HOSPITAL
101251 | 1422267 | NIHON KOHDEN (AMERICA) INC | JE-921A | JE-921A | ELECTROENCEPHALOGRAPHS |  |  | 01279 | 2017-04-28 | 2018-04-15 | 12360 | NEUROSCIENCE |  | USD |  | Active | UNIVERSITY NEW MEXICO HOSPITAL
ACN 101053 | 1439817 | PRECISION MEDICAL INC | PM3300 | PM3300 | REGULATORS/ SUCTION |  |  | 187282 |  | 2017-03-15 | 15045 | PACU - BBRP |  | USD |  | Active | UNIVERSITY NEW MEXICO HOSPITAL
101253 | 1422489 | NIHON KOHDEN (AMERICA) INC | JE-921A | JE-921A | ELECTROENCEPHALOGRAPHS |  |  | 05890 | 2017-04-28 | 2018-04-15 | 12360 | NEUROSCIENCE |  | USD |  | Active | UNIVERSITY NEW MEXICO HOSPITAL
ACN 98965 | 1439917 | PRECISION MEDICAL INC | PM3300 | PM3300 | REGULATORS/ SUCTION |  |  | 187281 |  | 2017-03-15 | 15045 | PACU - BBRP |  | USD |  | Active | UNIVERSITY NEW MEXICO HOSPITAL
58395 | 1421995 | STERIS CORP | HARMONY LC | HARMONY LC | CONTROLLERS |  |  | 0420806018 |  | 2017-04-15 | 12120 | MEDICAL/CARDIAC ICU |  | USD |  | Active | UNIVERSITY NEW MEXICO HOSPITAL
ACN 83838 | 1163320 | PRECISION MEDICAL INC | PM3300 | PM3300 | REGULATORS/ SUCTION |  |  | 197305 |  | 2017-03-15 | 12000 | LABOR AND DELIVERY |  | USD |  | Active | UNIVERSITY NEW MEXICO HOSPITAL
58392 | 1421991 | STERIS CORP | HARMONY LC | HARMONY LC | CONTROLLERS |  |  | CNV |  | 2017-04-15 | 12120 | MEDICAL/CARDIAC ICU |  | USD |  | Active | UNIVERSITY NEW MEXICO HOSPITAL
ACN 101052 | 1439816 | PRECISION MEDICAL INC | PM3300 | PM3300 | REGULATORS/ SUCTION |  |  | 187283 |  | 2017-03-15 | 15045 | PACU - BBRP |  | USD |  | Active | UNIVERSITY NEW MEXICO HOSPITAL
70702 | 1085552 | SCIFIT | PROI | PROI | EXERCISERS/ BICYCLE |  | 567228 | 567228 | 2011-08-11 | 2011-08-15 | 76010 | REHABILITATION SERVICES |  | USD | 6067.14 | Active | UNIVERSITY NEW MEXICO HOSPITAL
ACN 98963 | 1439915 | PRECISION MEDICAL INC | PM3300 | PM3300 | REGULATORS/ SUCTION |  |  | 187289 |  | 2017-03-15 | 15045 | PACU - BBRP |  | USD |  | Active | UNIVERSITY NEW MEXICO HOSPITAL
ACN 101024 | 1439747 | AMERICAN POWER CONVERSION (APC) | SMART-UPS 750 (SUA750) | SMART-UPS 750 (SUA75 | POWER SYSTEMS/ UNINTERRUPTIBLE |  |  | AS1234115362 |  | 2017-03-15 | 12460 | PEDIATRIC ICU |  | USD |  | Active | UNIVERSITY NEW MEXICO HOSPITAL
ACN 101112 | 1439815 | PRECISION MEDICAL INC | PM3300 | PM3300 | REGULATORS/ SUCTION |  |  | 187278 |  | 2017-03-15 | 15045 | PACU - BBRP |  | USD |  | Active | UNIVERSITY NEW MEXICO HOSPITAL
82648 | 1161895 | MIDMARK CORP | 104 | 104 | TABLES/ EXAMINATION/TREATMENT | FOUND |  | V138688 | 2012-01-26 | 2012-01-15 | 9025 | CLINICAL AND TRANSLATIONAL SCIENCE CENTER (07) |  | USD |  | Active | UNIVERSITY NEW MEXICO HOSPITAL
ACN 98976 | 1439914 | PRECISION MEDICAL INC | PM3300 | PM3300 | REGULATORS/ SUCTION |  |  | 187285 |  | 2017-03-15 | 15045 | PACU - BBRP |  | USD |  | Active | UNIVERSITY NEW MEXICO HOSPITAL
89241 | 1478184 | RENNCO INC | LS-18D | LS-18D | PACKAGE SEALERS | FOUND |  | 515-181-7372 | 2017-04-11 | 2017-04-15 | 15500 | OSIS OPERATING ROOM |  | USD |  | Active | UNIVERSITY NEW MEXICO HOSPITAL
ACN 83837 | 1439869 | PRECISION MEDICAL INC | PM3300 | PM3300 | REGULATORS/ SUCTION |  |  | 197307 |  | 2017-03-15 | 12000 | LABOR AND DELIVERY |  | USD |  | Active | UNIVERSITY NEW MEXICO HOSPITAL
65537 | 1446565 | HEWLETT-PACKARD CO | P4015N | P4015N | PRINTERS |  |  | CNDY412870 |  | 2017-05-15 | 71040 | CARDIAC CATH LAB |  | USD |  | Active | UNIVERSITY NEW MEXICO HOSPITAL
ACN 101109 | 1439812 | PRECISION MEDICAL INC | PM3300 | PM3300 | REGULATORS/ SUCTION |  |  | CNV |  | 2017-03-15 | 15045 | PACU - BBRP |  | USD |  | Active | UNIVERSITY NEW MEXICO HOSPITAL
82491 | 1162014 | MIDLAND MANUFACTURING CO INC | 22266 | 22266 | TABLES/ EXAMINATION/TREATMENT | FOUND |  | 2612107 | 2012-03-23 | 2012-03-15 | 12480 | CTH REHAB-ORTHO UNIT |  | USD |  | Active | UNIVERSITY NEW MEXICO HOSPITAL
ACN 23519 | 1439863 | PRECISION MEDICAL INC | PM3300 | PM3300 | REGULATORS/ SUCTION |  |  | 3319 |  | 2017-03-15 | 12000 | LABOR AND DELIVERY |  | USD |  | Active | UNIVERSITY NEW MEXICO HOSPITAL
70596 | 1096650 | BIO-LOGIC SYSTEMS CORP | 580-AXPRO1 | 580-AXPRO1 | AUDIOMETERS | 567759 |  | 11C16505E | 2016-11-01 | 2017-11-15 | 32040 | NE HEIGHTS CLINIC |  | USD | 11600 | Active | UNIVERSITY NEW MEXICO HOSPITAL
ACN 98971 | 1439875 | PRECISION MEDICAL INC | PM3300 | PM3300 | REGULATORS/ SUCTION |  |  | 191040 |  | 2017-03-15 | 12480 | CTH REHAB-ORTHO UNIT |  | USD |  | Active | UNIVERSITY NEW MEXICO HOSPITAL
70595 | 1096651 | BIO-LOGIC SYSTEMS CORP | 580-AXPRO1 | 580-AXPRO1 | AUDIOMETERS | 567759 |  | 11C16505E | 2016-10-27 | 2017-11-15 | 76025 | AUDIOLOGY |  | USD | 11600 | Active | UNIVERSITY NEW MEXICO HOSPITAL
ACN 101105 | 1439805 | PRECISION MEDICAL INC | PM3300 | PM3300 | REGULATORS/ SUCTION |  |  | 191042 |  | 2017-03-15 | 12480 | CTH REHAB-ORTHO UNIT |  | USD |  | Active | UNIVERSITY NEW MEXICO HOSPITAL
101171 | 1447497 | IVY BIOMEDICAL SYSTEMS INC | CARDIAC TRIGGER MONITOR 3000 | TRIGGER MONITOR 3000 | MONITORING SYSTEMS/ PHYSIOLOGIC |  |  | 0611013 | 2017-05-31 | 2018-05-15 | 75045 | RADIOLOGY - NUCLEAR MED |  | USD |  | Active | UNIVERSITY NEW MEXICO HOSPITAL
ACN 83839 | 1163322 | PRECISION MEDICAL INC | PM3300 | PM3300 | REGULATORS/ SUCTION |  |  | 197306 |  | 2017-03-15 | 12000 | LABOR AND DELIVERY |  | USD |  | Active | UNIVERSITY NEW MEXICO HOSPITAL
101577 | 1446742 | NIHON KOHDEN CORP | LS-901AJ | NK-LS-901AJ | STIMULATORS/ PHOTIC |  |  | 01602 | 2017-05-29 | 2017-09-15 | 78010 | NEURODIAGNOSTICS LAB |  | USD |  | Active | UNIVERSITY NEW MEXICO HOSPITAL
98323 | 1420439 | PRECISION MEDICAL INC | PM3300 | PM3300 | REGULATORS/ SUCTION | Found |  | 224357 |  | 2017-06-15 | 12220 | MED/SURG SUBACUTE (4-E) |  | USD | 0 | Active | UNIVERSITY NEW MEXICO HOSPITAL
62569 | 1478333 | PANTHEON RESEARCH INC | 4C. PRO | 4C. PRO | STIMULATORS |  |  | 9406 |  | 2017-06-15 | 30090 | UNMMG - CENTER FOR LIFE CLINIC |  | USD |  | Active | UNIVERSITY NEW MEXICO HOSPITAL
101735 | 1447434 | PRECISION MEDICAL INC | PM3300 | PM3300 | REGULATORS/ SUCTION |  |  | 158615 |  | 2017-06-15 | 15500 | OSIS OPERATING ROOM |  | USD |  | Active | UNIVERSITY NEW MEXICO HOSPITAL
| 1720838 | KARL STORZ ENDOSCOPY-AMERICA INC | 27005BA | 27005BA | SCOPE/ RIGID | 6000 |  | 1720838 |  | 2014-05-15 | 15000 | OPERATING ROOM |  | USD |  | Active | UNIVERSITY NEW MEXICO HOSPITAL
101738 | 1446788 | PRECISION MEDICAL INC | PM3300 | PM3300 | REGULATORS/ SUCTION |  |  | 150616 |  | 2017-06-15 | 15500 | OSIS OPERATING ROOM |  | USD |  | Active | UNIVERSITY NEW MEXICO HOSPITAL
101580 | 1446752 | NIHON KOHDEN (AMERICA) INC | EEG-1200A | EEG-1200A | POWER SUPPLIES/ LINE-VOLTAGE STABILIZATION |  |  | 01187 |  | 2017-05-15 | 34315 | CLINICAL NEUROSCIENCE CENTER |  | USD |  | Active | UNIVERSITY NEW MEXICO HOSPITAL
101778 | 1447426 | PRECISION MEDICAL INC | PM3300 | PM3300 | REGULATORS/ SUCTION |  |  | 158614 |  | 2017-09-15 | 15500 | OSIS OPERATING ROOM |  | USD |  | Active | UNIVERSITY NEW MEXICO HOSPITAL
101560 | 1446730 | NIHON KOHDEN (AMERICA) INC | EEG-1200A | EEG-1200A | POWER SUPPLIES/ LINE-VOLTAGE STABILIZATION |  |  | 01182 |  | 2017-05-15 | 34315 | CLINICAL NEUROSCIENCE CENTER |  | USD |  | Active | UNIVERSITY NEW MEXICO HOSPITAL
101776 | 1447424 | PRECISION MEDICAL INC | PM3300 | PM3300 | REGULATORS/ SUCTION |  |  | 186082 |  | 2017-01-15 | 15500 | OSIS OPERATING ROOM |  | USD |  | Active | UNIVERSITY NEW MEXICO HOSPITAL
101929 | 1447950 | PENTAX MEDICAL CO | 9310HD | 9310HD | VIDEO IMAGE PROCESSORS |  |  | 42094-09 |  | 2017-06-15 | 32040 | NE HEIGHTS CLINIC |  | USD |  | Active | UNIVERSITY NEW MEXICO HOSPITAL
101775 | 1447423 | PRECISION MEDICAL INC | PM3300 | PM3300 | REGULATORS/ SUCTION |  |  | 186080 |  | 2017-05-15 | 15500 | OSIS OPERATING ROOM |  | USD |  | Active | UNIVERSITY NEW MEXICO HOSPITAL
68377 | 1143009 | NIKON INC | D300 | D300 | CAMERA/ MULTI-IMAGE | OLD ACN |  | 3030783 |  | 2014-10-15 | 34655 | DERMATOLOGY CLINIC 1021 MED |  | USD |  | Active | UNIVERSITY NEW MEXICO HOSPITAL
101423 | 1448475 | PRECISION MEDICAL INC | PM3300 | PM3300 | REGULATORS/ SUCTION |  |  | 089911 |  | 2017-05-15 | 75000 | RADIOLOGY - GENERAL |  | USD |  | Active | UNIVERSITY NEW MEXICO HOSPITAL
101526 | 1446604 | RENNCO INC | LS18-120 | LS18-120 | TUBE SEALERS |  |  | 193-3707LR |  | 2017-05-15 | 95700 | CLINICAL ENGINEERING |  | USD |  | Active | UNIVERSITY NEW MEXICO HOSPITAL
101731 | 1447438 | PRECISION MEDICAL INC | PM3300 | PM3300 | REGULATORS/ SUCTION |  |  | 186081 |  | 2017-05-15 | 15500 | OSIS OPERATING ROOM |  | USD |  | Active | UNIVERSITY NEW MEXICO HOSPITAL
83909 | 1163405 | KEELER INSTRUMENTS INC | PSL CLASSIC | 3010-P-2000 | SLIT LAMPS | 1042102 |  | 6453 | 2013-02-22 | 2013-02-15 | 15005 | OPERATING ROOM - BBRP |  | USD | 3995 | Active | UNIVERSITY NEW MEXICO HOSPITAL
101457 | 1448461 | PRECISION MEDICAL INC | PM3300 | PM3300 | REGULATORS/ SUCTION |  |  | 198197 |  | 2018-01-15 | 34250 | UROLOGY |  | USD |  | Active | UNIVERSITY NEW MEXICO HOSPITAL
82659 | 1162364 | KEWAUNEE SCIENTIFIC CORP | SUPREME AIR | SUPREME AIR | HOODS/ CHEMICAL FUME | FOUND |  | 55779 | 2016-11-18 | 2017-11-15 | 9025 | CLINICAL AND TRANSLATIONAL SCIENCE CENTER (07) |  | USD |  | Active | UNIVERSITY NEW MEXICO HOSPITAL
101456 | 1448459 | PRECISION MEDICAL INC | PM3300 | PM3300 | REGULATORS/ SUCTION |  |  | 198204 |  | 2017-05-15 | 34250 | UROLOGY |  | USD |  | Active | UNIVERSITY NEW MEXICO HOSPITAL
82604 | 1096847 | BECKMAN COULTER INC | ALLEGRA 6KR | ALLEGRA 6KR | CENTRIFUGES/ FLOOR/ LOW-SPEED/ REFRIGERATED | FOUND |  | ALK98L06 | 2017-01-31 | 2017-07-15 | 9025 | CLINICAL AND TRANSLATIONAL SCIENCE CENTER (07) |  | USD |  | Active | UNIVERSITY NEW MEXICO HOSPITAL
52245 | 1141495 | PRECISION MEDICAL INC | PM3300 | PM3300 | REGULATORS/ SUCTION |  |  | 087576 |  | 2017-05-15 | 71060 | VASCULAR LAB |  | USD |  | Active | UNIVERSITY NEW MEXICO HOSPITAL
82663 | 1162368 | CORNING INC | PC-101 | PC-101 | HOT PLATES/ STIRRING | FOUND |  | NONE | 2012-02-27 | 2012-02-15 | 9025 | CLINICAL AND TRANSLATIONAL SCIENCE CENTER (07) |  | USD |  | Active | UNIVERSITY NEW MEXICO HOSPITAL
101475 | 1448453 | PRECISION MEDICAL INC | PM3300 | PM3300 | REGULATORS/ SUCTION |  |  | 198205 |  | 2017-05-15 | 34250 | UROLOGY |  | USD |  | Active | UNIVERSITY NEW MEXICO HOSPITAL
46754 | 1096557 | CAREFUSION INC | VMAX 20C | VMAX 20C | SPIROMETERS | FOUND |  | YL07600 | 2016-07-18 | 2017-07-15 | 9025 | CLINICAL AND TRANSLATIONAL SCIENCE CENTER (07) |  | USD |  | Active | UNIVERSITY NEW MEXICO HOSPITAL
101514 | 1446703 | PRECISION MEDICAL INC | PM3300 | PM3300 | REGULATORS/ SUCTION |  |  | 192628 |  | 2017-05-15 | 75025 | RADIOLOGY - INTERVENTIONAL RAD |  | USD |  | Active | UNIVERSITY NEW MEXICO HOSPITAL
82664 | 1162369 | VWR SCIENTIFIC INC | 1240 | 1240 | BATHS/ WATER | FOUND |  | 883935 | 2015-07-23 | 2015-07-15 | 9025 | CLINICAL AND TRANSLATIONAL SCIENCE CENTER (07) |  | USD |  | Active | UNIVERSITY NEW MEXICO HOSPITAL
101511 | 1446709 | PRECISION MEDICAL INC | PM3300 | PM3300 | REGULATORS/ SUCTION |  |  | 198206 |  | 2017-05-15 | 75010 | RADIOLOGY - CT SCAN |  | USD |  | Active | UNIVERSITY NEW MEXICO HOSPITAL
95400 | 1477834 | LEICA MICROSYSTEMS INC | F40 | F40 | MICROSCOPES/ LIGHT/ OPERATING |  |  | 030216004 | 2017-05-25 | 2018-05-15 | 15500 | OSIS OPERATING ROOM |  | USD |  | Active | UNIVERSITY NEW MEXICO HOSPITAL
101565 | 1446777 | PRECISION MEDICAL INC | PM3300 | PM3300 | REGULATORS/ SUCTION |  |  | 198203 |  | 2017-05-15 | 34250 | UROLOGY |  | USD |  | Active | UNIVERSITY NEW MEXICO HOSPITAL
ACN 60581 | 1144757 | PHILIPS BURTON | 0113010 | 0113010 | LIGHTS/ EXAMINATION |  |  | GL12147 |  | 2017-03-15 | 12410 | PEDIATRIC SPECIALTY CARE |  | USD |  | Active | UNIVERSITY NEW MEXICO HOSPITAL
101567 | 1446769 | PRECISION MEDICAL INC | PM3300 | PM3300 | REGULATORS/ SUCTION |  |  | CNV |  | 2017-05-15 | 34250 | UROLOGY |  | USD |  | Active | UNIVERSITY NEW MEXICO HOSPITAL
68104 | 1144639 | WELCH ALLYN INC | 420 SERIES | 420 SERIES | MONITORS/ PHYSIOLOGIC/ VITAL SIGNS |  |  | 200602174 | 2017-01-27 | 2018-01-15 | 32025 | FAMILY PRACTICE CLINIC |  | USD |  | Active | UNIVERSITY NEW MEXICO HOSPITAL
101548 | 1448372 | PRECISION MEDICAL INC | PM3300 | PM3300 | REGULATORS/ SUCTION |  |  | 201923 |  | 2017-05-15 | 15040 | PACU (RECOVERY ROOM 1) |  | USD |  | Active | UNIVERSITY NEW MEXICO HOSPITAL
33121 | 1447348 | RITTER-MIDMARK | RITTER 157 | RITTER 157 | LIGHTS/ EXAMINATION |  |  | BR016293 |  | 2017-06-15 | 32040 | NE HEIGHTS CLINIC |  | USD |  | Active | UNIVERSITY NEW MEXICO HOSPITAL
101550 | 1448388 | PRECISION MEDICAL INC | PM3300 | PM3300 | REGULATORS/ SUCTION |  |  | 201918 |  | 2017-05-15 | 15040 | PACU (RECOVERY ROOM 1) |  | USD |  | Active | UNIVERSITY NEW MEXICO HOSPITAL
33112 | 1447313 | RITTER-MIDMARK | RITTER 157 | RITTER 157 | LIGHTS/ EXAMINATION |  |  | BR016329 |  | 2017-06-15 | 32040 | NE HEIGHTS CLINIC |  | USD |  | Active | UNIVERSITY NEW MEXICO HOSPITAL
101551 | 1448387 | PRECISION MEDICAL INC | PM3300 | PM3300 | REGULATORS/ SUCTION |  |  | 201916 |  | 2017-05-15 | 15040 | PACU (RECOVERY ROOM 1) |  | USD |  | Active | UNIVERSITY NEW MEXICO HOSPITAL
34527 | 1448221 | RITTER-MIDMARK | RITTER 157 | RITTER 157 | LIGHTS/ EXAMINATION |  |  | CNV |  | 2017-06-15 | 32050 | WESTSIDE FAMILY & SENIOR HLTH |  | USD |  | Active | UNIVERSITY NEW MEXICO HOSPITAL
101547 | 1448389 | PRECISION MEDICAL INC | PM3300 | PM3300 | REGULATORS/ SUCTION |  |  | 201921 |  | 2017-05-15 | 15040 | PACU (RECOVERY ROOM 1) |  | USD |  | Active | UNIVERSITY NEW MEXICO HOSPITAL
98325 | 1421505 | Uroplasty | URGENT PC | UPC200-A | STIMULATORS/ ELECTRICAL/ NEUROMUSCULAR | Replaced ACN 91608 |  | N-FEB16-06309 | 2016-12-21 | 2017-12-15 | 34250 | UROLOGY |  | USD |  | Active | UNIVERSITY NEW MEXICO HOSPITAL
101528 | 1446606 | PRECISION MEDICAL INC | PM3300 | PM3300 | REGULATORS/ SUCTION |  |  | 162589 |  | 2017-10-15 | 95700 | CLINICAL ENGINEERING |  | USD |  | Active | UNIVERSITY NEW MEXICO HOSPITAL
83168 | 1162547 | UMF | 4070 | 4070 | TABLES/ EXAMINATION/TREATMENT | 1027464 |  | 112000 | 2014-05-30 | 2017-06-15 | 32015 | MEDICAL FACULTY CLINICAL C |  | USD |  | Reactivated | UNIVERSITY NEW MEXICO HOSPITAL
101552 | 1448382 | PRECISION MEDICAL INC | PM3300 | PM3300 | REGULATORS/ SUCTION |  |  | CNV |  | 2017-05-15 | 15040 | PACU (RECOVERY ROOM 1) |  | USD |  | Active | UNIVERSITY NEW MEXICO HOSPITAL
64613 | 1026495 | SSCOR INC | REF 2314 | REF 2314 | ASPIRATORS/ EMERGENCY |  |  | M12234 | 2016-09-21 | 2017-09-15 | 34350 | MEDICINE CLINIC |  | USD |  | Active | UNIVERSITY NEW MEXICO HOSPITAL
83743 | 1199336 | PRECISION MEDICAL INC | PM3300 | PM3300 | REGULATORS/ SUCTION |  |  | 205991 |  | 2017-05-15 | 95700 | CLINICAL ENGINEERING |  | USD |  | Active | UNIVERSITY NEW MEXICO HOSPITAL
64639 | 1026352 | GE HEALTHCARE | PRN 50-M | 418331-002 | RECORDERS |  |  | CNV |  | 2017-04-15 | 12310 | ADULT ONCOLOGY MED/SURG |  | USD |  | Active | UNIVERSITY NEW MEXICO HOSPITAL
101860 | 1447660 | PRECISION MEDICAL INC | PM3300 | PM3300 | REGULATORS/ SUCTION |  |  | 20192 |  | 2017-05-15 | 15510 | OSIS PACU |  | USD |  | Active | UNIVERSITY NEW MEXICO HOSPITAL
82844 | 1162120 | DEVILBISS HEALTH CARE INC | PULMO AIDE | 5650D | NEBULIZERS |  |  | 3D6040407 | 2016-10-01 | 2017-10-15 | 32050 | WESTSIDE FAMILY & SENIOR HLTH |  | USD |  | Active | UNIVERSITY NEW MEXICO HOSPITAL
101546 | 1448368 | PRECISION MEDICAL INC | PM3300 | PM3300 | REGULATORS/ SUCTION |  |  | 201924 |  | 2017-05-15 | 15040 | PACU (RECOVERY ROOM 1) |  | USD |  | Active | UNIVERSITY NEW MEXICO HOSPITAL
ACN 101143 | 1440000 | PARKER LABORATORIES INC | 82-03-A | 82-03-A | WARMING UNITS/ GEL |  |  | DT2205 |  | 2017-03-15 | 12000 | LABOR AND DELIVERY |  | USD |  | Active | UNIVERSITY NEW MEXICO HOSPITAL
95620 | 1477889 | PRECISION MEDICAL INC | PM3300 | PM3300 | REGULATORS/ SUCTION |  |  | 234095 |  | 2017-06-15 | 12210 | CORONARY CARE SUBACUTE |  | USD |  | Active | UNIVERSITY NEW MEXICO HOSPITAL
ACN 101011 | 1439868 | PARKER LABORATORIES INC | 82-03-A | 82-03-A | WARMING UNITS/ GEL |  |  | 02123L16558T |  | 2017-03-15 | 12000 | LABOR AND DELIVERY |  | USD |  | Active | UNIVERSITY NEW MEXICO HOSPITAL
93773 | 1478442 | PRECISION MEDICAL INC | PM3300 | PM3300 | REGULATORS/ SUCTION |  |  | 234099 |  | 2017-06-15 | 12210 | CORONARY CARE SUBACUTE |  | USD |  | Active | UNIVERSITY NEW MEXICO HOSPITAL
ACN 101140 | 1439865 | PARKER LABORATORIES INC | 82-03-A | 82-03-A | WARMING UNITS/ GEL |  |  | 02123L16559T |  | 2017-03-15 | 12000 | LABOR AND DELIVERY |  | USD |  | Active | UNIVERSITY NEW MEXICO HOSPITAL
95621 | 1478441 | PRECISION MEDICAL INC | PM3300 | PM3300 | REGULATORS/ SUCTION |  |  | 234093 |  | 2017-06-15 | 12210 | CORONARY CARE SUBACUTE |  | USD |  | Active | UNIVERSITY NEW MEXICO HOSPITAL
62955 | 1446681 | DETECTO SCALE COMPANY | DETECTO MECHANICAL SCALE | DETECTO MECHANICAL SCALE | SCALES/ PATIENT/ PLATFORM/ MECHANICAL |  |  | CNV |  | 2017-06-15 | 12120 | MEDICAL/CARDIAC ICU |  | USD |  | Active | UNIVERSITY NEW MEXICO HOSPITAL
95616 | 1477885 | PRECISION MEDICAL INC | PM3300 | PM3300 | REGULATORS/ SUCTION |  |  | 234108 |  | 2016-06-15 | 12220 | MED/SURG SUBACUTE (4-E) |  | USD |  | Active | UNIVERSITY NEW MEXICO HOSPITAL
64275 | 1077920 | DETECTO SCALE COMPANY | DETECTO MECHANICAL SCALE | DETECTO MECHANICAL SCALE | SCALES/ PATIENT/ PLATFORM/ MECHANICAL | FOUND |  | NONE | 2013-02-15 | 2013-02-15 | 15510 | OSIS PACU |  | USD |  | Active | UNIVERSITY NEW MEXICO HOSPITAL
95618 | 1477887 | PRECISION MEDICAL INC | PM3300 | PM3300 | REGULATORS/ SUCTION |  |  | 234090 |  | 2016-06-15 | 12220 | MED/SURG SUBACUTE (4-E) |  | USD |  | Active | UNIVERSITY NEW MEXICO HOSPITAL
64274 | 1077929 | DETECTO SCALE COMPANY | DETECTO MECHANICAL SCALE | DETECTO MECHANICAL SCALE | SCALES/ PATIENT/ PLATFORM/ MECHANICAL | FOUND |  | NONE | 2013-02-15 | 2013-02-15 | 15510 | OSIS PACU |  | USD |  | Active | UNIVERSITY NEW MEXICO HOSPITAL
95617 | 1477886 | PRECISION MEDICAL INC | PM3300 | PM3300 | REGULATORS/ SUCTION |  |  | 234104 |  | 2016-06-15 | 12220 | MED/SURG SUBACUTE (4-E) |  | USD |  | Active | UNIVERSITY NEW MEXICO HOSPITAL
82636 | 1096507 | DETECTO SCALE COMPANY | DETECTO MECHANICAL SCALE | DETECTO MECHANICAL SCALE | SCALES/ PATIENT/ PLATFORM/ MECHANICAL | FOUND |  | NONE | 2012-01-24 | 2012-01-15 | 12035 | UPC INPATIENT ADULT SERVICES |  | USD |  | Active | UNIVERSITY NEW MEXICO HOSPITAL
93421 | 1379978 | PRECISION MEDICAL INC | PM3300 | PM3300 | REGULATORS/ SUCTION |  |  | 169602 |  | 2015-08-15 | 12320 | GENERAL MEDICINE (5-W) |  | USD |  | Active | UNIVERSITY NEW MEXICO HOSPITAL
82641 | 1162344 | DETECTO SCALE COMPANY | DETECTO MECHANICAL SCALE | DETECTO MECHANICAL SCALE | SCALES/ PATIENT/ PLATFORM/ MECHANICAL | FOUND |  | NONE | 2012-01-24 | 2012-01-15 | 12035 | UPC INPATIENT ADULT SERVICES |  | USD |  | Active | UNIVERSITY NEW MEXICO HOSPITAL
93182 | 1040993 | GE HEALTHCARE | CARESCAPE(V100) | CARESCAPE(V100) | MONITORING SYSTEMS/ PHYSIOLOGIC |  |  | SH616290205SA | 2016-09-01 | 2017-09-15 | 12320 | GENERAL MEDICINE (5-W) |  | USD |  | Active | UNIVERSITY NEW MEXICO HOSPITAL
82640 | 1162342 | DETECTO SCALE COMPANY | DETECTO MECHANICAL SCALE | DETECTO MECHANICAL SCALE | SCALES/ PATIENT/ PLATFORM/ MECHANICAL | FOUND |  | NONE | 2012-01-24 | 2012-01-15 | 12035 | UPC INPATIENT ADULT SERVICES |  | USD |  | Active | UNIVERSITY NEW MEXICO HOSPITAL
95672 | 1477867 | GE HEALTHCARE | CARESCAPE(V100) | CARESCAPE(V100) | MONITORING SYSTEMS/ PHYSIOLOGIC |  |  | SH616240179SA | 2017-01-01 | 2018-01-15 | 12035 | UPC INPATIENT ADULT SERVICES |  | USD |  | Active | UNIVERSITY NEW MEXICO HOSPITAL
62990 | 1096666 | DETECTO SCALE COMPANY | DETECTO MECHANICAL SCALE | DETECTO MECHANICAL SCALE | SCALES/ PATIENT/ PLATFORM/ MECHANICAL | FOUND |  | NONE | 2011-12-08 | 2017-06-15 | 34315 | CLINICAL NEUROSCIENCE CENTER |  | USD |  | Active | UNIVERSITY NEW MEXICO HOSPITAL
95673 | 1477897 | GE HEALTHCARE | CARESCAPE(V100) | CARESCAPE(V100) | MONITORING SYSTEMS/ PHYSIOLOGIC |  |  | SH616240287SA | 2017-01-01 | 2018-01-15 | 12035 | UPC INPATIENT ADULT SERVICES |  | USD |  | Active | UNIVERSITY NEW MEXICO HOSPITAL
62989 | 1096665 | DETECTO SCALE COMPANY | DETECTO MECHANICAL SCALE | DETECTO MECHANICAL SCALE | SCALES/ PATIENT/ PLATFORM/ MECHANICAL | FOUND |  | NONE | 2011-12-08 | 2017-06-15 | 34315 | CLINICAL NEUROSCIENCE CENTER |  | USD |  | Active | UNIVERSITY NEW MEXICO HOSPITAL
80966 | 1085860 | GE HEALTHCARE | CARESCAPE(V100) | CARESCAPE(V100) | MONITORING SYSTEMS/ PHYSIOLOGIC | 575937 |  | SH611230133SA | 2017-01-01 | 2018-01-15 | 12035 | UPC INPATIENT ADULT SERVICES |  | USD | 2897.32 | Reactivated | UNIVERSITY NEW MEXICO HOSPITAL
62922 | 1085657 | DETECTO SCALE COMPANY | DETECTO MECHANICAL SCALE | DETECTO MECHANICAL SCALE | SCALES/ PATIENT/ PLATFORM/ MECHANICAL |  |  | NONE | 2011-04-19 | 2011-04-15 | 12430 | GENERAL PEDIATRICS UNIT |  | USD |  | Active | UNIVERSITY NEW MEXICO HOSPITAL
98827 | 1421704 | AMERICAN POWER CONVERSION (APC) | SMART-UPS SC 620 (SC620) | SMART-UPS SC 620 (SC | POWER SYSTEMS/ UNINTERRUPTIBLE |  |  | 620 | 2016-08-01 | 2017-08-15 | 12340 | SURGICAL SPECIALITY UNIT (4-S) |  | USD |  | Active | UNIVERSITY NEW MEXICO HOSPITAL
64734 | 1085533 | DETECTO SCALE COMPANY | DETECTO MECHANICAL SCALE | DETECTO MECHANICAL SCALE | SCALES/ PATIENT/ PLATFORM/ MECHANICAL | FOUND |  | NONE | 2011-02-22 | 2011-02-15 | 34655 | DERMATOLOGY CLINIC 1021 MED |  | USD |  | Active | UNIVERSITY NEW MEXICO HOSPITAL
70313 | 1084450 | AMERICAN POWER CONVERSION (APC) | SMART-UPS SC 620 (SC620) | SMART-UPS SC 620 (SC | POWER SYSTEMS/ UNINTERRUPTIBLE |  |  | 3S0727X12852 | 2017-04-27 | 2018-04-15 | 12250 | ORTHOPEDICS (3-S) |  | USD |  | Active | UNIVERSITY NEW MEXICO HOSPITAL
64733 | 1085631 | DETECTO SCALE COMPANY | DETECTO MECHANICAL SCALE | DETECTO MECHANICAL SCALE | SCALES/ PATIENT/ PLATFORM/ MECHANICAL | FOUND |  | NONE | 2011-02-22 | 2011-02-15 | 76015 | REHABILITATION OUTPATIENT 1025 |  | USD |  | Active | UNIVERSITY NEW MEXICO HOSPITAL
105001 | 1448276 | AMERICAN POWER CONVERSION (APC) | SMART-UPS SC 620 (SC620) | SMART-UPS SC 620 (SC | POWER SYSTEMS/ UNINTERRUPTIBLE |  |  | 5S1045T46544 | 2017-05-18 | 2018-05-15 | 12120 | MEDICAL/CARDIAC ICU |  | USD |  | Active | UNIVERSITY NEW MEXICO HOSPITAL
29554 | 1085752 | WELCH ALLYN INC | 75200 | 75200 | OPHTHALMOSCOPES/ INDIRECT |  |  | NONE | 2011-04-18 | 2011-04-15 | 21015 | ED-NORTH |  | USD |  | Active | UNIVERSITY NEW MEXICO HOSPITAL
43546 | 1446658 | HILL-ROM INC | 767 | 767 | OPHTHALMOSCOPE/OTOSCOPES |  |  | CNV |  | 2017-04-15 | 34150 | PEDIATRICS CLINIC |  | USD |  | Active | UNIVERSITY NEW MEXICO HOSPITAL
95917 | 1478150 | VITAL SIGNS INC | ENFLOW WARMER | 100 | WARMING UNITS/ BLOOD/SOLUTION |  |  | 60582475 | 2017-06-30 | 2018-06-15 | 15055 | ANESTHESIA |  | USD |  | Active | UNIVERSITY NEW MEXICO HOSPITAL
49310 | 1446527 | HILL-ROM INC | 767 | 767 | OPHTHALMOSCOPE/OTOSCOPES |  |  | CNV |  | 2017-04-15 | 34150 | PEDIATRICS CLINIC |  | USD |  | Active | UNIVERSITY NEW MEXICO HOSPITAL
70892 | 1085963 | GENERAL ELECTRIC CO | Vivid-Q | Vivid Q | SCANNING SYSTEMS/ ULTRASONIC |  | H566729 | VQ20882 | 2017-06-29 | 2018-06-15 | 71010 | PEDIATRIC CARDIOLOGY |  | USD |  | Active | UNIVERSITY NEW MEXICO HOSPITAL
49311 | 1446525 | HILL-ROM INC | 767 | 767 | OPHTHALMOSCOPE/OTOSCOPES |  |  | CNV |  | 2017-04-15 | 34150 | PEDIATRICS CLINIC |  | USD |  | Active | UNIVERSITY NEW MEXICO HOSPITAL
ACN 98960 | 1439995 | VIEWSONIC CORP | VG932M | VG932M | MONITORS/ VIDEO |  |  | SBN103824219 |  | 2017-03-15 | 34035 | UNMMG - REPRODUCTIVE HEALTH |  | USD |  | Active | UNIVERSITY NEW MEXICO HOSPITAL
43543 | 1440196 | HILL-ROM INC | 767 | 767 | OPHTHALMOSCOPE/OTOSCOPES |  |  | CNV |  | 2017-04-15 | 34150 | PEDIATRICS CLINIC |  | USD |  | Active | UNIVERSITY NEW MEXICO HOSPITAL
ACN 101056 | 1163158 | SORIN GROUP | S5 Mast Roller Pump 85 | 10-88-60 | PUMPS/ ROLLER |  |  | 50E50764 | 2017-03-29 | 2018-03-15 | 15005 | OPERATING ROOM - BBRP |  | USD |  | Active | UNIVERSITY NEW MEXICO HOSPITAL
101245 | 1440395 | HILL-ROM INC | 767 | 767 | OPHTHALMOSCOPE/OTOSCOPES |  |  | CNV |  | 2017-04-15 | 34350 | MEDICINE CLINIC |  | USD |  | Active | UNIVERSITY NEW MEXICO HOSPITAL
80965 | 1085859 | ETHICON ENDO-SURGERY INC | GEN 11/01 | GEN 11/01 | ELECTROSURGICAL UNITS | 576704 |  | 1111137402 | 2017-06-16 | 2017-12-15 | 15000 | OPERATING ROOM |  | USD | 0 | Active | UNIVERSITY NEW MEXICO HOSPITAL
101279 | 1422387 | HILL-ROM INC | 767 | 767 | OPHTHALMOSCOPE/OTOSCOPES |  |  | CNV |  | 2017-04-15 | 30095 | OCCUPATIONAL HEALTH SVCS |  | USD |  | Active | UNIVERSITY NEW MEXICO HOSPITAL
80964 | 1085858 | ETHICON ENDO-SURGERY INC | GEN 11/01 | GEN 11/01 | ELECTROSURGICAL UNITS | 576704 |  | 1111137707 | 2017-06-16 | 2017-12-15 | 15000 | OPERATING ROOM |  | USD | 0 | Active | UNIVERSITY NEW MEXICO HOSPITAL
101278 | 1422385 | HILL-ROM INC | 767 | 767 | OPHTHALMOSCOPE/OTOSCOPES |  |  | CNV |  | 2017-04-15 | 30095 | OCCUPATIONAL HEALTH SVCS |  | USD |  | Active | UNIVERSITY NEW MEXICO HOSPITAL
80963 | 1085857 | ETHICON ENDO-SURGERY INC | GEN 11/01 | GEN 11/01 | ELECTROSURGICAL UNITS | 576704 |  | 1111138293 | 2017-04-28 | 2017-10-15 | 15005 | OPERATING ROOM - BBRP |  | USD | 0 | Active | UNIVERSITY NEW MEXICO HOSPITAL
21891 | 1140233 | HILL-ROM INC | 767 | 767 | OPHTHALMOSCOPE/OTOSCOPES |  |  | CNV |  | 2017-04-15 | 21015 | ED-NORTH |  | USD |  | Active | UNIVERSITY NEW MEXICO HOSPITAL
80962 | 1085856 | ETHICON ENDO-SURGERY INC | GEN 11/01 | GEN 11/01 | ELECTROSURGICAL UNITS | 576704 |  | 1111135556 | 2017-06-29 | 2017-12-15 | 15000 | OPERATING ROOM |  | USD | 0 | Active | UNIVERSITY NEW MEXICO HOSPITAL
101098 | 1422310 | HILL-ROM INC | 767 | 767 | OPHTHALMOSCOPE/OTOSCOPES |  |  | CNV |  | 2017-04-15 | 21020 | PEDIATRIC EMERGENCY DEPARTMENT |  | USD |  | Active | UNIVERSITY NEW MEXICO HOSPITAL
80960 | 1085855 | ETHICON ENDO-SURGERY INC | GEN 11/01 | GEN 11/01 | ELECTROSURGICAL UNITS | 576704 |  | 1111137485 | 2017-04-28 | 2017-10-15 | 15005 | OPERATING ROOM - BBRP |  | USD | 0 | Active | UNIVERSITY NEW MEXICO HOSPITAL
101096 | 1422467 | HILL-ROM INC | 767 | 767 | OPHTHALMOSCOPE/OTOSCOPES |  |  | CNV |  | 2017-04-15 | 21020 | PEDIATRIC EMERGENCY DEPARTMENT |  | USD |  | Active | UNIVERSITY NEW MEXICO HOSPITAL
80958 | 1085853 | ETHICON ENDO-SURGERY INC | GEN 11/01 | GEN 11/01 | ELECTROSURGICAL UNITS | 576704 |  | 1111138265 | 2017-06-22 | 2017-11-15 | 15000 | OPERATING ROOM |  | USD | 0 | Reactivated | UNIVERSITY NEW MEXICO HOSPITAL
101095 | 1422466 | HILL-ROM INC | 767 | 767 | OPHTHALMOSCOPE/OTOSCOPES |  |  | CNV |  | 2017-04-15 | 21020 | PEDIATRIC EMERGENCY DEPARTMENT |  | USD |  | Active | UNIVERSITY NEW MEXICO HOSPITAL
98697 | 1447387 | TERASON ULTRASOUND | USMART 3200T | 3200T | SCANNING SYSTEMS/ ULTRASONIC/ PORTABLE | FOUND |  | 00 | 2017-04-11 | 2017-10-15 | 30110 | UNMMG - VEIN CENTER |  | USD |  | Active | UNIVERSITY NEW MEXICO HOSPITAL
101320 | 1422465 | HILL-ROM INC | 767 | 767 | OPHTHALMOSCOPE/OTOSCOPES |  |  | CNV |  | 2017-04-15 | 21020 | PEDIATRIC EMERGENCY DEPARTMENT |  | USD |  | Active | UNIVERSITY NEW MEXICO HOSPITAL
32284 | 1085693 | GT VISION LLC | XSZ-N204 | XSZ-N204 | MICROSCOPES | FOUND |  | 001273 | 2016-06-13 | 2017-06-15 | B9935 | School Based Health Center |  | USD |  | Active | UNIVERSITY NEW MEXICO HOSPITAL
101319 | 1422464 | HILL-ROM INC | 767 | 767 | OPHTHALMOSCOPE/OTOSCOPES |  |  | CNV |  | 2017-04-15 | 21020 | PEDIATRIC EMERGENCY DEPARTMENT |  | USD |  | Active | UNIVERSITY NEW MEXICO HOSPITAL
32283 | 1085695 | GT VISION LLC | XSZ-N204 | XSZ-N204 | MICROSCOPES | FOUND |  | 001991 | 2016-06-13 | 2017-06-15 | B9935 | School Based Health Center |  | USD |  | Active | UNIVERSITY NEW MEXICO HOSPITAL
101318 | 1422462 | HILL-ROM INC | 767 | 767 | OPHTHALMOSCOPE/OTOSCOPES |  |  | CNV |  | 2017-04-15 | 21020 | PEDIATRIC EMERGENCY DEPARTMENT |  | USD |  | Active | UNIVERSITY NEW MEXICO HOSPITAL
101597 | 1446581 | MAQUET INC | 1 ABP-DOPPLER | 0154-01-0001 | BLOOD-FLOW DETECTORS/ ULTRASONIC |  |  | CNV |  | 2017-05-15 | 71040 | CARDIAC CATH LAB |  | USD |  | Active | UNIVERSITY NEW MEXICO HOSPITAL
101313 | 1422309 | HILL-ROM INC | 767 | 767 | OPHTHALMOSCOPE/OTOSCOPES |  |  | 767 |  | 2017-04-15 | 21020 | PEDIATRIC EMERGENCY DEPARTMENT |  | USD |  | Active | UNIVERSITY NEW MEXICO HOSPITAL
101601 | 1446580 | MAQUET INC | 1 ABP-DOPPLER | 0154-01-0001 | BLOOD-FLOW DETECTORS/ ULTRASONIC |  |  | CNV |  | 2017-05-15 | 71040 | CARDIAC CATH LAB |  | USD |  | Active | UNIVERSITY NEW MEXICO HOSPITAL
101193 | 1422471 | HILL-ROM INC | 767 | 767 | OPHTHALMOSCOPE/OTOSCOPES |  |  | CNV |  | 2017-04-15 | 21015 | ED-NORTH |  | USD |  | Active | UNIVERSITY NEW MEXICO HOSPITAL
101602 | 1446671 | MAQUET INC | 1 ABP-DOPPLER | 0154-01-0001 | BLOOD-FLOW DETECTORS/ ULTRASONIC |  |  | CNV |  | 2016-10-15 | 71040 | CARDIAC CATH LAB |  | USD |  | Active | UNIVERSITY NEW MEXICO HOSPITAL
101176 | 1422408 | HILL-ROM INC | 767 | 767 | OPHTHALMOSCOPE/OTOSCOPES |  |  | CNV |  | 2017-04-15 | 21015 | ED-NORTH |  | USD |  | Active | UNIVERSITY NEW MEXICO HOSPITAL
ACN 98001 | 1478482 | STERIS CORP | AMSCO 4TH GENERATION | 431726-994 | WARMING UNITS |  |  | CNV | 2017-04-18 | 2018-04-15 | 12015 | PEDIATRIC INFUSION UNIT PIU |  | USD |  | Active | UNIVERSITY NEW MEXICO HOSPITAL
101094 | 1422272 | HILL-ROM INC | 767 | 767 | OPHTHALMOSCOPE/OTOSCOPES |  |  | 767 |  | 2017-04-15 | 21015 | ED-NORTH |  | USD |  | Active | UNIVERSITY NEW MEXICO HOSPITAL
95703 | 1477906 | GE HEALTHCARE | CARESCAPE | B450 | MONITORS/ BEDSIDE | 2001025-0-CAP |  | SNE16170126HA | 2016-10-07 | 2017-10-15 | 12520 | MOTHER & BABY UNIT (3-E) BBRP |  | USD | 12515.74 | Active | UNIVERSITY NEW MEXICO HOSPITAL
101239 | 1422419 | HILL-ROM INC | 767 | 767 | OPHTHALMOSCOPE/OTOSCOPES |  |  | CNV |  | 2017-04-15 | 21015 | ED-NORTH |  | USD |  | Active | UNIVERSITY NEW MEXICO HOSPITAL
91317 | 1258971 | NIHON KOHDEN (AMERICA) INC | PSG-1100 | PSG-1100 | ELECTROENCEPHALOGRAPHS |  |  | CNV | 2017-02-01 | 2018-02-15 | 34015 | SLEEP DISORDERS CENTER 1101-2 |  | USD |  | Active | UNIVERSITY NEW MEXICO HOSPITAL
101238 | 1422414 | HILL-ROM INC | 767 | 767 | OPHTHALMOSCOPE/OTOSCOPES |  |  | CNV |  | 2017-04-15 | 21015 | ED-NORTH |  | USD |  | Active | UNIVERSITY NEW MEXICO HOSPITAL
73316 | 1162177 | RITTER-MIDMARK | 100 | 100 | TABLES/ EXAMINATION/TREATMENT | FOUND |  | BS026978 | 2012-04-20 | 2012-04-15 | 30030 | CTH OUTPATIENT CLINIC |  | USD |  | Active | UNIVERSITY NEW MEXICO HOSPITAL
101365 | 1421965 | HILL-ROM INC | 767 | 767 | OPHTHALMOSCOPE/OTOSCOPES |  |  | CNV |  | 2017-04-15 | 21015 | ED-NORTH |  | USD |  | Active | UNIVERSITY NEW MEXICO HOSPITAL
68415 | 1083724 | AIRCLEAN SYSTEMS | ACDS03 | ACDS03 | DISINFECTING UNITS/ LIQUID/ FLEXIBLE ENDOSCOPE |  |  | ACDS03-027 | 2017-04-27 | 2017-12-15 | 15055 | ANESTHESIA |  | USD |  | Active | UNIVERSITY NEW MEXICO HOSPITAL
101363 | 1422207 | HILL-ROM INC | 767 | 767 | OPHTHALMOSCOPE/OTOSCOPES |  |  | 767 |  | 2017-04-15 | 21015 | ED-NORTH |  | USD |  | Active | UNIVERSITY NEW MEXICO HOSPITAL
ACN 88588 | 1439589 | PHS West | ERGO-EXPRESS | ERGO-EXPRESS | CARTS/ OTHER | 1173961-0-CAP |  | CNV |  | 2017-03-15 | 4362 | PEDIATRIC DIALYSIS |  | USD |  | Active | UNIVERSITY NEW MEXICO HOSPITAL
101361 | 1422204 | HILL-ROM INC | 767 | 767 | OPHTHALMOSCOPE/OTOSCOPES |  |  | CNV |  | 2017-04-15 | 21015 | ED-NORTH |  | USD |  | Active | UNIVERSITY NEW MEXICO HOSPITAL
ACN 88989 | 1439588 | PHS West | ERGO-EXPRESS | ERGO-EXPRESS | CARTS/ OTHER | 1173961-0-CAP |  | CNV |  | 2017-03-15 | 4362 | PEDIATRIC DIALYSIS |  | USD |  | Active | UNIVERSITY NEW MEXICO HOSPITAL
101233 | 1422073 | HILL-ROM INC | 767 | 767 | OPHTHALMOSCOPE/OTOSCOPES |  |  | CNV |  | 2017-04-15 | 21015 | ED-NORTH |  | USD |  | Active | UNIVERSITY NEW MEXICO HOSPITAL
93181 | 1040992 | PHS West | ERGO-EXPRESS | ERGO-EXPRESS | CARTS/ OTHER |  |  | CNV | 2016-10-01 | 2017-05-15 | 70020 | ENDOSCOPY CENTER |  | USD |  | Active | UNIVERSITY NEW MEXICO HOSPITAL
101231 | 1422076 | HILL-ROM INC | 767 | 767 | OPHTHALMOSCOPE/OTOSCOPES |  |  | CNV |  | 2017-04-15 | 21015 | ED-NORTH |  | USD |  | Active | UNIVERSITY NEW MEXICO HOSPITAL
101937 | 1448149 | PARI RESPIRATORY EQUIPMENT INC | VIOS | 310B0000 | COMPRESSORS |  |  | AD10J10660 |  | 2017-06-15 | 60400 | CPC ACUTE SERVICES |  | USD |  | Active | UNIVERSITY NEW MEXICO HOSPITAL
101308 | 1421982 | HILL-ROM INC | 767 | 767 | OPHTHALMOSCOPE/OTOSCOPES |  |  | CNV |  | 2017-04-15 | 21015 | ED-NORTH |  | USD |  | Active | UNIVERSITY NEW MEXICO HOSPITAL
101582 | 1446754 | CADWELL | CASCADE | CASCADE | MICROELECTRODE AMPLIFIERS |  |  | 0512CA000361 |  | 2017-05-15 | 34315 | CLINICAL NEUROSCIENCE CENTER |  | USD |  | Active | UNIVERSITY NEW MEXICO HOSPITAL
101307 | 1422248 | HILL-ROM INC | 767 | 767 | OPHTHALMOSCOPE/OTOSCOPES |  |  | CNV |  | 2017-04-15 | 21015 | ED-NORTH |  | USD |  | Active | UNIVERSITY NEW MEXICO HOSPITAL
101581 | 1446753 | CADWELL | CASCADE | CASCADE | MICROELECTRODE AMPLIFIERS |  |  | 0503CX12-00-016 |  | 2017-05-15 | 34315 | CLINICAL NEUROSCIENCE CENTER |  | USD |  | Active | UNIVERSITY NEW MEXICO HOSPITAL
101305 | 1422236 | HILL-ROM INC | 767 | 767 | OPHTHALMOSCOPE/OTOSCOPES |  |  | CNV |  | 2017-04-15 | 21015 | ED-NORTH |  | USD |  | Active | UNIVERSITY NEW MEXICO HOSPITAL
101468 | 1448434 | CADWELL | CASCADE | CASCADE | MICROELECTRODE AMPLIFIERS |  |  | 0312CX01-07-008 |  | 2017-05-15 | 34315 | CLINICAL NEUROSCIENCE CENTER |  | USD |  | Active | UNIVERSITY NEW MEXICO HOSPITAL
60298 | 1142664 | HILL-ROM INC | 767 | 767 | OPHTHALMOSCOPE/OTOSCOPES |  |  | CANT ACCESS |  | 2017-04-15 | 12000 | LABOR AND DELIVERY |  | USD |  | Active | UNIVERSITY NEW MEXICO HOSPITAL
101469 | 1448432 | CADWELL | CASCADE | CASCADE | MICROELECTRODE AMPLIFIERS |  |  | 0311CX04-03-008 |  | 2017-05-15 | 34315 | CLINICAL NEUROSCIENCE CENTER |  | USD |  | Active | UNIVERSITY NEW MEXICO HOSPITAL
101302 | 1422189 | HILL-ROM INC | 767 | 767 | OPHTHALMOSCOPE/OTOSCOPES |  |  | CNV |  | 2017-04-15 | 21015 | ED-NORTH |  | USD |  | Active | UNIVERSITY NEW MEXICO HOSPITAL
70879 | 1143511 | CADWELL | CASCADE | CASCADE | MICROELECTRODE AMPLIFIERS |  |  | 1005CX06-04-001 |  | 2017-05-15 | 34315 | CLINICAL NEUROSCIENCE CENTER |  | USD |  | Active | UNIVERSITY NEW MEXICO HOSPITAL
ACN 60301 | 1439864 | HILL-ROM INC | 767 | 767 | OPHTHALMOSCOPE/OTOSCOPES |  |  | 06353 |  | 2017-03-15 | 12000 | LABOR AND DELIVERY |  | USD |  | Active | UNIVERSITY NEW MEXICO HOSPITAL
95806 | 1477949 | ALLIED HEALTHCARE PRODUCTS INC | L190-GR | L190-GR | ASPIRATORS | found |  | 0616 | 2016-10-01 | 2017-10-15 | 32040 | NE HEIGHTS CLINIC |  | USD | 0.01 | Active | UNIVERSITY NEW MEXICO HOSPITAL
ACN 60297 | 1142666 | HILL-ROM INC | 767 | 767 | OPHTHALMOSCOPE/OTOSCOPES |  |  | 06353 |  | 2017-03-15 | 12000 | LABOR AND DELIVERY |  | USD |  | Active | UNIVERSITY NEW MEXICO HOSPITAL
62615 | 1422440 | NIHON KOHDEN (AMERICA) INC | LS-120AJ | LS-120AJ | STIMULATORS/ PHOTIC/ VISUAL | FOUND NOT IN DATABASE |  | 01665 | 2017-03-31 | 2017-09-15 | 78010 | NEURODIAGNOSTICS LAB |  | USD |  | Active | UNIVERSITY NEW MEXICO HOSPITAL
68235 | 1144823 | HILL-ROM INC | 767 | 767 | OPHTHALMOSCOPE/OTOSCOPES | Found |  | N/A |  | 2017-06-15 | 12210 | CORONARY CARE SUBACUTE |  | USD |  | Active | UNIVERSITY NEW MEXICO HOSPITAL
101579 | 1446751 | NIHON KOHDEN (AMERICA) INC | LS-120AJ | LS-120AJ | STIMULATORS/ PHOTIC/ VISUAL |  |  | CNV | 2017-05-29 | 2017-09-15 | 78010 | NEURODIAGNOSTICS LAB |  | USD |  | Active | UNIVERSITY NEW MEXICO HOSPITAL
52649 | 1142713 | HILL-ROM INC | 767 | 767 | OPHTHALMOSCOPE/OTOSCOPES |  |  | CNV |  | 2017-06-15 | 54080 | UNMMG - TRUMAN ST. CLINIC |  | USD |  | Active | UNIVERSITY NEW MEXICO HOSPITAL
98394 | 1397819 | KARL STORZ ENDOSCOPY-AMERICA INC | IMAGE1 S X-LINK | TC301 | VIDEO SYSTEMS/ ENDOSCOPIC |  |  | VT753913-P | 2017-04-27 | 2018-04-15 | 15000 | OPERATING ROOM |  | USD |  | Active | UNIVERSITY NEW MEXICO HOSPITAL
101770 | 1447359 | HILL-ROM INC | 767 | 767 | OPHTHALMOSCOPE/OTOSCOPES |  |  | CNV |  | 2017-06-15 | 32040 | NE HEIGHTS CLINIC |  | USD |  | Active | UNIVERSITY NEW MEXICO HOSPITAL
101508 | 1446669 | KARL STORZ ENDOSCOPY-AMERICA INC | IMAGE1 S X-LINK | TC301 | VIDEO SYSTEMS/ ENDOSCOPIC |  |  | TT750494-P | 2017-04-27 | 2018-04-15 | 15000 | OPERATING ROOM |  | USD |  | Active | UNIVERSITY NEW MEXICO HOSPITAL
101771 | 1447349 | HILL-ROM INC | 767 | 767 | OPHTHALMOSCOPE/OTOSCOPES |  |  | CNV |  | 2017-06-15 | 32040 | NE HEIGHTS CLINIC |  | USD |  | Active | UNIVERSITY NEW MEXICO HOSPITAL
48735 | 1096930 | JEWETT REFRIGERATOR CO INC | HEMAPRO 2000 | BBR25-1B | REFRIGERATORS/ BLOOD BANK | FOUND |  | Y19L556671ZL | 2017-01-27 | 2018-01-15 | 74070 | LAB - BLOOD BANK |  | USD |  | Active | UNIVERSITY NEW MEXICO HOSPITAL
21922 | 1447344 | HILL-ROM INC | 767 | 767 | OPHTHALMOSCOPE/OTOSCOPES |  |  | CNV |  | 2017-06-15 | 32040 | NE HEIGHTS CLINIC |  | USD |  | Active | UNIVERSITY NEW MEXICO HOSPITAL
48798 | 1096925 | JEWETT REFRIGERATOR CO INC | HEMAPRO 2000 | BBR25-1B | REFRIGERATORS/ BLOOD BANK | FOUND |  | N18P-108648-NP | 2017-01-01 | 2018-01-15 | 74070 | LAB - BLOOD BANK |  | USD |  | Active | UNIVERSITY NEW MEXICO HOSPITAL
101755 | 1447331 | HILL-ROM INC | 767 | 767 | OPHTHALMOSCOPE/OTOSCOPES |  |  | CNV |  | 2017-06-15 | 32040 | NE HEIGHTS CLINIC |  | USD |  | Active | UNIVERSITY NEW MEXICO HOSPITAL
79077 | 1143675 | LEISEGANG MEDICAL INC | GUL | GUL | COLPOSCOPES |  |  | 37335 |  | 2017-06-15 | 32065 | M & FP-NW VALLEY-1231 CAN |  | USD |  | Active | UNIVERSITY NEW MEXICO HOSPITAL
101756 | 1447321 | HILL-ROM INC | 767 | 767 | OPHTHALMOSCOPE/OTOSCOPES |  |  | CNV |  | 2017-06-15 | 32040 | NE HEIGHTS CLINIC |  | USD |  | Active | UNIVERSITY NEW MEXICO HOSPITAL
83185 | 1162565 | RELIANCE MED | 7000L | 7000L | CHAIRS/ EXAMINATION/ TREATMENT | 1016597 |  | 070025B0412045 | 2013-03-07 | 2013-03-15 | 34610 | OPHTHALMOLOGY ON SITE CLINIC |  | USD |  | Active | UNIVERSITY NEW MEXICO HOSPITAL
49309 | 1447229 | HILL-ROM INC | 767 | 767 | OPHTHALMOSCOPE/OTOSCOPES |  |  | CNV |  | 2017-06-15 | 34150 | PEDIATRICS CLINIC |  | USD |  | Active | UNIVERSITY NEW MEXICO HOSPITAL
83176 | 1162556 | RELIANCE MED | 7000L | 7000L | CHAIRS/ EXAMINATION/ TREATMENT | 1016597 |  | 070025B0512003 | 2013-03-07 | 2013-03-15 | 34610 | OPHTHALMOLOGY ON SITE CLINIC |  | USD |  | Active | UNIVERSITY NEW MEXICO HOSPITAL
101758 | 1447325 | HILL-ROM INC | 767 | 767 | OPHTHALMOSCOPE/OTOSCOPES |  |  | CNV |  | 2017-06-15 | 32040 | NE HEIGHTS CLINIC |  | USD |  | Active | UNIVERSITY NEW MEXICO HOSPITAL
83172 | 1162551 | RELIANCE MED | 7000L | 7000L | CHAIRS/ EXAMINATION/ TREATMENT | 1016597 |  | 070025B0512007 | 2013-03-07 | 2013-03-15 | 34610 | OPHTHALMOLOGY ON SITE CLINIC |  | USD |  | Active | UNIVERSITY NEW MEXICO HOSPITAL
101759 | 1447310 | HILL-ROM INC | 767 | 767 | OPHTHALMOSCOPE/OTOSCOPES |  |  | CNV |  | 2017-06-15 | 32040 | NE HEIGHTS CLINIC |  | USD |  | Active | UNIVERSITY NEW MEXICO HOSPITAL
83175 | 1162554 | RELIANCE MED | 7000L | 7000L | CHAIRS/ EXAMINATION/ TREATMENT | 1016597 |  | 070025B0412051 | 2013-03-07 | 2013-03-15 | 34610 | OPHTHALMOLOGY ON SITE CLINIC |  | USD |  | Active | UNIVERSITY NEW MEXICO HOSPITAL
101928 | 1448229 | HILL-ROM INC | 767 | 767 | OPHTHALMOSCOPE/OTOSCOPES |  |  | CNV |  | 2017-06-15 | 32050 | WESTSIDE FAMILY & SENIOR HLTH |  | USD |  | Active | UNIVERSITY NEW MEXICO HOSPITAL
83174 | 1162553 | RELIANCE MED | 7000L | 7000L | CHAIRS/ EXAMINATION/ TREATMENT | 1016597 |  | 070025B0512041 | 2013-03-07 | 2013-03-15 | 34610 | OPHTHALMOLOGY ON SITE CLINIC |  | USD |  | Active | UNIVERSITY NEW MEXICO HOSPITAL
101615 | 1448001 | HILL-ROM INC | 767 | 767 | OPHTHALMOSCOPE/OTOSCOPES |  |  | CNV |  | 2017-06-15 | 54080 | UNMMG - TRUMAN ST. CLINIC |  | USD |  | Active | UNIVERSITY NEW MEXICO HOSPITAL
ACN 101135 | 1439984 | GE HEALTHCARE | CDA19T | CDA19T | MONITORS/ VIDEO |  |  | DTL050E0228 |  | 2017-03-15 | 15045 | PACU - BBRP |  | USD |  | Active | UNIVERSITY NEW MEXICO HOSPITAL
101629 | 1447999 | HILL-ROM INC | 767 | 767 | OPHTHALMOSCOPE/OTOSCOPES |  |  | CNV |  | 2017-06-15 | 54080 | UNMMG - TRUMAN ST. CLINIC |  | USD |  | Active | UNIVERSITY NEW MEXICO HOSPITAL
ACN 101159 | 1440276 | GE HEALTHCARE | CDA19T | CDA19T | MONITORS/ VIDEO |  |  | DTG420J0412 |  | 2017-03-15 | 12455 | NEWBORN ICU |  | USD |  | Active | UNIVERSITY NEW MEXICO HOSPITAL
101626 | 1447819 | HILL-ROM INC | 767 | 767 | OPHTHALMOSCOPE/OTOSCOPES |  |  | CNV |  | 2017-06-15 | 54080 | UNMMG - TRUMAN ST. CLINIC |  | USD |  | Active | UNIVERSITY NEW MEXICO HOSPITAL
ACN 98996 | 1440138 | GE HEALTHCARE | CDA19T | CDA19T | MONITORS/ VIDEO |  |  | DTG420J0375 |  | 2017-03-15 | 12455 | NEWBORN ICU |  | USD |  | Active | UNIVERSITY NEW MEXICO HOSPITAL
101625 | 1447818 | HILL-ROM INC | 767 | 767 | OPHTHALMOSCOPE/OTOSCOPES |  |  | CNV |  | 2017-06-15 | 54080 | UNMMG - TRUMAN ST. CLINIC |  | USD |  | Active | UNIVERSITY NEW MEXICO HOSPITAL
ACN 101073 | 1440055 | GE HEALTHCARE | CDA19T | CDA19T | MONITORS/ VIDEO |  |  | DTH170E1192 |  | 2017-03-15 | 12415 | INTERMEDIATE CARE NURSERY |  | USD |  | Active | UNIVERSITY NEW MEXICO HOSPITAL
101455 | 1448458 | HILL-ROM INC | 767 | 767 | OPHTHALMOSCOPE/OTOSCOPES |  |  | CNV |  | 2017-10-15 | 34250 | UROLOGY |  | USD |  | Active | UNIVERSITY NEW MEXICO HOSPITAL
ACN 101087 | 1440129 | GE HEALTHCARE | CDA19T | CDA19T | MONITORS/ VIDEO |  |  | DTG420J0777 |  | 2017-03-15 | 12455 | NEWBORN ICU |  | USD |  | Active | UNIVERSITY NEW MEXICO HOSPITAL
101611 | 1448348 | HILL-ROM INC | 767 | 767 | OPHTHALMOSCOPE/OTOSCOPES |  |  | CNV |  | 2017-05-15 | 30030 | CTH OUTPATIENT CLINIC |  | USD |  | Active | UNIVERSITY NEW MEXICO HOSPITAL
ACN 101072 | 1440052 | GE HEALTHCARE | CDA19T | CDA19T | MONITORS/ VIDEO |  |  | DTH170E1190 |  | 2017-03-15 | 12415 | INTERMEDIATE CARE NURSERY |  | USD |  | Active | UNIVERSITY NEW MEXICO HOSPITAL
101532 | 1448393 | HILL-ROM INC | 767 | 767 | OPHTHALMOSCOPE/OTOSCOPES |  |  | CNV |  | 2017-12-15 | 34230 | SURGICAL SPECIALTIES CLINIC |  | USD |  | Active | UNIVERSITY NEW MEXICO HOSPITAL
ACN 101071 | 1440050 | GE HEALTHCARE | CDA19T | CDA19T | MONITORS/ VIDEO |  |  | DTH170E1199 |  | 2017-03-15 | 12415 | INTERMEDIATE CARE NURSERY |  | USD |  | Active | UNIVERSITY NEW MEXICO HOSPITAL
101568 | 1446768 | HILL-ROM INC | 767 | 767 | OPHTHALMOSCOPE/OTOSCOPES |  |  | CNV |  | 2017-05-15 | 34250 | UROLOGY |  | USD |  | Active | UNIVERSITY NEW MEXICO HOSPITAL
ACN 101070 | 1439845 | GE HEALTHCARE | CDA19T | CDA19T | MONITORS/ VIDEO |  |  | DTH170E1206 |  | 2017-03-15 | 12415 | INTERMEDIATE CARE NURSERY |  | USD |  | Active | UNIVERSITY NEW MEXICO HOSPITAL
101572 | 1446716 | HILL-ROM INC | 767 | 767 | OPHTHALMOSCOPE/OTOSCOPES |  |  | CNV |  | 2017-05-15 | 34250 | UROLOGY |  | USD |  | Active | UNIVERSITY NEW MEXICO HOSPITAL
ACN 101084 | 1440120 | GE HEALTHCARE | CDA19T | CDA19T | MONITORS/ VIDEO |  |  | DTG420J0384 |  | 2017-03-15 | 12455 | NEWBORN ICU |  | USD |  | Active | UNIVERSITY NEW MEXICO HOSPITAL
40381 | 1447990 | HILL-ROM INC | 767 | 767 | OPHTHALMOSCOPE/OTOSCOPES |  |  | CNV |  | 2017-05-15 | 21035 | URGENT CARE CENTER |  | USD |  | Active | UNIVERSITY NEW MEXICO HOSPITAL
ACN 101068 | 1439843 | GE HEALTHCARE | CDA19T | CDA19T | MONITORS/ VIDEO |  |  | DTH170E1203 |  | 2017-03-15 | 12415 | INTERMEDIATE CARE NURSERY |  | USD |  | Active | UNIVERSITY NEW MEXICO HOSPITAL
89380 | 1328823 | HILL-ROM INC | 767 | 767 | OPHTHALMOSCOPE/OTOSCOPES | FOUND |  | N/A |  | 2014-03-15 | 34540 | SPORTS MEDICINE |  | USD |  | Active | UNIVERSITY NEW MEXICO HOSPITAL
ACN 101160 | 1440278 | GE HEALTHCARE | CDA19T | CDA19T | MONITORS/ VIDEO |  |  | 3DTG420J0415 |  | 2017-03-15 | 12455 | NEWBORN ICU |  | USD |  | Active | UNIVERSITY NEW MEXICO HOSPITAL
80324 | 1096477 | PARKS MEDICAL ELECTRONICS INC | 811-BTS | 811-BTS | BLOOD-FLOW DETECTORS/ ULTRASONIC | FOUND |  | 811B-700003531 | 2013-02-26 | 2013-02-15 | 21015 | ED-NORTH |  | USD |  | Active | UNIVERSITY NEW MEXICO HOSPITAL
ACN 98992 | 1440132 | GE HEALTHCARE | CDA19T | CDA19T | MONITORS/ VIDEO |  |  | DTG420J0414 |  | 2017-03-15 | 12455 | NEWBORN ICU |  | USD |  | Active | UNIVERSITY NEW MEXICO HOSPITAL
46258 | 1085952 | PARKS MEDICAL ELECTRONICS INC | 811-BTS | 811-BTS | BLOOD-FLOW DETECTORS/ ULTRASONIC | FOUND | FOUND | 131449 |  | 2011-02-15 | 12460 | PEDIATRIC ICU |  | USD |  | Active | UNIVERSITY NEW MEXICO HOSPITAL
ACN 101206 | 1440305 | GE HEALTHCARE | CDA19T | CDA19T | MONITORS/ VIDEO |  |  | DTG420J0405 |  | 2017-03-15 | 12455 | NEWBORN ICU |  | USD |  | Active | UNIVERSITY NEW MEXICO HOSPITAL
101713 | 1447189 | STRYKER CORP | 6110-120 | 6110-120 | BATTERY CHARGERS |  |  | 1021100433 |  | 2017-06-15 | 15010 | STERILE PROCESSING |  | USD |  | Active | UNIVERSITY NEW MEXICO HOSPITAL
ACN 101204 | 1440302 | GE HEALTHCARE | CDA19T | CDA19T | MONITORS/ VIDEO |  |  | DTG420J0362 |  | 2017-03-15 | 12455 | NEWBORN ICU |  | USD |  | Active | UNIVERSITY NEW MEXICO HOSPITAL
50555 | 1096922 | HELMER LABS INC | I SERIES (IB245) | I SERIES (IB245) | REFRIGERATORS/ BLOOD BANK | FOUND |  | 963677 | 2017-01-01 | 2018-01-15 | 74070 | LAB - BLOOD BANK |  | USD |  | Active | UNIVERSITY NEW MEXICO HOSPITAL
ACN 101065 | 1440045 | GE HEALTHCARE | CDA19T | CDA19T | MONITORS/ VIDEO |  |  | DTG420J0413 |  | 2017-03-15 | 12455 | NEWBORN ICU |  | USD |  | Active | UNIVERSITY NEW MEXICO HOSPITAL
80118 | 1096917 | HELMER LABS INC | I SERIES (IB245) | I SERIES (IB245) | REFRIGERATORS/ BLOOD BANK | FOUND |  | 983164 | 2017-01-01 | 2018-01-15 | 74070 | LAB - BLOOD BANK |  | USD |  | Active | UNIVERSITY NEW MEXICO HOSPITAL
ACN 101032 | 1440219 | GE HEALTHCARE | CDA19T | CDA19T | MONITORS/ VIDEO |  |  | DTG420J0716 |  | 2017-03-15 | 12455 | NEWBORN ICU |  | USD |  | Active | UNIVERSITY NEW MEXICO HOSPITAL
83376 | 1163267 | HILL-ROM INC | SURETEMP PLUS | 692 | THERMOMETERS/ ELECTRONIC | FOUND |  | 05312938 |  | 2013-01-15 | 12035 | UPC INPATIENT ADULT SERVICES |  | USD |  | Active | UNIVERSITY NEW MEXICO HOSPITAL
ACN 101064 | 31440041 | GE HEALTHCARE | CDA19T | CDA19T | MONITORS/ VIDEO |  |  | DTG420J0731 |  | 2017-03-15 | 12455 | NEWBORN ICU |  | USD |  | Active | UNIVERSITY NEW MEXICO HOSPITAL
80722 | 1161761 | HILL-ROM INC | SURETEMP PLUS | 692 | THERMOMETERS/ ELECTRONIC | FOUND |  | 06417596 |  | 2011-06-15 | 32040 | NE HEIGHTS CLINIC |  | USD |  | Active | UNIVERSITY NEW MEXICO HOSPITAL
ACN 98989 | 1440147 | GE HEALTHCARE | CDA19T | CDA19T | MONITORS/ VIDEO |  |  | DTG370T0041 |  | 2017-03-15 | 12455 | NEWBORN ICU |  | USD |  | Active | UNIVERSITY NEW MEXICO HOSPITAL
67457 | 1004773 | KARL STORZ ENDOSCOPY-AMERICA INC | AIDA (202045 20) | AIDA (202045 20) | RECORDERS/ ELECTRONIC STORAGE/ DATA | FOUND |  | GB653501-P | 2011-08-26 | 2011-08-15 | 15500 | OSIS OPERATING ROOM |  | USD | 0.01 | Active | UNIVERSITY NEW MEXICO HOSPITAL
ACN 101031 | 1440216 | GE HEALTHCARE | CDA19T | CDA19T | MONITORS/ VIDEO |  |  | DTH340J1679 |  | 2017-03-15 | 12455 | NEWBORN ICU |  | USD |  | Active | UNIVERSITY NEW MEXICO HOSPITAL
101207 | 1440413 | PRECISION MEDICAL INC | EASY GO VAC (PM65HG) | EASY GO VAC (PM65HG) | ASPIRATORS/ TRACHEAL |  |  | CNV | 2017-04-28 | 2018-04-15 | 12415 | INTERMEDIATE CARE NURSERY |  | USD |  | Active | UNIVERSITY NEW MEXICO HOSPITAL
ACN 101079 | 1440114 | GE HEALTHCARE | CDA19T | CDA19T | MONITORS/ VIDEO |  |  | 3DTG370T0085 |  | 2017-03-15 | 12415 | INTERMEDIATE CARE NURSERY |  | USD |  | Active | UNIVERSITY NEW MEXICO HOSPITAL
ACN 101029 | 1440029 | PRECISION MEDICAL INC | EASY GO VAC (PM65HG) | EASY GO VAC (PM65HG) | ASPIRATORS/ TRACHEAL |  |  | 044356 | 2017-03-10 | 2018-03-15 | 12455 | NEWBORN ICU |  | USD |  | Active | UNIVERSITY NEW MEXICO HOSPITAL
ACN 101051 | 1439799 | GE HEALTHCARE | CDA19T | CDA19T | MONITORS/ VIDEO |  |  | DTG37010255 |  | 2017-03-15 | 12455 | NEWBORN ICU |  | USD |  | Active | UNIVERSITY NEW MEXICO HOSPITAL
ACN 101045 | 1440028 | PRECISION MEDICAL INC | EASY GO VAC (PM65HG) | EASY GO VAC (PM65HG) | ASPIRATORS/ TRACHEAL |  |  | 045263 | 2017-03-10 | 2018-03-15 | 12455 | NEWBORN ICU |  | USD |  | Active | UNIVERSITY NEW MEXICO HOSPITAL
ACN 101063 | 1440037 | GE HEALTHCARE | CDA19T | CDA19T | MONITORS/ VIDEO |  |  | DTG420J0382 |  | 2017-03-15 | 12455 | NEWBORN ICU |  | USD |  | Active | UNIVERSITY NEW MEXICO HOSPITAL
70714 | 1084970 | MEDTRONIC INC | FUSION | FUSION | STEREOTACTIC SYSTEMS | 535118 | 535118 | 4500908567 | 2017-03-22 | 2018-03-15 | 15000 | OPERATING ROOM |  | USD | 87195 | Active | UNIVERSITY NEW MEXICO HOSPITAL
ACN 101030 | 1440141 | GE HEALTHCARE | CDA19T | CDA19T | MONITORS/ VIDEO |  |  | DTG370T0089 |  | 2017-03-15 | 12455 | NEWBORN ICU |  | USD |  | Active | UNIVERSITY NEW MEXICO HOSPITAL
83739 | 1161944 | OR SOLUTIONS INC | HUSH-SLUSH | HUSH-SLUSH | SURGICAL SLUSH UNITS | 1031479 |  | 8576 | 2016-10-11 | 2017-10-15 | 15005 | OPERATING ROOM - BBRP |  | USD |  | Active | UNIVERSITY NEW MEXICO HOSPITAL
ACN 101078 | 1440110 | GE HEALTHCARE | CDA19T | CDA19T | MONITORS/ VIDEO |  |  | DTH170E1196 |  | 2017-03-15 | 12415 | INTERMEDIATE CARE NURSERY |  | USD |  | Active | UNIVERSITY NEW MEXICO HOSPITAL
83741 | 1161945 | OR SOLUTIONS INC | HUSH-SLUSH | HUSH-SLUSH | SURGICAL SLUSH UNITS | 1031479 |  | 8578 | 2017-06-06 | 2018-06-15 | 15000 | OPERATING ROOM |  | USD |  | Active | UNIVERSITY NEW MEXICO HOSPITAL
ACN 101028 | 1440144 | GE HEALTHCARE | CDA19T | CDA19T | MONITORS/ VIDEO |  |  | DTH170E1191 |  | 2017-03-15 | 12455 | NEWBORN ICU |  | USD |  | Active | UNIVERSITY NEW MEXICO HOSPITAL
101535 | 1447493 | AMERICAN POWER CONVERSION (APC) | BACK-UPS RS 900 (BR900) | BACK-UPS RS 900 (BR9 | POWER SYSTEMS/ UNINTERRUPTIBLE |  |  | 3B0934X28017 |  | 2018-01-15 | 95700 | CLINICAL ENGINEERING |  | USD |  | Active | UNIVERSITY NEW MEXICO HOSPITAL
ACN 101077 | 1440107 | GE HEALTHCARE | CDA19T | CDA19T | MONITORS/ VIDEO |  |  | DTH110E1084 |  | 2017-03-15 | 12415 | INTERMEDIATE CARE NURSERY |  | USD |  | Active | UNIVERSITY NEW MEXICO HOSPITAL
83698 | 1163361 | MIDMARK CORP | RITTER 230 (230-001) | RITTER 230 (230-001) | TABLES/ EXAMINATION/TREATMENT | found |  | V804396 | 2013-02-08 | 2017-06-15 | 54080 | UNMMG - TRUMAN ST. CLINIC |  | USD |  | Active | UNIVERSITY NEW MEXICO HOSPITAL
ACN 101061 | 1440033 | GE HEALTHCARE | CDA19T | CDA19T | MONITORS/ VIDEO |  |  | DTG420J0377 |  | 2017-03-15 | 12455 | NEWBORN ICU |  | USD |  | Active | UNIVERSITY NEW MEXICO HOSPITAL
68761 | 1077383 | SONY CORP OF AMERICA | LMD-2450MD | LMD-2450MD | MONITORS/ VIDEO |  |  | 3003774S |  | 2017-04-15 | 15000 | OPERATING ROOM |  | USD |  | Active | UNIVERSITY NEW MEXICO HOSPITAL
ACN 101027 | 1440146 | GE HEALTHCARE | CDA19T | CDA19T | MONITORS/ VIDEO |  |  | DTH170E1213 |  | 2017-03-15 | 12455 | NEWBORN ICU |  | USD |  | Active | UNIVERSITY NEW MEXICO HOSPITAL
32896 | 1446697 | CHEMETRON MEDICAL DIV ALLIED HEALTHCARE PRODUCTS INC | IVR | IVR | REGULATORS/ SUCTION |  |  | 22-04-0002 |  | 2017-05-15 | 75010 | RADIOLOGY - CT SCAN |  | USD |  | Active | UNIVERSITY NEW MEXICO HOSPITAL
ACN 101060 | 1440032 | GE HEALTHCARE | CDA19T | CDA19T | MONITORS/ VIDEO |  |  | DTG420J0724 |  | 2017-03-15 | 12455 | NEWBORN ICU |  | USD |  | Active | UNIVERSITY NEW MEXICO HOSPITAL
89085 | 1199464 | SKYTRON LLC | HERCULES | HERCULES | TABLES/ OPERATING |  |  | CNV | 2017-06-20 | 2017-12-15 | 15000 | OPERATING ROOM |  | USD |  | Active | UNIVERSITY NEW MEXICO HOSPITAL
ACN 101026 | 1440075 | GE HEALTHCARE | CDA19T | CDA19T | MONITORS/ VIDEO |  |  | DTG370T0090 |  | 2017-03-15 | 12455 | NEWBORN ICU |  | USD |  | Active | UNIVERSITY NEW MEXICO HOSPITAL
80715 | 1096220 | CHATTANOOGA GROUP DIV ENCORE MEDICAL CORP | ADAPTA ADP-400 | ADAPTA ADP-400 | TABLES/ EXAMINATION/TREATMENT/ PHYSICAL THERAPY | 566908 |  | C-I-T1104 |  | 2012-02-15 | 34340 | PAIN CLINIC |  | USD |  | Active | UNIVERSITY NEW MEXICO HOSPITAL
ACN 101048 | 1439790 | GE HEALTHCARE | CDA19T | CDA19T | MONITORS/ VIDEO |  |  | DTG370T0251 |  | 2017-03-15 | 12460 | PEDIATRIC ICU |  | USD |  | Active | UNIVERSITY NEW MEXICO HOSPITAL
ACN 101212 | 1440310 | NEC CORP | MULTISYNC LCD1770NX | MULTISYNC LCD1770NX | MONITORS |  |  | CNV |  | 2017-03-15 | 12455 | NEWBORN ICU |  | USD |  | Active | UNIVERSITY NEW MEXICO HOSPITAL
ACN 101161 | 1440280 | GE HEALTHCARE | CDA19T | CDA19T | MONITORS/ VIDEO |  |  | DTG420J0418 |  | 2017-03-15 | 12455 | NEWBORN ICU |  | USD |  | Active | UNIVERSITY NEW MEXICO HOSPITAL
ACN 101203 | 1440295 | NEC CORP | MULTISYNC LCD1770NX | MULTISYNC LCD1770NX | MONITORS |  |  | CNV |  | 2017-03-15 | 12455 | NEWBORN ICU |  | USD |  | Active | UNIVERSITY NEW MEXICO HOSPITAL
ACN 101059 | 1440019 | GE HEALTHCARE | CDA19T | CDA19T | MONITORS/ VIDEO |  |  | DTG420J0723 |  | 2017-03-15 | 12455 | NEWBORN ICU |  | USD |  | Active | UNIVERSITY NEW MEXICO HOSPITAL
ACN 101090 | 1440098 | NEC CORP | MULTISYNC LCD1770NX | MULTISYNC LCD1770NX | MONITORS |  |  | 89702345TA |  | 2017-03-15 | 12000 | LABOR AND DELIVERY |  | USD |  | Active | UNIVERSITY NEW MEXICO HOSPITAL
ACN 101075 | 1440101 | GE HEALTHCARE | CDA19T | CDA19T | MONITORS/ VIDEO |  |  | DTH170E1205 |  | 2017-03-15 | 12415 | INTERMEDIATE CARE NURSERY |  | USD |  | Active | UNIVERSITY NEW MEXICO HOSPITAL
ACN 101130 | 1144979 | NEC CORP | MULTISYNC LCD1770NX | MULTISYNC LCD1770NX | MONITORS |  |  | 67E00327TA |  | 2017-03-15 | 12460 | PEDIATRIC ICU |  | USD |  | Active | UNIVERSITY NEW MEXICO HOSPITAL
ACN 98956 | 1439903 | GE HEALTHCARE | CDA19T | CDA19T | MONITORS/ VIDEO |  |  | DTG370T10218 |  | 2017-03-15 |  | XXPEDIATRIC UNIT (3 WEST GPU) (04) |  | USD |  | Active | UNIVERSITY NEW MEXICO HOSPITAL
64065 | 1421707 | BHM MEDICAL INC | STEDY | STEDY | LIFTS/ PATIENT TRANSFER |  |  | NTA-13883 | 2017-04-28 | 2018-04-15 | 12340 | SURGICAL SPECIALITY UNIT (4-S) |  | USD |  | Active | UNIVERSITY NEW MEXICO HOSPITAL
ACN 101058 | 1440013 | GE HEALTHCARE | CDA19T | CDA19T | MONITORS/ VIDEO |  |  | DTG420J0411 |  | 2017-03-15 | 12455 | NEWBORN ICU |  | USD |  | Active | UNIVERSITY NEW MEXICO HOSPITAL
68733 | 1003436 | BHM MEDICAL INC | STEDY | STEDY | LIFTS/ PATIENT TRANSFER |  |  | NTA-15568 |  | 2017-03-15 | 95700 | CLINICAL ENGINEERING |  | USD |  | Active | UNIVERSITY NEW MEXICO HOSPITAL
ACN 101074 | 1440100 | GE HEALTHCARE | CDA19T | CDA19T | MONITORS/ VIDEO |  |  | DTH170E1202 |  | 2017-03-15 | 12415 | INTERMEDIATE CARE NURSERY |  | USD |  | Active | UNIVERSITY NEW MEXICO HOSPITAL
1003435 | 1003435 | BHM MEDICAL INC | STEDY | STEDY | LIFTS/ PATIENT TRANSFER |  |  | NTA-15571 |  | 2017-03-15 | 95700 | CLINICAL ENGINEERING |  | USD |  | Active | UNIVERSITY NEW MEXICO HOSPITAL
ACN 101019 | 1439586 | GE HEALTHCARE | CDA19T | CDA19T | MONITORS/ VIDEO |  |  | DTK430T0954 |  | 2017-03-15 | 12410 | PEDIATRIC SPECIALTY CARE |  | USD |  | Active | UNIVERSITY NEW MEXICO HOSPITAL
64068 | 1421504 | BHM MEDICAL INC | STEDY | STEDY | LIFTS/ PATIENT TRANSFER |  |  | NTA-13869 | 2017-01-18 | 2018-01-15 | 76010 | REHABILITATION SERVICES |  | USD |  | Active | UNIVERSITY NEW MEXICO HOSPITAL
1129 | 1439881 | GE HEALTHCARE | CDA19T | CDA19T | MONITORS/ VIDEO |  |  | DTG370T0205 |  | 2017-03-15 | 12460 | PEDIATRIC ICU |  | USD |  | Active | UNIVERSITY NEW MEXICO HOSPITAL
64070 | 1085667 | BHM MEDICAL INC | STEDY | STEDY | LIFTS/ PATIENT TRANSFER |  |  | NTA-13867 | 2016-12-20 | 2017-10-15 | 12210 | CORONARY CARE SUBACUTE |  | USD |  | Active | UNIVERSITY NEW MEXICO HOSPITAL
ACN 60539 | 1439558 | GE HEALTHCARE | CDA19T | CDA19T | MONITORS/ VIDEO |  |  | DTG4200J0702 |  | 2017-03-15 | 12430 | GENERAL PEDIATRICS UNIT |  | USD |  | Active | UNIVERSITY NEW MEXICO HOSPITAL
68102 | 1040808 | HUNTLEIGH HEALTHCARE LTD | FETAL DOPPLEX II | FETAL DOPPLEX II | FETAL HEART DETECTORS/ ULTRASONIC | FOUND |  | FD2P30207511-08 |  | 2015-02-15 | 32035 | SE HEIGHTS CLINIC-TEXAS |  | USD |  | Active | UNIVERSITY NEW MEXICO HOSPITAL
ACN 67750 | 1141094 | GE HEALTHCARE | CDA19T | CDA19T | MONITORS/ VIDEO |  |  | DT1090T0088 |  | 2017-03-15 | 12430 | GENERAL PEDIATRICS UNIT |  | USD |  | Active | UNIVERSITY NEW MEXICO HOSPITAL
95133 | 1399860 | GE / MARQUETTE ELECTRONICS INC | SEER LIGHT | SEER LIGHT | RECORDERS/ELECTRONIC STORAGE/ELECTROCARDIOGRAPHY |  |  | CNV |  | 2017-05-15 | 71030 | HEART STATION |  | USD |  | Active | UNIVERSITY NEW MEXICO HOSPITAL
ACN 101025 | 1440074 | GE HEALTHCARE | USE1913A | USE1913A | MONITORS/ VIDEO |  |  | DTM111I0014 |  | 2017-03-15 | 12455 | NEWBORN ICU |  | USD |  | Active | UNIVERSITY NEW MEXICO HOSPITAL
95132 | 1399859 | GE / MARQUETTE ELECTRONICS INC | SEER LIGHT | SEER LIGHT | RECORDERS/ELECTRONIC STORAGE/ELECTROCARDIOGRAPHY |  |  | CNV |  | 2017-05-15 | 71030 | HEART STATION |  | USD |  | Active | UNIVERSITY NEW MEXICO HOSPITAL
ACN 101006 | 1439899 | GE HEALTHCARE | USE1913A | USE1913A | MONITORS/ VIDEO |  |  | DTG370T0061 |  | 2017-03-15 | 12460 | PEDIATRIC ICU |  | USD |  | Active | UNIVERSITY NEW MEXICO HOSPITAL
80315 | 1085796 | GE / MARQUETTE ELECTRONICS INC | SEER LIGHT | SEER LIGHT | RECORDERS/ELECTRONIC STORAGE/ELECTROCARDIOGRAPHY |  |  | SEER014 |  | 2017-05-15 | 71030 | HEART STATION |  | USD |  | Active | UNIVERSITY NEW MEXICO HOSPITAL
ACN 101133 | 1439894 | GE HEALTHCARE | USE1913A | USE1913A | MONITORS/ VIDEO |  |  | DTG370T0223 |  | 2017-03-15 | 12460 | PEDIATRIC ICU |  | USD |  | Active | UNIVERSITY NEW MEXICO HOSPITAL
84437 | 1198883 | GE HEALTHCARE | DASH 3000 | DASH 3000 | MONITORING SYSTEMS/ PHYSIOLOGIC |  |  | CNV | 2017-05-29 | 2017-10-15 | 71060 | VASCULAR LAB |  | USD |  | Active | UNIVERSITY NEW MEXICO HOSPITAL
84808 | 1328968 | GIVEN IMAGING INC | BRAVO | FGS-0450 | PH METERS |  |  | BR2-0001077 | 2017-05-29 | 2017-10-15 | 30030 | CTH OUTPATIENT CLINIC |  | USD |  | Active | UNIVERSITY NEW MEXICO HOSPITAL
93739 | 1478138 | AMERICAN ORTHOPAEDIC | 0295-200 | 0295-200 | CAST CUTTERS |  |  | 32555 |  | 2017-05-15 | 34520 | ORTHOPEDICS CLINIC |  | USD |  | Active | UNIVERSITY NEW MEXICO HOSPITAL
| ZZSTORZRIGID | KARL STORZ ENDOSCOPY-AMERICA INC | STORZ RIGID SCOPES | STORZ RIGID SCOPES | SCOPE/ RIGID |  |  | STORZ RIGID SCOPES | 2014-05-20 | 2014-04-15 |  | RIGID SCOPE DEPARTMENTS |  | USD |  | Active | UNIVERSITY NEW MEXICO HOSPITAL
101610 | 1448343 | AMERICAN ORTHOPAEDIC | 0295-200 | 0295-200 | CAST CUTTERS |  |  | 32536 |  | 2017-05-15 | 34520 | ORTHOPEDICS CLINIC |  | USD |  | Active | UNIVERSITY NEW MEXICO HOSPITAL
| ZZOTHERSCOPES | N/A | OTHER SCOPES | OTHER SCOPES | ENDOSCOPES |  |  | OTHER SCOPES |  | 2014-04-15 |  | OTHER SCOPES AND CAMERAS |  | USD |  | Active | UNIVERSITY NEW MEXICO HOSPITAL
82621 | 1162314 | AMERICAN ORTHOPAEDIC | 0295-200 | 0295-200 | CAST CUTTERS | replace 80416 |  | 26686 | 2012-01-11 | 2012-01-15 | 34520 | ORTHOPEDICS CLINIC |  | USD |  | Active | UNIVERSITY NEW MEXICO HOSPITAL
| ZZFLEXSCOPES | N/A | OTHER SCOPES | OTHER SCOPES | ENDOSCOPES |  |  | N/A |  | 2014-04-15 |  | OR FLEXIBLE SCOPE DEPARTMENTS |  | USD |  | Active | UNIVERSITY NEW MEXICO HOSPITAL
80971 | 1085866 | AMERICAN ORTHOPAEDIC | 0295-200 | 0295-200 | CAST CUTTERS | H584354 |  | 27633 | 2011-11-18 | 2011-11-15 | 12480 | CTH REHAB-ORTHO UNIT |  | USD | 1023.1 | Active | UNIVERSITY NEW MEXICO HOSPITAL
82643 | 1162350 | SHERWOOD MEDICAL | FIRSTTEMP GENIUS | 3000A | THERMOMETERS/ ELECTRONIC/ INFRARED/ EAR | FOUND |  | J0725019 | 2012-01-24 | 2012-01-15 | 12035 | UPC INPATIENT ADULT SERVICES |  | USD |  | Active | UNIVERSITY NEW MEXICO HOSPITAL
80973 | 1085868 | AMERICAN ORTHOPAEDIC | 0295-200 | 0295-200 | CAST CUTTERS | H584354 |  | 27635 | 2011-11-18 | 2011-11-15 | 12480 | CTH REHAB-ORTHO UNIT |  | USD | 1023.1 | Active | UNIVERSITY NEW MEXICO HOSPITAL
79080 | 1083351 | SHERWOOD MEDICAL | FIRSTTEMP GENIUS | 3000A | THERMOMETERS/ ELECTRONIC/ INFRARED/ EAR |  |  | J0716687 | 2010-11-17 | 2011-02-15 | 34150 | PEDIATRICS CLINIC |  | USD |  | Active | UNIVERSITY NEW MEXICO HOSPITAL
80972 | 1085867 | AMERICAN ORTHOPAEDIC | 0295-200 | 0295-200 | CAST CUTTERS | H584354 |  | 27634 | 2011-11-18 | 2011-11-15 | 12480 | CTH REHAB-ORTHO UNIT |  | USD | 1023.1 | Active | UNIVERSITY NEW MEXICO HOSPITAL
83604 | 1162741 | LEISEGANG MEDICAL INC | 3MTL-LED | 3MTL-LED | COLPOSCOPES | found |  | 12-081111 | 2016-06-01 | 2016-06-15 | 30065 | PARA LOS NINOS CLINIC |  | USD |  | Active | UNIVERSITY NEW MEXICO HOSPITAL
80108 | 1096399 | CARDINAL HEALTH INC | XENON 300 | XENON 300 | LIGHT SOURCES | FOUND |  | TY0672053 | 2017-06-13 | 2018-06-15 | 15000 | OPERATING ROOM |  | USD | 0.1 | Active | UNIVERSITY NEW MEXICO HOSPITAL
101751 | 1447343 | WELCH ALLYN INC | LS-135 | 44300 | LIGHTS/ EXAMINATION |  |  | CNV |  | 2017-06-15 | 32040 | NE HEIGHTS CLINIC |  | USD |  | Active | UNIVERSITY NEW MEXICO HOSPITAL
105244 | 1446928 | EXERGEN CORP | TAT-5000 | TAT-5000 | THERMOMETERS/ ELECTRONIC/ INFRARED | MFG REPLACEMENT |  | A640459 |  | 2017-07-15 | 72040 | I/P HEMODIALYSIS |  | USD | 700 | Active | UNIVERSITY NEW MEXICO HOSPITAL
101757 | 1447324 | WELCH ALLYN INC | LS-135 | 44300 | LIGHTS/ EXAMINATION |  |  | CNV |  | 2017-06-15 | 32040 | NE HEIGHTS CLINIC |  | USD |  | Active | UNIVERSITY NEW MEXICO HOSPITAL
105516 | 1446984 | EXERGEN CORP | TAT-5000 | TAT-5000 | THERMOMETERS/ ELECTRONIC/ INFRARED | 1220946 |  | A632095 |  | 2017-07-15 | 12240 | GENERAL SURGERY (6-S) |  | USD |  | Active | UNIVERSITY NEW MEXICO HOSPITAL
101760 | 1447316 | WELCH ALLYN INC | LS-135 | 44300 | LIGHTS/ EXAMINATION |  |  | CNV |  | 2017-06-15 | 32040 | NE HEIGHTS CLINIC |  | USD |  | Active | UNIVERSITY NEW MEXICO HOSPITAL
95638 | 1477910 - verify | EXERGEN CORP | TAT-5000 | TAT-5000 | THERMOMETERS/ ELECTRONIC/ INFRARED |  |  | A548813 |  | 2017-04-15 | 72040 | I/P HEMODIALYSIS |  | USD |  | Active | UNIVERSITY NEW MEXICO HOSPITAL
80259 | 1162909 | CARL ZEISS INC MICROSCOPY & IMAGING SYSTEMS | 470916 | 470916 | MICROSCOPE/ LABORATORY | FOUND |  | 102894 | 2012-09-11 | 2012-09-15 | 34350 | MEDICINE CLINIC |  | USD |  | Active | UNIVERSITY NEW MEXICO HOSPITAL
95368 | 1477578 - verify | EXERGEN CORP | TAT-5000 | TAT-5000 | THERMOMETERS/ ELECTRONIC/ INFRARED |  |  | A351895 |  | 2017-04-15 | 72040 | I/P HEMODIALYSIS |  | USD |  | Active | UNIVERSITY NEW MEXICO HOSPITAL
95245 | 1478355 | KARL STORZ ENDOSCOPY-AMERICA INC | ELECTRONIC ENDOFLATOR | ELECTRONIC ENDOFLATOR | INSUFFLATORS |  |  | TU0703324 |  | 2017-10-15 | 15500 | OSIS OPERATING ROOM |  | USD |  | Active | UNIVERSITY NEW MEXICO HOSPITAL
89981 | 1329418 - verify | EXERGEN CORP | TAT-5000 | TAT-5000 | THERMOMETERS/ ELECTRONIC/ INFRARED |  |  | A412101 |  | 2017-04-15 | 72040 | I/P HEMODIALYSIS |  | USD |  | Active | UNIVERSITY NEW MEXICO HOSPITAL
80064 | 1085944 | HILL-ROM INC | SURETEMP PLUS | SURETEMP PLUS | THERMOMETERS/ ELECTRONIC |  | 562712 | 1085944 | 2011-07-14 | 2011-07-15 | 12415 | INTERMEDIATE CARE NURSERY |  | USD |  | Active | UNIVERSITY NEW MEXICO HOSPITAL
82769 | 1162112 - verify | EXERGEN CORP | TAT-5000 | TAT-5000 | THERMOMETERS/ ELECTRONIC/ INFRARED |  |  | CNV |  | 2017-04-15 | 12350 | CRC/CTC (5-E) |  | USD |  | Active | UNIVERSITY NEW MEXICO HOSPITAL
80062 | 1085942 | HILL-ROM INC | SURETEMP PLUS | SURETEMP PLUS | THERMOMETERS/ ELECTRONIC |  | 562712 | 11171747 | 2011-07-14 | 2011-07-15 | 12455 | NEWBORN ICU |  | USD |  | Active | UNIVERSITY NEW MEXICO HOSPITAL
83025 | 1162475 - verify | EXERGEN CORP | TAT-5000 | TAT-5000 | THERMOMETERS/ ELECTRONIC/ INFRARED |  |  | A291390 |  | 2017-04-15 | 12350 | CRC/CTC (5-E) |  | USD |  | Active | UNIVERSITY NEW MEXICO HOSPITAL
80065 | 1085941 | HILL-ROM INC | SURETEMP PLUS | SURETEMP PLUS | THERMOMETERS/ ELECTRONIC |  | 562712 | 11171738 | 2011-07-14 | 2011-07-15 | 12455 | NEWBORN ICU |  | USD |  | Active | UNIVERSITY NEW MEXICO HOSPITAL
84818 | 1163484 - verify | EXERGEN CORP | TAT-5000 | TAT-5000 | THERMOMETERS/ ELECTRONIC/ INFRARED |  |  | A352105 |  | 2017-04-15 | 12310 | ADULT ONCOLOGY MED/SURG |  | USD |  | Active | UNIVERSITY NEW MEXICO HOSPITAL
80063 | 1085943 | HILL-ROM INC | SURETEMP PLUS | SURETEMP PLUS | THERMOMETERS/ ELECTRONIC |  | 562712 | 1151139 | 2011-07-14 | 2011-07-15 | 12455 | NEWBORN ICU |  | USD |  | Active | UNIVERSITY NEW MEXICO HOSPITAL
95626 | 1477848 - verify | EXERGEN CORP | TAT-5000 | TAT-5000 | THERMOMETERS/ ELECTRONIC/ INFRARED |  |  | CNV |  | 2017-04-15 | 12350 | CRC/CTC (5-E) |  | USD |  | Active | UNIVERSITY NEW MEXICO HOSPITAL
82629 | 1085726 | CRITIKON INC | PRO400 | PRO400 | MONITORS/ PHYSIOLOGIC/ VITAL SIGNS | FOUND |  | AAX04190048SA | 2016-10-05 | 2017-10-15 | 12520 | MOTHER & BABY UNIT (3-E) BBRP |  | USD |  | Active | UNIVERSITY NEW MEXICO HOSPITAL
83039 | 1162489 - verify | EXERGEN CORP | TAT-5000 | TAT-5000 | THERMOMETERS/ ELECTRONIC/ INFRARED |  |  | CNV |  | 2017-04-15 | 12350 | CRC/CTC (5-E) |  | USD |  | Active | UNIVERSITY NEW MEXICO HOSPITAL
83653 | 1163133 | TERUMO MEDICAL CORP | SC-201A | SC-201A | STERILE TUBING WELDER | Found |  | 06080094 | 2012-10-12 | 2012-10-15 | 74070 | LAB - BLOOD BANK |  | USD |  | Active | UNIVERSITY NEW MEXICO HOSPITAL
98160 | 1397816 - verify | EXERGEN CORP | TAT-5000 | TAT-5000 | THERMOMETERS/ ELECTRONIC/ INFRARED |  |  | A523260 |  | 2017-04-15 | 12320 | GENERAL MEDICINE (5-W) |  | USD |  | Active | UNIVERSITY NEW MEXICO HOSPITAL
101329 | 1447516 | GE HEALTHCARE | TRAM-RAC 4A | TRAM-RAC 4A | RACKS/ MODULE |  |  | L1ST6315G |  | 2017-04-15 | 15000 | OPERATING ROOM |  | USD |  | Active | UNIVERSITY NEW MEXICO HOSPITAL
98888 | 1421768 - verify | EXERGEN CORP | TAT-5000 | TAT-5000 | THERMOMETERS/ ELECTRONIC/ INFRARED |  |  | CNV |  | 2017-04-15 | 12350 | CRC/CTC (5-E) |  | USD |  | Active | UNIVERSITY NEW MEXICO HOSPITAL
83074 | 1162524 | GE HEALTHCARE | TRAM-RAC 4A | TRAM-RAC 4A | RACKS/ MODULE |  |  | CNV |  | 2017-04-15 | 12130 | TRAUMA/SURGICAL ICU |  | USD |  | Active | UNIVERSITY NEW MEXICO HOSPITAL
80290 | 1085782 - verify | EXERGEN CORP | TAT-5000 | TAT-5000 | THERMOMETERS/ ELECTRONIC/ INFRARED |  |  | A216034 |  | 2017-04-15 | 12310 | ADULT ONCOLOGY MED/SURG |  | USD |  | Active | UNIVERSITY NEW MEXICO HOSPITAL
60825 | 1004209 | GE HEALTHCARE | TRAM-RAC 4A | TRAM-RAC 4A | RACKS/ MODULE |  |  | CNV |  | 2017-04-15 | 12130 | TRAUMA/SURGICAL ICU |  | USD |  | Active | UNIVERSITY NEW MEXICO HOSPITAL
89839 | 1329268 - verify | EXERGEN CORP | TAT-5000 | TAT-5000 | THERMOMETERS/ ELECTRONIC/ INFRARED |  |  | A413586 |  | 2017-04-15 | 12320 | GENERAL MEDICINE (5-W) |  | USD |  | Active | UNIVERSITY NEW MEXICO HOSPITAL
101091 | 1422151 | GE HEALTHCARE | TRAM-RAC 4A | TRAM-RAC 4A | RACKS/ MODULE |  |  | CNV |  | 2017-04-15 | 12110 | NEUROSCIENCE ICU |  | USD |  | Active | UNIVERSITY NEW MEXICO HOSPITAL
98158 | 1397814 - verify | EXERGEN CORP | TAT-5000 | TAT-5000 | THERMOMETERS/ ELECTRONIC/ INFRARED |  |  | A564661 |  | 2017-04-15 | 12310 | ADULT ONCOLOGY MED/SURG |  | USD |  | Active | UNIVERSITY NEW MEXICO HOSPITAL
101343 | 1422043 | GE HEALTHCARE | TRAM-RAC 4A | TRAM-RAC 4A | RACKS/ MODULE |  |  | CNV |  | 2017-04-15 | 12120 | MEDICAL/CARDIAC ICU |  | USD |  | Active | UNIVERSITY NEW MEXICO HOSPITAL
84819 | 1163485 - verify | EXERGEN CORP | TAT-5000 | TAT-5000 | THERMOMETERS/ ELECTRONIC/ INFRARED |  |  | CNV |  | 2017-04-15 | 12240 | GENERAL SURGERY (6-S) |  | USD |  | Active | UNIVERSITY NEW MEXICO HOSPITAL
101224 | 1440284 | GE HEALTHCARE | TRAM-RAC 4A | TRAM-RAC 4A | RACKS/ MODULE |  |  | D6ST5877G |  | 2017-04-15 | 12000 | LABOR AND DELIVERY |  | USD |  | Active | UNIVERSITY NEW MEXICO HOSPITAL
98408 | 1399639 - verify | EXERGEN CORP | TAT-5000 | TAT-5000 | THERMOMETERS/ ELECTRONIC/ INFRARED |  |  | A57774 |  | 2017-04-15 | 12220 | MED/SURG SUBACUTE (4-E) |  | USD |  | Active | UNIVERSITY NEW MEXICO HOSPITAL
ACN 101116 | 1439771 | GE HEALTHCARE | TRAM-RAC 4A | TRAM-RAC 4A | RACKS/ MODULE |  |  | B4ST1244G |  | 2017-03-15 | 12460 | PEDIATRIC ICU |  | USD |  | Active | UNIVERSITY NEW MEXICO HOSPITAL
98406 | 1398078 - verify | EXERGEN CORP | TAT-5000 | TAT-5000 | THERMOMETERS/ ELECTRONIC/ INFRARED |  |  | A 599664 |  | 2017-04-15 | 12330 | FAMILY PRACTICE (3-N) |  | USD |  | Active | UNIVERSITY NEW MEXICO HOSPITAL
60747 | 1004200 | GE HEALTHCARE | TRAM-RAC 4A | TRAM-RAC 4A | RACKS/ MODULE | Found |  | RST06488798GA | 2017-01-09 | 2017-06-15 | 95700 | CLINICAL ENGINEERING |  | USD |  | Active | UNIVERSITY NEW MEXICO HOSPITAL
98405 | 1398077 - verify | EXERGEN CORP | TAT-5000 | TAT-5000 | THERMOMETERS/ ELECTRONIC/ INFRARED |  |  | A 599713 |  | 2017-04-15 | 12330 | FAMILY PRACTICE (3-N) |  | USD |  | Active | UNIVERSITY NEW MEXICO HOSPITAL
82795 | 1162073 | GE HEALTHCARE | TRAM-RAC 4A | TRAM-RAC 4A | RACKS/ MODULE |  |  | RST11406678GA |  | 2017-06-15 | 15500 | OSIS OPERATING ROOM |  | USD |  | Active | UNIVERSITY NEW MEXICO HOSPITAL
98896 | 1440156 - verify | EXERGEN CORP | TAT-5000 | TAT-5000 | THERMOMETERS/ ELECTRONIC/ INFRARED |  |  | A615222 |  | 2017-04-15 | 12320 | GENERAL MEDICINE (5-W) |  | USD |  | Active | UNIVERSITY NEW MEXICO HOSPITAL
82802 | 1162080 | GE HEALTHCARE | TRAM-RAC 4A | TRAM-RAC 4A | RACKS/ MODULE |  |  | RST11406694GA |  | 2017-05-15 | 15500 | OSIS OPERATING ROOM |  | USD |  | Active | UNIVERSITY NEW MEXICO HOSPITAL
98897 | 1440157 - verify | EXERGEN CORP | TAT-5000 | TAT-5000 | THERMOMETERS/ ELECTRONIC/ INFRARED |  |  | A615598 |  | 2017-04-15 | 12320 | GENERAL MEDICINE (5-W) |  | USD |  | Active | UNIVERSITY NEW MEXICO HOSPITAL
93528 | 1380136 | GE HEALTHCARE | TRAM-RAC 4A | TRAM-RAC 4A | RACKS/ MODULE |  |  | B5ST3302G |  | 2017-06-15 | 95700 | CLINICAL ENGINEERING |  | USD | 0 | Active | UNIVERSITY NEW MEXICO HOSPITAL
95627 | 1477849 - verify | EXERGEN CORP | TAT-5000 | TAT-5000 | THERMOMETERS/ ELECTRONIC/ INFRARED |  |  | A525880 |  | 2017-04-15 | 12350 | CRC/CTC (5-E) |  | USD |  | Active | UNIVERSITY NEW MEXICO HOSPITAL
70975 | 1143638 | NELLCOR INC | N-600X | N-600X | OXIMETERS/ PULSE |  |  | G10808747 | 2017-02-01 | 2018-02-15 | 12000 | LABOR AND DELIVERY |  | USD |  | Active | UNIVERSITY NEW MEXICO HOSPITAL
91397 | 1259002 - verify | EXERGEN CORP | TAT-5000 | TAT-5000 | THERMOMETERS/ ELECTRONIC/ INFRARED |  |  | A466237 |  | 2017-04-15 | 12350 | CRC/CTC (5-E) |  | USD |  | Active | UNIVERSITY NEW MEXICO HOSPITAL
79091 | 1143515 | NELLCOR INC | N-600X | N-600X | OXIMETERS/ PULSE |  |  | G10815182 | 2015-10-01 | 2017-10-15 | 32045 | SOUTHWEST MESA CLINIC |  | USD |  | Active | UNIVERSITY NEW MEXICO HOSPITAL
89949 | 1329377 | EXERGEN CORP | TAT-5000 | TAT-5000 | THERMOMETERS/ ELECTRONIC/ INFRARED |  |  | A409218 |  | 2017-04-15 | 12220 | MED/SURG SUBACUTE (4-E) |  | USD |  | Active | UNIVERSITY NEW MEXICO HOSPITAL
80471 | 1096022 | NELLCOR INC | N-600X | N-600X | OXIMETERS/ PULSE | FOUND |  | G11801569-2011 | 2017-07-13 | 2019-07-15 | 21020 | PEDIATRIC EMERGENCY DEPARTMENT |  | USD |  | Active | UNIVERSITY NEW MEXICO HOSPITAL
89961 | 1329389 | EXERGEN CORP | TAT-5000 | TAT-5000 | THERMOMETERS/ ELECTRONIC/ INFRARED |  |  | A409285 |  | 2017-04-15 | 12220 | MED/SURG SUBACUTE (4-E) |  | USD |  | Active | UNIVERSITY NEW MEXICO HOSPITAL
80477 | 1096028 | NELLCOR INC | N-600X | N-600X | OXIMETERS/ PULSE | 554239 |  | G11801551 | 2015-10-27 | 2016-10-15 | 34110 | WOMEN'S HEALTH CENTER |  | USD |  | Active | UNIVERSITY NEW MEXICO HOSPITAL
98136 | 1420308 | EXERGEN CORP | TAT-5000 | TAT-5000 | THERMOMETERS/ ELECTRONIC/ INFRARED |  |  | A569336 |  | 2017-04-15 | 12220 | MED/SURG SUBACUTE (4-E) |  | USD |  | Active | UNIVERSITY NEW MEXICO HOSPITAL
80478 | 1096029 | NELLCOR INC | N-600X | N-600X | OXIMETERS/ PULSE | 554239 |  | G11801573 | 2016-08-03 | 2018-08-15 | 12340 | SURGICAL SPECIALITY UNIT (4-S) |  | USD |  | Active | UNIVERSITY NEW MEXICO HOSPITAL
89929 | 1329368 | EXERGEN CORP | TAT-5000 | TAT-5000 | THERMOMETERS/ ELECTRONIC/ INFRARED |  |  | A401084 |  | 2017-04-15 | 12340 | SURGICAL SPECIALITY UNIT (4-S) |  | USD |  | Active | UNIVERSITY NEW MEXICO HOSPITAL
80479 | 1096030 | NELLCOR INC | N-600X | N-600X | OXIMETERS/ PULSE | 554239 |  | G11801575 | 2017-07-13 | 2019-07-15 | 21015 | ED-NORTH |  | USD |  | Active | UNIVERSITY NEW MEXICO HOSPITAL
101331 | 1447572 | EXERGEN CORP | TAT-5000 | TAT-5000 | THERMOMETERS/ ELECTRONIC/ INFRARED |  |  | A607648 |  | 2017-04-15 | 15040 | PACU (RECOVERY ROOM 1) |  | USD |  | Active | UNIVERSITY NEW MEXICO HOSPITAL
80480 | 1096031 | NELLCOR INC | N-600X | N-600X | OXIMETERS/ PULSE | 554239 |  | G11801542 | 2016-09-08 | 2018-09-15 | 71520 | PULMONARY DIAGNOSTICS |  | USD |  | Reactivated | UNIVERSITY NEW MEXICO HOSPITAL
89934 | 1329373 | EXERGEN CORP | TAT-5000 | TAT-5000 | THERMOMETERS/ ELECTRONIC/ INFRARED |  |  | A410050 |  | 2017-04-15 | 12220 | MED/SURG SUBACUTE (4-E) |  | USD |  | Active | UNIVERSITY NEW MEXICO HOSPITAL
80482 | 1096033 | NELLCOR INC | N-600X | N-600X | OXIMETERS/ PULSE | 554239 |  | G11801559 | 2016-10-20 | 2018-10-15 | 32040 | NE HEIGHTS CLINIC |  | USD |  | Active | UNIVERSITY NEW MEXICO HOSPITAL
101326 | 1447573 | EXERGEN CORP | TAT-5000 | TAT-5000 | THERMOMETERS/ ELECTRONIC/ INFRARED |  |  | A 607598 |  | 2017-04-15 | 15040 | PACU (RECOVERY ROOM 1) |  | USD |  | Active | UNIVERSITY NEW MEXICO HOSPITAL
80483 | 1096034 | NELLCOR INC | N-600X | N-600X | OXIMETERS/ PULSE | 554239 |  | G11801577 | 2016-10-25 | 2018-10-15 | 12510 | WOMEN'S SPECIAL CARE |  | USD |  | Reactivated | UNIVERSITY NEW MEXICO HOSPITAL
101325 | 1447574 | EXERGEN CORP | TAT-5000 | TAT-5000 | THERMOMETERS/ ELECTRONIC/ INFRARED |  |  | A607203 |  | 2017-04-15 | 15040 | PACU (RECOVERY ROOM 1) |  | USD |  | Active | UNIVERSITY NEW MEXICO HOSPITAL
80484 | 1096035 | NELLCOR INC | N-600X | N-600X | OXIMETERS/ PULSE | 554239 |  | G11801567 | 2016-10-25 | 2018-10-15 | NONE | UNM MAIN CAMPUS/COLL OF NURSE |  | USD |  | Active | UNIVERSITY NEW MEXICO HOSPITAL
101324 | 1447575 | EXERGEN CORP | TAT-5000 | TAT-5000 | THERMOMETERS/ ELECTRONIC/ INFRARED |  |  | A607181 |  | 2017-04-15 | 15040 | PACU (RECOVERY ROOM 1) |  | USD |  | Active | UNIVERSITY NEW MEXICO HOSPITAL
80485 | 1096036 | NELLCOR INC | N-600X | N-600X | OXIMETERS/ PULSE | 554239 |  | G11801570 | 2016-10-28 | 2018-10-15 | 12420 | NEWBORN ICU |  | USD |  | Active | UNIVERSITY NEW MEXICO HOSPITAL
89931 | 1329370 | EXERGEN CORP | TAT-5000 | TAT-5000 | THERMOMETERS/ ELECTRONIC/ INFRARED |  |  | 410076 |  | 2017-04-15 | 12220 | MED/SURG SUBACUTE (4-E) |  | USD |  | Active | UNIVERSITY NEW MEXICO HOSPITAL
80486 | 1096037 | NELLCOR INC | N-600X | N-600X | OXIMETERS/ PULSE | 554239 |  | G11801574 | 2016-10-05 | 2018-10-15 | 12420 | NEWBORN ICU |  | USD |  | Active | UNIVERSITY NEW MEXICO HOSPITAL
101332 | 1447576 | EXERGEN CORP | TAT-5000 | TAT-5000 | THERMOMETERS/ ELECTRONIC/ INFRARED |  |  | A607109 |  | 2017-04-15 | 15040 | PACU (RECOVERY ROOM 1) |  | USD |  | Active | UNIVERSITY NEW MEXICO HOSPITAL
80487 | 1096038 | NELLCOR INC | N-600X | N-600X | OXIMETERS/ PULSE | 554239 |  | G11801506 | 2016-09-27 | 2018-09-15 | 12350 | CRC/CTC (5-E) |  | USD |  | Active | UNIVERSITY NEW MEXICO HOSPITAL
101323 | 1447577 | EXERGEN CORP | TAT-5000 | TAT-5000 | THERMOMETERS/ ELECTRONIC/ INFRARED |  |  | A607185 |  | 2017-04-15 | 15040 | PACU (RECOVERY ROOM 1) |  | USD |  | Active | UNIVERSITY NEW MEXICO HOSPITAL
80488 | 1096039 | NELLCOR INC | N-600X | N-600X | OXIMETERS/ PULSE | 554239 |  | G11801552 | 2016-11-01 | 2017-11-15 | 32055 | 1209 CLINIC |  | USD |  | Active | UNIVERSITY NEW MEXICO HOSPITAL
91304 | 1258931 | EXERGEN CORP | TAT-5000 | TAT-5000 | THERMOMETERS/ ELECTRONIC/ INFRARED |  |  | A412156 |  | 2017-04-15 | 12220 | MED/SURG SUBACUTE (4-E) |  | USD |  | Active | UNIVERSITY NEW MEXICO HOSPITAL
80489 | 1096040 | NELLCOR INC | N-600X | N-600X | OXIMETERS/ PULSE | 554239 |  | G11801267 | 2016-09-27 | 2018-09-15 | 12350 | CRC/CTC (5-E) |  | USD |  | Active | UNIVERSITY NEW MEXICO HOSPITAL
89985 | 1329422 | EXERGEN CORP | TAT-5000 | TAT-5000 | THERMOMETERS/ ELECTRONIC/ INFRARED |  |  | A411935 |  | 2017-04-15 | 72040 | I/P HEMODIALYSIS |  | USD |  | Active | UNIVERSITY NEW MEXICO HOSPITAL
80492 | 1096043 | NELLCOR INC | N-600X | N-600X | OXIMETERS/ PULSE | 554239 |  | G11801497 | 2017-01-01 | 2018-01-15 | 75045 | RADIOLOGY - NUCLEAR MED |  | USD |  | Active | UNIVERSITY NEW MEXICO HOSPITAL
101483 | 1447579 | EXERGEN CORP | TAT-5000 | TAT-5000 | THERMOMETERS/ ELECTRONIC/ INFRARED |  |  | A 73076 |  | 2017-04-15 | 15065 | PRE-ANESTHESIA CLINIC |  | USD |  | Active | UNIVERSITY NEW MEXICO HOSPITAL
80493 | 1096044 | NELLCOR INC | N-600X | N-600X | OXIMETERS/ PULSE | 554239 |  | G11801547 | 2016-10-25 | 2018-10-15 | 30075 | SENIOR HEALTH CENTER |  | USD |  | Active | UNIVERSITY NEW MEXICO HOSPITAL
89968 | 1329396 | EXERGEN CORP | TAT-5000 | TAT-5000 | THERMOMETERS/ ELECTRONIC/ INFRARED |  |  | A409238 |  | 2017-04-15 | 12220 | MED/SURG SUBACUTE (4-E) |  | USD |  | Active | UNIVERSITY NEW MEXICO HOSPITAL
80494 | 1096045 | NELLCOR INC | N-600X | N-600X | OXIMETERS/ PULSE | 554239 |  | G11801557 | 2016-10-25 | 2018-10-15 | NONE | UNM MAIN CAMPUS/COLL OF NURSE |  | USD |  | Active | UNIVERSITY NEW MEXICO HOSPITAL
89981 | 1329418 | EXERGEN CORP | TAT-5000 | TAT-5000 | THERMOMETERS/ ELECTRONIC/ INFRARED |  |  | CNV |  | 2017-04-15 | 72040 | I/P HEMODIALYSIS |  | USD |  | Active | UNIVERSITY NEW MEXICO HOSPITAL
80491 | 1096042 | NELLCOR INC | N-600X | N-600X | OXIMETERS/ PULSE | 554239 |  | G11801545 | 2017-01-01 | 2018-01-15 | 71040 | CARDIAC CATH LAB |  | USD |  | Reactivated | UNIVERSITY NEW MEXICO HOSPITAL
101482 | 1447568 | EXERGEN CORP | TAT-5000 | TAT-5000 | THERMOMETERS/ ELECTRONIC/ INFRARED |  |  | A73048 |  | 2017-04-15 | 15065 | PRE-ANESTHESIA CLINIC |  | USD |  | Active | UNIVERSITY NEW MEXICO HOSPITAL
80490 | 1096041 | NELLCOR INC | N-600X | N-600X | OXIMETERS/ PULSE | 554239 |  | G11801586 | 2017-01-01 | 2018-01-15 | 75045 | RADIOLOGY - NUCLEAR MED |  | USD |  | Reactivated | UNIVERSITY NEW MEXICO HOSPITAL
89966 | 1329394 | EXERGEN CORP | TAT-5000 | TAT-5000 | THERMOMETERS/ ELECTRONIC/ INFRARED |  |  | CNV |  | 2017-04-15 | 12220 | MED/SURG SUBACUTE (4-E) |  | USD |  | Active | UNIVERSITY NEW MEXICO HOSPITAL
80496 | 1096047 | NELLCOR INC | N-600X | N-600X | OXIMETERS/ PULSE | 554239 |  | G11801594 | 2017-01-19 | 2019-01-15 | 32025 | FAMILY PRACTICE CLINIC |  | USD |  | Active | UNIVERSITY NEW MEXICO HOSPITAL
101441 | 1447566 | EXERGEN CORP | TAT-5000 | TAT-5000 | THERMOMETERS/ ELECTRONIC/ INFRARED |  |  | A73073 |  | 2017-04-15 | 15065 | PRE-ANESTHESIA CLINIC |  | USD |  | Active | UNIVERSITY NEW MEXICO HOSPITAL
80500 | 1096051 | NELLCOR INC | N-600X | N-600X | OXIMETERS/ PULSE | 554239 |  | G11801578 | 2016-09-22 | 2018-09-15 | 34350 | MEDICINE CLINIC |  | USD |  | Active | UNIVERSITY NEW MEXICO HOSPITAL
89989 | 1329426 | EXERGEN CORP | TAT-5000 | TAT-5000 | THERMOMETERS/ ELECTRONIC/ INFRARED |  |  | 412703 |  | 2017-04-15 | 12320 | GENERAL MEDICINE (5-W) |  | USD |  | Active | UNIVERSITY NEW MEXICO HOSPITAL
80499 | 1096050 | NELLCOR INC | N-600X | N-600X | OXIMETERS/ PULSE | 554239 |  | G11801504 | 2016-08-04 | 2018-08-15 | 12220 | MED/SURG SUBACUTE (4-E) |  | USD |  | Active | UNIVERSITY NEW MEXICO HOSPITAL
89930 | 1329369 | EXERGEN CORP | TAT-5000 | TAT-5000 | THERMOMETERS/ ELECTRONIC/ INFRARED |  |  | CNV |  | 2017-04-15 | 12220 | MED/SURG SUBACUTE (4-E) |  | USD |  | Active | UNIVERSITY NEW MEXICO HOSPITAL
80498 | 1096049 | NELLCOR INC | N-600X | N-600X | OXIMETERS/ PULSE | 554239 |  | G11801572 | 2016-11-01 | 2017-11-15 | 32055 | 1209 CLINIC |  | USD |  | Active | UNIVERSITY NEW MEXICO HOSPITAL
89991 | 1329428 | EXERGEN CORP | TAT-5000 | TAT-5000 | THERMOMETERS/ ELECTRONIC/ INFRARED |  |  | A412674 |  | 2017-04-15 | 12320 | GENERAL MEDICINE (5-W) |  | USD |  | Active | UNIVERSITY NEW MEXICO HOSPITAL
80501 | 1096052 | NELLCOR INC | N-600X | N-600X | OXIMETERS/ PULSE | 554239 |  | G11801556 | 2017-01-01 | 2018-01-15 | 76015 | REHABILITATION OUTPATIENT 1025 |  | USD |  | Active | UNIVERSITY NEW MEXICO HOSPITAL
101262 | 1447569 | EXERGEN CORP | TAT-5000 | TAT-5000 | THERMOMETERS/ ELECTRONIC/ INFRARED |  |  | A565636 |  | 2017-04-15 | 34150 | PEDIATRICS CLINIC |  | USD |  | Active | UNIVERSITY NEW MEXICO HOSPITAL
80502 | 1096053 | NELLCOR INC | N-600X | N-600X | OXIMETERS/ PULSE | 554239 |  | G11801550 | 2016-08-03 | 2018-08-15 | 12360 | NEUROSCIENCE |  | USD |  | Active | UNIVERSITY NEW MEXICO HOSPITAL
89992 | 1329429 | EXERGEN CORP | TAT-5000 | TAT-5000 | THERMOMETERS/ ELECTRONIC/ INFRARED |  |  | A412669 |  | 2017-04-15 | 12320 | GENERAL MEDICINE (5-W) |  | USD |  | Active | UNIVERSITY NEW MEXICO HOSPITAL
80503 | 1096054 | NELLCOR INC | N-600X | N-600X | OXIMETERS/ PULSE | 554239 |  | G11801588 | 2016-11-01 | 2017-11-15 | 32055 | 1209 CLINIC |  | USD |  | Active | UNIVERSITY NEW MEXICO HOSPITAL
89959 | 1329387 | EXERGEN CORP | TAT-5000 | TAT-5000 | THERMOMETERS/ ELECTRONIC/ INFRARED |  |  | A409281 |  | 2017-04-15 | 12220 | MED/SURG SUBACUTE (4-E) |  | USD |  | Active | UNIVERSITY NEW MEXICO HOSPITAL
80504 | 1096055 | NELLCOR INC | N-600X | N-600X | OXIMETERS/ PULSE | 554239 |  | G11801493 | 2016-09-06 | 2018-09-15 | 71520 | PULMONARY DIAGNOSTICS |  | USD |  | Active | UNIVERSITY NEW MEXICO HOSPITAL
89995 | 1329432 | EXERGEN CORP | TAT-5000 | TAT-5000 | THERMOMETERS/ ELECTRONIC/ INFRARED |  |  | A412700 |  | 2017-04-15 | 12320 | GENERAL MEDICINE (5-W) |  | USD |  | Active | UNIVERSITY NEW MEXICO HOSPITAL
98281 | 1410953 | EXERGEN CORP | TAT-5000 | TAT-5000 | THERMOMETERS/ ELECTRONIC/ INFRARED |  |  | CNV |  | 2017-04-15 | 12350 | CRC/CTC (5-E) |  | USD |  | Active | UNIVERSITY NEW MEXICO HOSPITAL
91090 | 1329483 | EXERGEN CORP | TAT-5000 | TAT-5000 | THERMOMETERS/ ELECTRONIC/ INFRARED |  |  | A41407 |  | 2017-04-15 | 12220 | MED/SURG SUBACUTE (4-E) |  | USD |  | Active | UNIVERSITY NEW MEXICO HOSPITAL
89982 | 1329419 | EXERGEN CORP | TAT-5000 | TAT-5000 | THERMOMETERS/ ELECTRONIC/ INFRARED |  |  | A412102 |  | 2017-04-15 | 12320 | GENERAL MEDICINE (5-W) |  | USD |  | Active | UNIVERSITY NEW MEXICO HOSPITAL
98280 | 1410952 | EXERGEN CORP | TAT-5000 | TAT-5000 | THERMOMETERS/ ELECTRONIC/ INFRARED |  |  | A573976 |  | 2017-04-15 | 12350 | CRC/CTC (5-E) |  | USD |  | Active | UNIVERSITY NEW MEXICO HOSPITAL
98284 | 1410956 | EXERGEN CORP | TAT-5000 | TAT-5000 | THERMOMETERS/ ELECTRONIC/ INFRARED |  |  | A885746 |  | 2017-04-15 | 12310 | ADULT ONCOLOGY MED/SURG |  | USD |  | Active | UNIVERSITY NEW MEXICO HOSPITAL
91132 | 1240962 | EXERGEN CORP | TAT-5000 | TAT-5000 | THERMOMETERS/ ELECTRONIC/ INFRARED |  |  | 401416 |  | 2017-04-15 | 12320 | GENERAL MEDICINE (5-W) |  | USD |  | Active | UNIVERSITY NEW MEXICO HOSPITAL
98318 | 1399980 | EXERGEN CORP | TAT-5000 | TAT-5000 | THERMOMETERS/ ELECTRONIC/ INFRARED |  |  | CNV |  | 2017-04-15 | 12350 | CRC/CTC (5-E) |  | USD |  | Active | UNIVERSITY NEW MEXICO HOSPITAL
98579 | 1421757 | EXERGEN CORP | TAT-5000 | TAT-5000 | THERMOMETERS/ ELECTRONIC/ INFRARED |  |  | A601281 |  | 2017-04-15 | 12310 | ADULT ONCOLOGY MED/SURG |  | USD |  | Active | UNIVERSITY NEW MEXICO HOSPITAL
91296 | 1240983 | EXERGEN CORP | TAT-5000 | TAT-5000 | THERMOMETERS/ ELECTRONIC/ INFRARED |  |  | A412151 |  | 2017-04-15 | 12220 | MED/SURG SUBACUTE (4-E) |  | USD |  | Active | UNIVERSITY NEW MEXICO HOSPITAL
91288 | 1240975 | EXERGEN CORP | TAT-5000 | TAT-5000 | THERMOMETERS/ ELECTRONIC/ INFRARED |  |  | A401448 |  | 2017-04-15 | 12320 | GENERAL MEDICINE (5-W) |  | USD |  | Active | UNIVERSITY NEW MEXICO HOSPITAL
98285 | 1410957 | EXERGEN CORP | TAT-5000 | TAT-5000 | THERMOMETERS/ ELECTRONIC/ INFRARED |  |  | A555252 |  | 2017-04-15 | 12310 | ADULT ONCOLOGY MED/SURG |  | USD |  | Active | UNIVERSITY NEW MEXICO HOSPITAL
98317 | 1399979 | EXERGEN CORP | TAT-5000 | TAT-5000 | THERMOMETERS/ ELECTRONIC/ INFRARED |  |  | A574113 |  | 2017-04-15 | 12350 | CRC/CTC (5-E) |  | USD |  | Active | UNIVERSITY NEW MEXICO HOSPITAL
89849 | 1329278 | EXERGEN CORP | TAT-5000 | TAT-5000 | THERMOMETERS/ ELECTRONIC/ INFRARED |  |  | A413525 |  | 2017-04-15 | 12320 | GENERAL MEDICINE (5-W) |  | USD |  | Active | UNIVERSITY NEW MEXICO HOSPITAL
98319 | 1399981 | EXERGEN CORP | TAT-5000 | TAT-5000 | THERMOMETERS/ ELECTRONIC/ INFRARED |  |  | A566866 |  | 2017-04-15 | 12350 | CRC/CTC (5-E) |  | USD |  | Active | UNIVERSITY NEW MEXICO HOSPITAL
98283 | 1410955 | EXERGEN CORP | TAT-5000 | TAT-5000 | THERMOMETERS/ ELECTRONIC/ INFRARED |  |  | A576753 |  | 2017-04-15 | 12310 | ADULT ONCOLOGY MED/SURG |  | USD |  | Active | UNIVERSITY NEW MEXICO HOSPITAL
89850 | 1329279 | EXERGEN CORP | TAT-5000 | TAT-5000 | THERMOMETERS/ ELECTRONIC/ INFRARED |  |  | A413473 |  | 2017-04-15 | 12320 | GENERAL MEDICINE (5-W) |  | USD |  | Active | UNIVERSITY NEW MEXICO HOSPITAL
98287 | 1403949 | EXERGEN CORP | TAT-5000 | TAT-5000 | THERMOMETERS/ ELECTRONIC/ INFRARED |  |  | A576754 |  | 2017-04-15 | 12310 | ADULT ONCOLOGY MED/SURG |  | USD |  | Active | UNIVERSITY NEW MEXICO HOSPITAL
98122 | 1420394 | EXERGEN CORP | TAT-5000 | TAT-5000 | THERMOMETERS/ ELECTRONIC/ INFRARED |  |  | A550894 |  | 2017-04-15 | 12220 | MED/SURG SUBACUTE (4-E) |  | USD |  | Active | UNIVERSITY NEW MEXICO HOSPITAL
89882 | 1329311 | EXERGEN CORP | TAT-5000 | TAT-5000 | THERMOMETERS/ ELECTRONIC/ INFRARED |  |  | CNV |  | 2017-04-15 | 12240 | GENERAL SURGERY (6-S) |  | USD |  | Active | UNIVERSITY NEW MEXICO HOSPITAL
89851 | 1329280 | EXERGEN CORP | TAT-5000 | TAT-5000 | THERMOMETERS/ ELECTRONIC/ INFRARED |  |  | A413474 |  | 2017-04-15 | 12320 | GENERAL MEDICINE (5-W) |  | USD |  | Active | UNIVERSITY NEW MEXICO HOSPITAL
98286 | 1410958 | EXERGEN CORP | TAT-5000 | TAT-5000 | THERMOMETERS/ ELECTRONIC/ INFRARED |  |  | A573999 |  | 2017-04-15 | 12310 | ADULT ONCOLOGY MED/SURG |  | USD |  | Active | UNIVERSITY NEW MEXICO HOSPITAL
91248 | 1040565 | EXERGEN CORP | TAT-5000 | TAT-5000 | THERMOMETERS/ ELECTRONIC/ INFRARED |  |  | 413485 |  | 2017-04-15 | 12340 | SURGICAL SPECIALITY UNIT (4-S) |  | USD |  | Active | UNIVERSITY NEW MEXICO HOSPITAL
89880 | 1329309 | EXERGEN CORP | TAT-5000 | TAT-5000 | THERMOMETERS/ ELECTRONIC/ INFRARED |  |  | A412003 |  | 2017-04-15 | 12240 | GENERAL SURGERY (6-S) |  | USD |  | Active | UNIVERSITY NEW MEXICO HOSPITAL
89848 | 1329277 | EXERGEN CORP | TAT-5000 | TAT-5000 | THERMOMETERS/ ELECTRONIC/ INFRARED |  |  | A115531 |  | 2017-04-15 | 12320 | GENERAL MEDICINE (5-W) |  | USD |  | Active | UNIVERSITY NEW MEXICO HOSPITAL
91259 | 1258923 | EXERGEN CORP | TAT-5000 | TAT-5000 | THERMOMETERS/ ELECTRONIC/ INFRARED |  |  | A409136 |  | 2017-04-15 | 12340 | SURGICAL SPECIALITY UNIT (4-S) |  | USD |  | Active | UNIVERSITY NEW MEXICO HOSPITAL
89874 | 1329303 | EXERGEN CORP | TAT-5000 | TAT-5000 | THERMOMETERS/ ELECTRONIC/ INFRARED |  |  | CNV |  | 2017-04-15 | 12240 | GENERAL SURGERY (6-S) |  | USD |  | Active | UNIVERSITY NEW MEXICO HOSPITAL
98288 | 1403950 | EXERGEN CORP | TAT-5000 | TAT-5000 | THERMOMETERS/ ELECTRONIC/ INFRARED |  |  | A 569237 |  | 2017-04-15 | 12310 | ADULT ONCOLOGY MED/SURG |  | USD |  | Active | UNIVERSITY NEW MEXICO HOSPITAL
91258 | 1258922 | EXERGEN CORP | TAT-5000 | TAT-5000 | THERMOMETERS/ ELECTRONIC/ INFRARED |  |  | A409144 |  | 2017-04-15 | 12340 | SURGICAL SPECIALITY UNIT (4-S) |  | USD |  | Active | UNIVERSITY NEW MEXICO HOSPITAL
89987 | 1329424 | EXERGEN CORP | TAT-5000 | TAT-5000 | THERMOMETERS/ ELECTRONIC/ INFRARED |  |  | A411933 |  | 2017-04-15 | 12320 | GENERAL MEDICINE (5-W) |  | USD |  | Active | UNIVERSITY NEW MEXICO HOSPITAL
89876 | 1329305 | EXERGEN CORP | TAT-5000 | TAT-5000 | THERMOMETERS/ ELECTRONIC/ INFRARED |  |  | A411965 |  | 2017-04-15 | 12240 | GENERAL SURGERY (6-S) |  | USD |  | Active | UNIVERSITY NEW MEXICO HOSPITAL
91260 | 1258934 | EXERGEN CORP | TAT-5000 | TAT-5000 | THERMOMETERS/ ELECTRONIC/ INFRARED |  |  | 409135 |  | 2017-04-15 | 12340 | SURGICAL SPECIALITY UNIT (4-S) |  | USD |  | Active | UNIVERSITY NEW MEXICO HOSPITAL
91290 | 1240977 | EXERGEN CORP | TAT-5000 | TAT-5000 | THERMOMETERS/ ELECTRONIC/ INFRARED |  |  | A410557 |  | 2017-04-15 | 12320 | GENERAL MEDICINE (5-W) |  | USD |  | Active | UNIVERSITY NEW MEXICO HOSPITAL
91240 | 1040557 | EXERGEN CORP | TAT-5000 | TAT-5000 | THERMOMETERS/ ELECTRONIC/ INFRARED |  |  | A 413459 |  | 2017-04-15 | 12330 | FAMILY PRACTICE (3-N) |  | USD |  | Active | UNIVERSITY NEW MEXICO HOSPITAL
89877 | 1329306 | EXERGEN CORP | TAT-5000 | TAT-5000 | THERMOMETERS/ ELECTRONIC/ INFRARED |  |  | CNV |  | 2017-04-15 | 12240 | GENERAL SURGERY (6-S) |  | USD |  | Active | UNIVERSITY NEW MEXICO HOSPITAL
91235 | 1040552 | EXERGEN CORP | TAT-5000 | TAT-5000 | THERMOMETERS/ ELECTRONIC/ INFRARED |  |  | A412894 |  | 2017-04-15 | 12330 | FAMILY PRACTICE (3-N) |  | USD |  | Active | UNIVERSITY NEW MEXICO HOSPITAL
95974 | 1478476 | EXERGEN CORP | TAT-5000 | TAT-5000 | THERMOMETERS/ ELECTRONIC/ INFRARED |  |  | A 377939 |  | 2017-04-15 | 12220 | MED/SURG SUBACUTE (4-E) |  | USD |  | Active | UNIVERSITY NEW MEXICO HOSPITAL
98141 | 1420333 | EXERGEN CORP | TAT-5000 | TAT-5000 | THERMOMETERS/ ELECTRONIC/ INFRARED |  |  | A533860 |  | 2017-04-15 | 12240 | GENERAL SURGERY (6-S) |  | USD |  | Active | UNIVERSITY NEW MEXICO HOSPITAL
91241 | 1040558 | EXERGEN CORP | TAT-5000 | TAT-5000 | THERMOMETERS/ ELECTRONIC/ INFRARED |  |  | A413455 |  | 2017-04-15 | 12330 | FAMILY PRACTICE (3-N) |  | USD |  | Active | UNIVERSITY NEW MEXICO HOSPITAL
91265 | 1258939 | EXERGEN CORP | TAT-5000 | TAT-5000 | THERMOMETERS/ ELECTRONIC/ INFRARED |  |  | A401141 |  | 2017-04-15 | 12340 | SURGICAL SPECIALITY UNIT (4-S) |  | USD |  | Active | UNIVERSITY NEW MEXICO HOSPITAL
91305 | 1258932 | EXERGEN CORP | TAT-5000 | TAT-5000 | THERMOMETERS/ ELECTRONIC/ INFRARED |  |  | A411943 |  | 2017-04-15 | 12220 | MED/SURG SUBACUTE (4-E) |  | USD |  | Active | UNIVERSITY NEW MEXICO HOSPITAL
91262 | 1258936 | EXERGEN CORP | TAT-5000 | TAT-5000 | THERMOMETERS/ ELECTRONIC/ INFRARED |  |  | A409147 |  | 2017-04-15 | 12340 | SURGICAL SPECIALITY UNIT (4-S) |  | USD |  | Active | UNIVERSITY NEW MEXICO HOSPITAL
89878 | 1329307 | EXERGEN CORP | TAT-5000 | TAT-5000 | THERMOMETERS/ ELECTRONIC/ INFRARED |  |  | A412153 |  | 2017-04-15 | 12240 | GENERAL SURGERY (6-S) |  | USD |  | Active | UNIVERSITY NEW MEXICO HOSPITAL
91244 | 1040561 | EXERGEN CORP | TAT-5000 | TAT-5000 | THERMOMETERS/ ELECTRONIC/ INFRARED |  |  | A 412668 |  | 2017-04-15 | 12330 | FAMILY PRACTICE (3-N) |  | USD |  | Active | UNIVERSITY NEW MEXICO HOSPITAL
89872 | 1329301 | EXERGEN CORP | TAT-5000 | TAT-5000 | THERMOMETERS/ ELECTRONIC/ INFRARED |  |  | A411968 |  | 2017-04-15 | 12240 | GENERAL SURGERY (6-S) |  | USD |  | Active | UNIVERSITY NEW MEXICO HOSPITAL
91278 | 1258941 | EXERGEN CORP | TAT-5000 | TAT-5000 | THERMOMETERS/ ELECTRONIC/ INFRARED |  |  | A409146 |  | 2017-04-15 | 12340 | SURGICAL SPECIALITY UNIT (4-S) |  | USD |  | Active | UNIVERSITY NEW MEXICO HOSPITAL
89873 | 1329302 | EXERGEN CORP | TAT-5000 | TAT-5000 | THERMOMETERS/ ELECTRONIC/ INFRARED |  |  | A411956 |  | 2017-04-15 | 12240 | GENERAL SURGERY (6-S) |  | USD |  | Active | UNIVERSITY NEW MEXICO HOSPITAL
91126 | 1240956 | EXERGEN CORP | TAT-5000 | TAT-5000 | THERMOMETERS/ ELECTRONIC/ INFRARED |  |  | A410633 |  | 2017-04-15 | 12220 | MED/SURG SUBACUTE (4-E) |  | USD |  | Active | UNIVERSITY NEW MEXICO HOSPITAL
91243 | 1040560 | EXERGEN CORP | TAT-5000 | TAT-5000 | THERMOMETERS/ ELECTRONIC/ INFRARED |  |  | A413475 |  | 2017-04-15 | 12330 | FAMILY PRACTICE (3-N) |  | USD |  | Active | UNIVERSITY NEW MEXICO HOSPITAL
91261 | 1258935 | EXERGEN CORP | TAT-5000 | TAT-5000 | THERMOMETERS/ ELECTRONIC/ INFRARED |  |  | A409140 |  | 2017-04-15 | 12340 | SURGICAL SPECIALITY UNIT (4-S) |  | USD |  | Active | UNIVERSITY NEW MEXICO HOSPITAL
91128 | 1240958 | EXERGEN CORP | TAT-5000 | TAT-5000 | THERMOMETERS/ ELECTRONIC/ INFRARED |  |  | A401112 |  | 2017-04-15 | 12220 | MED/SURG SUBACUTE (4-E) |  | USD |  | Active | UNIVERSITY NEW MEXICO HOSPITAL
89871 | 1329300 | EXERGEN CORP | TAT-5000 | TAT-5000 | THERMOMETERS/ ELECTRONIC/ INFRARED |  |  | A411962 |  | 2017-04-15 | 12240 | GENERAL SURGERY (6-S) |  | USD |  | Active | UNIVERSITY NEW MEXICO HOSPITAL
91245 | 1040562 | EXERGEN CORP | TAT-5000 | TAT-5000 | THERMOMETERS/ ELECTRONIC/ INFRARED |  |  | A411464 |  | 2017-04-15 | 12330 | FAMILY PRACTICE (3-N) |  | USD |  | Active | UNIVERSITY NEW MEXICO HOSPITAL
91263 | 1258937 | EXERGEN CORP | TAT-5000 | TAT-5000 | THERMOMETERS/ ELECTRONIC/ INFRARED |  |  | 409159 |  | 2017-04-15 | 12340 | SURGICAL SPECIALITY UNIT (4-S) |  | USD |  | Active | UNIVERSITY NEW MEXICO HOSPITAL
91246 | 1040563 | EXERGEN CORP | TAT-5000 | TAT-5000 | THERMOMETERS/ ELECTRONIC/ INFRARED |  |  | A413456 |  | 2017-04-15 | 12330 | FAMILY PRACTICE (3-N) |  | USD |  | Active | UNIVERSITY NEW MEXICO HOSPITAL
91282 | 1258945 | EXERGEN CORP | TAT-5000 | TAT-5000 | THERMOMETERS/ ELECTRONIC/ INFRARED |  |  | A414275 |  | 2017-04-15 | 12340 | SURGICAL SPECIALITY UNIT (4-S) |  | USD |  | Active | UNIVERSITY NEW MEXICO HOSPITAL
91010 | 1329447 | EXERGEN CORP | TAT-5000 | TAT-5000 | THERMOMETERS/ ELECTRONIC/ INFRARED |  |  | A401419 |  | 2017-04-15 | 12240 | GENERAL SURGERY (6-S) |  | USD |  | Active | UNIVERSITY NEW MEXICO HOSPITAL
90000 | 1329437 | EXERGEN CORP | TAT-5000 | TAT-5000 | THERMOMETERS/ ELECTRONIC/ INFRARED |  |  | A 412905 |  | 2017-04-15 | 12210 | CORONARY CARE SUBACUTE |  | USD |  | Active | UNIVERSITY NEW MEXICO HOSPITAL
91250 | 1040567 | EXERGEN CORP | TAT-5000 | TAT-5000 | THERMOMETERS/ ELECTRONIC/ INFRARED |  |  | A413464 |  | 2017-04-15 | 12340 | SURGICAL SPECIALITY UNIT (4-S) |  | USD |  | Active | UNIVERSITY NEW MEXICO HOSPITAL
89841 | 1329270 | EXERGEN CORP | TAT-5000 | TAT-5000 | THERMOMETERS/ ELECTRONIC/ INFRARED |  |  | A413528 |  | 2017-04-15 | 12250 | ORTHOPEDICS (3-S) |  | USD |  | Active | UNIVERSITY NEW MEXICO HOSPITAL
91302 | 1258929 | EXERGEN CORP | TAT-5000 | TAT-5000 | THERMOMETERS/ ELECTRONIC/ INFRARED |  |  | A412148 |  | 2017-04-15 | 12220 | MED/SURG SUBACUTE (4-E) |  | USD |  | Active | UNIVERSITY NEW MEXICO HOSPITAL
89847 | 1329276 | EXERGEN CORP | TAT-5000 | TAT-5000 | THERMOMETERS/ ELECTRONIC/ INFRARED |  |  | A413472 |  | 2017-04-15 | 12320 | GENERAL MEDICINE (5-W) |  | USD |  | Active | UNIVERSITY NEW MEXICO HOSPITAL
91001 | 1329438 | EXERGEN CORP | TAT-5000 | TAT-5000 | THERMOMETERS/ ELECTRONIC/ INFRARED |  |  | A 412702 |  | 2017-04-15 | 12210 | CORONARY CARE SUBACUTE |  | USD |  | Active | UNIVERSITY NEW MEXICO HOSPITAL
91281 | 1258944 | EXERGEN CORP | TAT-5000 | TAT-5000 | THERMOMETERS/ ELECTRONIC/ INFRARED |  |  | A409145 |  | 2017-04-15 | 12340 | SURGICAL SPECIALITY UNIT (4-S) |  | USD |  | Active | UNIVERSITY NEW MEXICO HOSPITAL
89863 | 1329292 | EXERGEN CORP | TAT-5000 | TAT-5000 | THERMOMETERS/ ELECTRONIC/ INFRARED |  |  | A409376 |  | 2017-04-15 | 12250 | ORTHOPEDICS (3-S) |  | USD |  | Active | UNIVERSITY NEW MEXICO HOSPITAL
95975 | 1478477 | EXERGEN CORP | TAT-5000 | TAT-5000 | THERMOMETERS/ ELECTRONIC/ INFRARED |  |  | CNV |  | 2017-04-15 | 12220 | MED/SURG SUBACUTE (4-E) |  | USD |  | Active | UNIVERSITY NEW MEXICO HOSPITAL
91009 | 1329446 | EXERGEN CORP | TAT-5000 | TAT-5000 | THERMOMETERS/ ELECTRONIC/ INFRARED |  |  | A401414 |  | 2017-04-15 | 12240 | GENERAL SURGERY (6-S) |  | USD |  | Active | UNIVERSITY NEW MEXICO HOSPITAL
91234 | 1040551 | EXERGEN CORP | TAT-5000 | TAT-5000 | THERMOMETERS/ ELECTRONIC/ INFRARED |  |  | A 412901 |  | 2017-04-15 | 12330 | FAMILY PRACTICE (3-N) |  | USD |  | Active | UNIVERSITY NEW MEXICO HOSPITAL
89996 | 1329433 | EXERGEN CORP | TAT-5000 | TAT-5000 | THERMOMETERS/ ELECTRONIC/ INFRARED |  |  | A 412245 |  | 2017-04-15 | 12210 | CORONARY CARE SUBACUTE |  | USD |  | Active | UNIVERSITY NEW MEXICO HOSPITAL
91279 | 1258942 | EXERGEN CORP | TAT-5000 | TAT-5000 | THERMOMETERS/ ELECTRONIC/ INFRARED |  |  | A409148 |  | 2017-04-15 | 12340 | SURGICAL SPECIALITY UNIT (4-S) |  | USD |  | Active | UNIVERSITY NEW MEXICO HOSPITAL
89862 | 1329291 | EXERGEN CORP | TAT-5000 | TAT-5000 | THERMOMETERS/ ELECTRONIC/ INFRARED |  |  | A09334 |  | 2017-04-15 | 12250 | ORTHOPEDICS (3-S) |  | USD |  | Active | UNIVERSITY NEW MEXICO HOSPITAL
91289 | 1240976 | EXERGEN CORP | TAT-5000 | TAT-5000 | THERMOMETERS/ ELECTRONIC/ INFRARED |  |  | A401447 |  | 2017-04-15 | 12220 | MED/SURG SUBACUTE (4-E) |  | USD |  | Active | UNIVERSITY NEW MEXICO HOSPITAL
91003 | 1329440 | EXERGEN CORP | TAT-5000 | TAT-5000 | THERMOMETERS/ ELECTRONIC/ INFRARED |  |  | A401418 |  | 2017-04-15 | 12240 | GENERAL SURGERY (6-S) |  | USD |  | Active | UNIVERSITY NEW MEXICO HOSPITAL
89890 | 1329319 | EXERGEN CORP | TAT-5000 | TAT-5000 | THERMOMETERS/ ELECTRONIC/ INFRARED |  |  | A A 412159 |  | 2017-04-15 | 12210 | CORONARY CARE SUBACUTE |  | USD |  | Active | UNIVERSITY NEW MEXICO HOSPITAL
89867 | 1329296 | EXERGEN CORP | TAT-5000 | TAT-5000 | THERMOMETERS/ ELECTRONIC/ INFRARED |  |  | A403845 |  | 2017-04-15 | 12250 | ORTHOPEDICS (3-S) |  | USD |  | Active | UNIVERSITY NEW MEXICO HOSPITAL
91002 | 1329439 | EXERGEN CORP | TAT-5000 | TAT-5000 | THERMOMETERS/ ELECTRONIC/ INFRARED |  |  | A412236 |  | 2017-04-15 | 12240 | GENERAL SURGERY (6-S) |  | USD |  | Active | UNIVERSITY NEW MEXICO HOSPITAL
89893 | 1329322 | EXERGEN CORP | TAT-5000 | TAT-5000 | THERMOMETERS/ ELECTRONIC/ INFRARED |  |  | A 411989 |  | 2017-04-15 | 12210 | CORONARY CARE SUBACUTE |  | USD |  | Active | UNIVERSITY NEW MEXICO HOSPITAL
89868 | 1329297 | EXERGEN CORP | TAT-5000 | TAT-5000 | THERMOMETERS/ ELECTRONIC/ INFRARED |  |  | A409227 |  | 2017-04-15 | 12250 | ORTHOPEDICS (3-S) |  | USD |  | Active | UNIVERSITY NEW MEXICO HOSPITAL
98143 | 1420335 | EXERGEN CORP | TAT-5000 | TAT-5000 | THERMOMETERS/ ELECTRONIC/ INFRARED |  |  | A499800 |  | 2017-04-15 | 12220 | MED/SURG SUBACUTE (4-E) |  | USD |  | Active | UNIVERSITY NEW MEXICO HOSPITAL
89999 | 1329436 | EXERGEN CORP | TAT-5000 | TAT-5000 | THERMOMETERS/ ELECTRONIC/ INFRARED |  |  | A 412248 |  | 2017-04-15 | 12210 | CORONARY CARE SUBACUTE |  | USD |  | Active | UNIVERSITY NEW MEXICO HOSPITAL
91354 | 1040572 | EXERGEN CORP | TAT-5000 | TAT-5000 | THERMOMETERS/ ELECTRONIC/ INFRARED |  |  | A413465 |  | 2017-04-15 | 12340 | SURGICAL SPECIALITY UNIT (4-S) |  | USD |  | Active | UNIVERSITY NEW MEXICO HOSPITAL
89858 | 1329287 | EXERGEN CORP | TAT-5000 | TAT-5000 | THERMOMETERS/ ELECTRONIC/ INFRARED |  |  | A401423 |  | 2017-04-15 | 12250 | ORTHOPEDICS (3-S) |  | USD |  | Active | UNIVERSITY NEW MEXICO HOSPITAL
89998 | 1329435 | EXERGEN CORP | TAT-5000 | TAT-5000 | THERMOMETERS/ ELECTRONIC/ INFRARED |  |  | A 412671 |  | 2017-04-15 | 12210 | CORONARY CARE SUBACUTE |  | USD |  | Active | UNIVERSITY NEW MEXICO HOSPITAL
91355 | 1040573 | EXERGEN CORP | TAT-5000 | TAT-5000 | THERMOMETERS/ ELECTRONIC/ INFRARED |  |  | A413463 |  | 2017-04-15 | 12340 | SURGICAL SPECIALITY UNIT (4-S) |  | USD |  | Active | UNIVERSITY NEW MEXICO HOSPITAL
89859 | 1329288 | EXERGEN CORP | TAT-5000 | TAT-5000 | THERMOMETERS/ ELECTRONIC/ INFRARED |  |  | A412242 |  | 2017-04-15 | 12250 | ORTHOPEDICS (3-S) |  | USD |  | Active | UNIVERSITY NEW MEXICO HOSPITAL
89894 | 1329323 | EXERGEN CORP | TAT-5000 | TAT-5000 | THERMOMETERS/ ELECTRONIC/ INFRARED |  |  | A 412010 |  | 2017-04-15 | 12210 | CORONARY CARE SUBACUTE |  | USD |  | Active | UNIVERSITY NEW MEXICO HOSPITAL
89846 | 1329275 | EXERGEN CORP | TAT-5000 | TAT-5000 | THERMOMETERS/ ELECTRONIC/ INFRARED |  |  | A412141 |  | 2017-04-15 | 12250 | ORTHOPEDICS (3-S) |  | USD |  | Active | UNIVERSITY NEW MEXICO HOSPITAL
91360 | 1040578 | EXERGEN CORP | TAT-5000 | TAT-5000 | THERMOMETERS/ ELECTRONIC/ INFRARED |  |  | A413467 |  | 2017-04-15 | 12340 | SURGICAL SPECIALITY UNIT (4-S) |  | USD |  | Active | UNIVERSITY NEW MEXICO HOSPITAL
89857 | 1329286 | EXERGEN CORP | TAT-5000 | TAT-5000 | THERMOMETERS/ ELECTRONIC/ INFRARED |  |  | A410085 |  | 2017-04-15 | 12250 | ORTHOPEDICS (3-S) |  | USD |  | Active | UNIVERSITY NEW MEXICO HOSPITAL
91301 | 1258928 | EXERGEN CORP | TAT-5000 | TAT-5000 | THERMOMETERS/ ELECTRONIC/ INFRARED |  |  | A411954 |  | 2017-04-15 | 12220 | MED/SURG SUBACUTE (4-E) |  | USD |  | Active | UNIVERSITY NEW MEXICO HOSPITAL
89889 | 1329318 | EXERGEN CORP | TAT-5000 | TAT-5000 | THERMOMETERS/ ELECTRONIC/ INFRARED |  |  | A 412011 |  | 2017-04-15 | 12210 | CORONARY CARE SUBACUTE |  | USD |  | Active | UNIVERSITY NEW MEXICO HOSPITAL
91251 | 1040568 | EXERGEN CORP | TAT-5000 | TAT-5000 | THERMOMETERS/ ELECTRONIC/ INFRARED |  |  | A413471 |  | 2017-04-15 | 12340 | SURGICAL SPECIALITY UNIT (4-S) |  | USD |  | Active | UNIVERSITY NEW MEXICO HOSPITAL
91254 | 1040571 | EXERGEN CORP | TAT-5000 | TAT-5000 | THERMOMETERS/ ELECTRONIC/ INFRARED |  |  | A413470 |  | 2017-04-15 | 12340 | SURGICAL SPECIALITY UNIT (4-S) |  | USD |  | Active | UNIVERSITY NEW MEXICO HOSPITAL
89860 | 1329289 | EXERGEN CORP | TAT-5000 | TAT-5000 | THERMOMETERS/ ELECTRONIC/ INFRARED |  |  | A410560 |  | 2017-04-15 | 12250 | ORTHOPEDICS (3-S) |  | USD |  | Active | UNIVERSITY NEW MEXICO HOSPITAL
91292 | 1240979 | EXERGEN CORP | TAT-5000 | TAT-5000 | THERMOMETERS/ ELECTRONIC/ INFRARED |  |  | A401413 |  | 2017-04-15 | 12220 | MED/SURG SUBACUTE (4-E) |  | USD |  | Active | UNIVERSITY NEW MEXICO HOSPITAL
89892 | 1329321 | EXERGEN CORP | TAT-5000 | TAT-5000 | THERMOMETERS/ ELECTRONIC/ INFRARED |  |  | A 411945 |  | 2017-04-15 | 12210 | CORONARY CARE SUBACUTE |  | USD |  | Active | UNIVERSITY NEW MEXICO HOSPITAL
91293 | 1240980 | EXERGEN CORP | TAT-5000 | TAT-5000 | THERMOMETERS/ ELECTRONIC/ INFRARED |  |  | A401438 |  | 2017-04-15 | 12220 | MED/SURG SUBACUTE (4-E) |  | USD |  | Active | UNIVERSITY NEW MEXICO HOSPITAL
98139 | 1420331 | EXERGEN CORP | TAT-5000 | TAT-5000 | THERMOMETERS/ ELECTRONIC/ INFRARED |  |  | CNV |  | 2017-04-15 | 12350 | CRC/CTC (5-E) |  | USD |  | Active | UNIVERSITY NEW MEXICO HOSPITAL
89888 | 1329317 | EXERGEN CORP | TAT-5000 | TAT-5000 | THERMOMETERS/ ELECTRONIC/ INFRARED |  |  | A 411958 |  | 2017-04-15 | 12210 | CORONARY CARE SUBACUTE |  | USD |  | Active | UNIVERSITY NEW MEXICO HOSPITAL
91247 | 1040564 | EXERGEN CORP | TAT-5000 | TAT-5000 | THERMOMETERS/ ELECTRONIC/ INFRARED |  |  | A412896 |  | 2017-04-15 | 12340 | SURGICAL SPECIALITY UNIT (4-S) |  | USD |  | Active | UNIVERSITY NEW MEXICO HOSPITAL
89852 | 1329281 | EXERGEN CORP | TAT-5000 | TAT-5000 | THERMOMETERS/ ELECTRONIC/ INFRARED |  |  | A413527 |  | 2017-04-15 | 12250 | ORTHOPEDICS (3-S) |  | USD |  | Active | UNIVERSITY NEW MEXICO HOSPITAL
89887 | 1329316 | EXERGEN CORP | TAT-5000 | TAT-5000 | THERMOMETERS/ ELECTRONIC/ INFRARED |  |  | A 411959 |  | 2017-04-15 | 12210 | CORONARY CARE SUBACUTE |  | USD |  | Active | UNIVERSITY NEW MEXICO HOSPITAL
91356 | 1040574 | EXERGEN CORP | TAT-5000 | TAT-5000 | THERMOMETERS/ ELECTRONIC/ INFRARED |  |  | A413597 |  | 2017-04-15 | 12340 | SURGICAL SPECIALITY UNIT (4-S) |  | USD |  | Active | UNIVERSITY NEW MEXICO HOSPITAL
89886 | 1329315 | EXERGEN CORP | TAT-5000 | TAT-5000 | THERMOMETERS/ ELECTRONIC/ INFRARED |  |  | A 411964 |  | 2017-04-15 | 12210 | CORONARY CARE SUBACUTE |  | USD |  | Active | UNIVERSITY NEW MEXICO HOSPITAL
91358 | 1040576 | EXERGEN CORP | TAT-5000 | TAT-5000 | THERMOMETERS/ ELECTRONIC/ INFRARED |  |  | A412903 |  | 2017-04-15 | 12340 | SURGICAL SPECIALITY UNIT (4-S) |  | USD |  | Active | UNIVERSITY NEW MEXICO HOSPITAL
91299 | 1258926 | EXERGEN CORP | TAT-5000 | TAT-5000 | THERMOMETERS/ ELECTRONIC/ INFRARED |  |  | A411960 |  | 2017-04-15 | 12220 | MED/SURG SUBACUTE (4-E) |  | USD |  | Active | UNIVERSITY NEW MEXICO HOSPITAL
89885 | 1329314 | EXERGEN CORP | TAT-5000 | TAT-5000 | THERMOMETERS/ ELECTRONIC/ INFRARED |  |  | A 411969 |  | 2017-04-15 | 12210 | CORONARY CARE SUBACUTE |  | USD |  | Active | UNIVERSITY NEW MEXICO HOSPITAL
91253 | 1040570 | EXERGEN CORP | TAT-5000 | TAT-5000 | THERMOMETERS/ ELECTRONIC/ INFRARED |  |  | A413457 |  | 2017-04-15 | 12340 | SURGICAL SPECIALITY UNIT (4-S) |  | USD |  | Active | UNIVERSITY NEW MEXICO HOSPITAL
89861 | 1329290 | EXERGEN CORP | TAT-5000 | TAT-5000 | THERMOMETERS/ ELECTRONIC/ INFRARED |  |  | A409134 |  | 2017-04-15 | 12250 | ORTHOPEDICS (3-S) |  | USD |  | Active | UNIVERSITY NEW MEXICO HOSPITAL
101255 | 1440406 | EXERGEN CORP | TAT-5000 | TAT-5000 | THERMOMETERS/ ELECTRONIC/ INFRARED |  |  | A 593541 |  | 2017-04-15 | 12360 | NEUROSCIENCE |  | USD |  | Active | UNIVERSITY NEW MEXICO HOSPITAL
91300 | 1258927 | EXERGEN CORP | TAT-5000 | TAT-5000 | THERMOMETERS/ ELECTRONIC/ INFRARED |  |  | A411961 |  | 2017-04-15 | 12220 | MED/SURG SUBACUTE (4-E) |  | USD |  | Active | UNIVERSITY NEW MEXICO HOSPITAL
89997 | 1329434 | EXERGEN CORP | TAT-5000 | TAT-5000 | THERMOMETERS/ ELECTRONIC/ INFRARED |  |  | A 412244 |  | 2017-04-15 | 12210 | CORONARY CARE SUBACUTE |  | USD |  | Active | UNIVERSITY NEW MEXICO HOSPITAL
91357 | 1040575 | EXERGEN CORP | TAT-5000 | TAT-5000 | THERMOMETERS/ ELECTRONIC/ INFRARED |  |  | A412898 |  | 2017-04-15 | 12340 | SURGICAL SPECIALITY UNIT (4-S) |  | USD |  | Active | UNIVERSITY NEW MEXICO HOSPITAL
91239 | 1040556 | EXERGEN CORP | TAT-5000 | TAT-5000 | THERMOMETERS/ ELECTRONIC/ INFRARED |  |  | A413462 |  | 2017-04-15 | 12250 | ORTHOPEDICS (3-S) |  | USD |  | Active | UNIVERSITY NEW MEXICO HOSPITAL
98320 | 1399982 | EXERGEN CORP | TAT-5000 | TAT-5000 | THERMOMETERS/ ELECTRONIC/ INFRARED |  |  | A566884 |  | 2017-04-15 | 12350 | CRC/CTC (5-E) |  | USD |  | Active | UNIVERSITY NEW MEXICO HOSPITAL
95994 | 1420388 | EXERGEN CORP | TAT-5000 | TAT-5000 | THERMOMETERS/ ELECTRONIC/ INFRARED |  |  | a5508353 |  | 2017-04-15 | 12220 | MED/SURG SUBACUTE (4-E) |  | USD |  | Active | UNIVERSITY NEW MEXICO HOSPITAL
98282 | 1410954 | EXERGEN CORP | TAT-5000 | TAT-5000 | THERMOMETERS/ ELECTRONIC/ INFRARED |  |  | A573959 |  | 2017-04-15 | 12350 | CRC/CTC (5-E) |  | USD |  | Active | UNIVERSITY NEW MEXICO HOSPITAL
83664 | 1162961 - VERIFY | EXERGEN CORP | TAT-5000 | TAT-5000 | THERMOMETERS/ ELECTRONIC/ INFRARED |  |  | A310093 |  | 2017-04-15 | 12120 | MEDICAL/CARDIAC ICU |  | USD |  | Active | UNIVERSITY NEW MEXICO HOSPITAL
89484 | 1328851 -VERIFY | EXERGEN CORP | TAT-5000 | TAT-5000 | THERMOMETERS/ ELECTRONIC/ INFRARED |  |  | A317775 |  | 2017-04-15 | 12120 | MEDICAL/CARDIAC ICU |  | USD |  | Active | UNIVERSITY NEW MEXICO HOSPITAL
101315 | 1422285 | EXERGEN CORP | TAT-5000 | TAT-5000 | THERMOMETERS/ ELECTRONIC/ INFRARED |  |  | A13781 |  | 2017-04-15 | 21020 | PEDIATRIC EMERGENCY DEPARTMENT |  | USD |  | Active | UNIVERSITY NEW MEXICO HOSPITAL
89924 | 1329353 | EXERGEN CORP | TAT-5000 | TAT-5000 | THERMOMETERS/ ELECTRONIC/ INFRARED |  |  | A411950 |  | 2017-04-15 | 21015 | ED-NORTH |  | USD |  | Active | UNIVERSITY NEW MEXICO HOSPITAL
91019 | 1329456 | EXERGEN CORP | TAT-5000 | TAT-5000 | THERMOMETERS/ ELECTRONIC/ INFRARED |  |  | A410096 |  | 2017-04-15 | 21015 | ED-NORTH |  | USD |  | Active | UNIVERSITY NEW MEXICO HOSPITAL
89910 | 1329339 | EXERGEN CORP | TAT-5000 | TAT-5000 | THERMOMETERS/ ELECTRONIC/ INFRARED |  |  | A 401440 |  | 2017-04-15 | 21015 | ED-NORTH |  | USD |  | Active | UNIVERSITY NEW MEXICO HOSPITAL
91220 | 1258962 | EXERGEN CORP | TAT-5000 | TAT-5000 | THERMOMETERS/ ELECTRONIC/ INFRARED |  |  | A409128 |  | 2017-04-15 | 21015 | ED-NORTH |  | USD |  | Active | UNIVERSITY NEW MEXICO HOSPITAL
91013 | 1329450 | EXERGEN CORP | TAT-5000 | TAT-5000 | THERMOMETERS/ ELECTRONIC/ INFRARED |  |  | A410092 |  | 2017-04-15 | 21015 | ED-NORTH |  | USD |  | Active | UNIVERSITY NEW MEXICO HOSPITAL
91011 | 1329448 | EXERGEN CORP | TAT-5000 | TAT-5000 | THERMOMETERS/ ELECTRONIC/ INFRARED |  |  | A410086 |  | 2017-04-15 | 21015 | ED-NORTH |  | USD |  | Active | UNIVERSITY NEW MEXICO HOSPITAL
91032 | 1329469 | EXERGEN CORP | TAT-5000 | TAT-5000 | THERMOMETERS/ ELECTRONIC/ INFRARED |  |  | A411987 |  | 2017-04-15 | 21015 | ED-NORTH |  | USD |  | Active | UNIVERSITY NEW MEXICO HOSPITAL
89908 | 1329337 | EXERGEN CORP | TAT-5000 | TAT-5000 | THERMOMETERS/ ELECTRONIC/ INFRARED |  |  | A402680 |  | 2017-04-15 | 21015 | ED-NORTH |  | USD |  | Active | UNIVERSITY NEW MEXICO HOSPITAL
89927 | 1329356 | EXERGEN CORP | TAT-5000 | TAT-5000 | THERMOMETERS/ ELECTRONIC/ INFRARED |  |  | A 411677 |  | 2017-04-15 | 21015 | ED-NORTH |  | USD |  | Active | UNIVERSITY NEW MEXICO HOSPITAL
89900 | 1329329 | EXERGEN CORP | TAT-5000 | TAT-5000 | THERMOMETERS/ ELECTRONIC/ INFRARED |  |  | A409336 |  | 2017-04-15 | 21015 | ED-NORTH |  | USD |  | Active | UNIVERSITY NEW MEXICO HOSPITAL
89925 | 1329354 | EXERGEN CORP | TAT-5000 | TAT-5000 | THERMOMETERS/ ELECTRONIC/ INFRARED |  |  | A 411948 |  | 2017-04-15 | 21015 | ED-NORTH |  | USD |  | Active | UNIVERSITY NEW MEXICO HOSPITAL
91233 | 1040550 | EXERGEN CORP | TAT-5000 | TAT-5000 | THERMOMETERS/ ELECTRONIC/ INFRARED |  |  | A409357 |  | 2017-04-15 | 21015 | ED-NORTH |  | USD |  | Active | UNIVERSITY NEW MEXICO HOSPITAL
89909 | 1329338 | EXERGEN CORP | TAT-5000 | TAT-5000 | THERMOMETERS/ ELECTRONIC/ INFRARED |  |  | A 401411 |  | 2017-04-15 | 21015 | ED-NORTH |  | USD |  | Active | UNIVERSITY NEW MEXICO HOSPITAL
89899 | 1329328 | EXERGEN CORP | TAT-5000 | TAT-5000 | THERMOMETERS/ ELECTRONIC/ INFRARED |  |  | A403855 |  | 2017-04-15 | 21015 | ED-NORTH |  | USD |  | Active | UNIVERSITY NEW MEXICO HOSPITAL
89915 | 1329344 | EXERGEN CORP | TAT-5000 | TAT-5000 | THERMOMETERS/ ELECTRONIC/ INFRARED |  |  | A 411972 |  | 2017-04-15 | 21015 | ED-NORTH |  | USD |  | Active | UNIVERSITY NEW MEXICO HOSPITAL
89843 | 1329272 | EXERGEN CORP | TAT-5000 | TAT-5000 | THERMOMETERS/ ELECTRONIC/ INFRARED |  |  | CNV |  | 2017-04-15 | 12130 | TRAUMA/SURGICAL ICU |  | USD |  | Active | UNIVERSITY NEW MEXICO HOSPITAL
91227 | 1040544 | EXERGEN CORP | TAT-5000 | TAT-5000 | THERMOMETERS/ ELECTRONIC/ INFRARED |  |  | A409332 |  | 2017-04-15 | 21015 | ED-NORTH |  | USD |  | Active | UNIVERSITY NEW MEXICO HOSPITAL
89922 | 1329351 | EXERGEN CORP | TAT-5000 | TAT-5000 | THERMOMETERS/ ELECTRONIC/ INFRARED |  |  | A 412142 |  | 2017-04-15 | 21015 | ED-NORTH |  | USD |  | Active | UNIVERSITY NEW MEXICO HOSPITAL
89864 | 1329293 | EXERGEN CORP | TAT-5000 | TAT-5000 | THERMOMETERS/ ELECTRONIC/ INFRARED |  |  | A411931 |  | 2017-04-15 | 12130 | TRAUMA/SURGICAL ICU |  | USD |  | Active | UNIVERSITY NEW MEXICO HOSPITAL
91017 | 1329454 | EXERGEN CORP | TAT-5000 | TAT-5000 | THERMOMETERS/ ELECTRONIC/ INFRARED |  |  | A410574 |  | 2017-04-15 | 21015 | ED-NORTH |  | USD |  | Active | UNIVERSITY NEW MEXICO HOSPITAL
89921 | 1329350 | EXERGEN CORP | TAT-5000 | TAT-5000 | THERMOMETERS/ ELECTRONIC/ INFRARED |  |  | A 411990 |  | 2017-04-15 | 21015 | ED-NORTH |  | USD |  | Active | UNIVERSITY NEW MEXICO HOSPITAL
91018 | 1329455 | EXERGEN CORP | TAT-5000 | TAT-5000 | THERMOMETERS/ ELECTRONIC/ INFRARED |  |  | A410133 |  | 2017-04-15 | 21015 | ED-NORTH |  | USD |  | Active | UNIVERSITY NEW MEXICO HOSPITAL
91228 | 1040545 | EXERGEN CORP | TAT-5000 | TAT-5000 | THERMOMETERS/ ELECTRONIC/ INFRARED |  |  | A 409389 |  | 2017-04-15 | 21015 | ED-NORTH |  | USD |  | Active | UNIVERSITY NEW MEXICO HOSPITAL
91022 | 1329459 | EXERGEN CORP | TAT-5000 | TAT-5000 | THERMOMETERS/ ELECTRONIC/ INFRARED |  |  | A410571 |  | 2017-04-15 | 21015 | ED-NORTH |  | USD |  | Active | UNIVERSITY NEW MEXICO HOSPITAL
91023 | 1329460 | EXERGEN CORP | TAT-5000 | TAT-5000 | THERMOMETERS/ ELECTRONIC/ INFRARED |  |  | A 410576 |  | 2017-04-15 | 21015 | ED-NORTH |  | USD |  | Active | UNIVERSITY NEW MEXICO HOSPITAL
89855 | 1329284 | EXERGEN CORP | TAT-5000 | TAT-5000 | THERMOMETERS/ ELECTRONIC/ INFRARED |  |  | A409265 |  | 2017-04-15 | 12130 | TRAUMA/SURGICAL ICU |  | USD |  | Active | UNIVERSITY NEW MEXICO HOSPITAL
91024 | 1329461 | EXERGEN CORP | TAT-5000 | TAT-5000 | THERMOMETERS/ ELECTRONIC/ INFRARED |  |  | A 410564 |  | 2017-04-15 | 21015 | ED-NORTH |  | USD |  | Active | UNIVERSITY NEW MEXICO HOSPITAL
91178 | 1258909 | EXERGEN CORP | TAT-5000 | TAT-5000 | THERMOMETERS/ ELECTRONIC/ INFRARED |  |  | A409375 |  | 2017-04-15 | 12130 | TRAUMA/SURGICAL ICU |  | USD |  | Active | UNIVERSITY NEW MEXICO HOSPITAL
89913 | 1329342 | EXERGEN CORP | TAT-5000 | TAT-5000 | THERMOMETERS/ ELECTRONIC/ INFRARED |  |  | A401451 |  | 2017-04-15 | 21015 | ED-NORTH |  | USD |  | Active | UNIVERSITY NEW MEXICO HOSPITAL
91021 | 1329458 | EXERGEN CORP | TAT-5000 | TAT-5000 | THERMOMETERS/ ELECTRONIC/ INFRARED |  |  | A410575 |  | 2017-04-15 | 21015 | ED-NORTH |  | USD |  | Active | UNIVERSITY NEW MEXICO HOSPITAL
91222 | 1040539 | EXERGEN CORP | TAT-5000 | TAT-5000 | THERMOMETERS/ ELECTRONIC/ INFRARED |  |  | A 409401 |  | 2017-04-15 | 21015 | ED-NORTH |  | USD |  | Active | UNIVERSITY NEW MEXICO HOSPITAL
91035 | 1329472 | EXERGEN CORP | TAT-5000 | TAT-5000 | THERMOMETERS/ ELECTRONIC/ INFRARED |  |  | A 411978 |  | 2017-04-15 | 21015 | ED-NORTH |  | USD |  | Active | UNIVERSITY NEW MEXICO HOSPITAL
89842 | 1329271 | EXERGEN CORP | TAT-5000 | TAT-5000 | THERMOMETERS/ ELECTRONIC/ INFRARED |  |  | A413502 |  | 2017-04-15 | 12130 | TRAUMA/SURGICAL ICU |  | USD |  | Active | UNIVERSITY NEW MEXICO HOSPITAL
89920 | 1329349 | EXERGEN CORP | TAT-5000 | TAT-5000 | THERMOMETERS/ ELECTRONIC/ INFRARED |  |  | A411949 |  | 2017-04-15 | 21015 | ED-NORTH |  | USD |  | Active | UNIVERSITY NEW MEXICO HOSPITAL
91040 | 1329477 | EXERGEN CORP | TAT-5000 | TAT-5000 | THERMOMETERS/ ELECTRONIC/ INFRARED |  |  | A 411983 |  | 2017-04-15 | 21015 | ED-NORTH |  | USD |  | Active | UNIVERSITY NEW MEXICO HOSPITAL
89919 | 1329348 | EXERGEN CORP | TAT-5000 | TAT-5000 | THERMOMETERS/ ELECTRONIC/ INFRARED |  |  | A411992 |  | 2017-04-15 | 21015 | ED-NORTH |  | USD |  | Active | UNIVERSITY NEW MEXICO HOSPITAL
89916 | 1329345 | EXERGEN CORP | TAT-5000 | TAT-5000 | THERMOMETERS/ ELECTRONIC/ INFRARED |  |  | A 411942 |  | 2017-04-15 | 21015 | ED-NORTH |  | USD |  | Active | UNIVERSITY NEW MEXICO HOSPITAL
91309 | 1258908 | EXERGEN CORP | TAT-5000 | TAT-5000 | THERMOMETERS/ ELECTRONIC/ INFRARED |  |  | A 409371 |  | 2017-04-15 | 12130 | TRAUMA/SURGICAL ICU |  | USD |  | Active | UNIVERSITY NEW MEXICO HOSPITAL
101167 | 1422109 | EXERGEN CORP | TAT-5000 | TAT-5000 | THERMOMETERS/ ELECTRONIC/ INFRARED |  |  | A604940 |  | 2017-04-15 | 12130 | TRAUMA/SURGICAL ICU |  | USD |  | Active | UNIVERSITY NEW MEXICO HOSPITAL
91016 | 1329453 | EXERGEN CORP | TAT-5000 | TAT-5000 | THERMOMETERS/ ELECTRONIC/ INFRARED |  |  | A410487 |  | 2017-04-15 | 21015 | ED-NORTH |  | USD |  | Active | UNIVERSITY NEW MEXICO HOSPITAL
89917 | 1329346 | EXERGEN CORP | TAT-5000 | TAT-5000 | THERMOMETERS/ ELECTRONIC/ INFRARED |  |  | A 411975 |  | 2017-04-15 | 21015 | ED-NORTH |  | USD |  | Active | UNIVERSITY NEW MEXICO HOSPITAL
91015 | 1329452 | EXERGEN CORP | TAT-5000 | TAT-5000 | THERMOMETERS/ ELECTRONIC/ INFRARED |  |  | A413477 |  | 2017-04-15 | 21015 | ED-NORTH |  | USD |  | Active | UNIVERSITY NEW MEXICO HOSPITAL
91036 | 1329473 | EXERGEN CORP | TAT-5000 | TAT-5000 | THERMOMETERS/ ELECTRONIC/ INFRARED |  |  | A411967 |  | 2017-04-15 | 21015 | ED-NORTH |  | USD |  | Active | UNIVERSITY NEW MEXICO HOSPITAL
91181 | 1258912 | EXERGEN CORP | TAT-5000 | TAT-5000 | THERMOMETERS/ ELECTRONIC/ INFRARED |  |  | A 409326 |  | 2017-04-15 | 12130 | TRAUMA/SURGICAL ICU |  | USD |  | Active | UNIVERSITY NEW MEXICO HOSPITAL
89918 | 1329347 | EXERGEN CORP | TAT-5000 | TAT-5000 | THERMOMETERS/ ELECTRONIC/ INFRARED |  |  | A 411941 |  | 2017-04-15 | 21015 | ED-NORTH |  | USD |  | Active | UNIVERSITY NEW MEXICO HOSPITAL
89898 | 1329327 | EXERGEN CORP | TAT-5000 | TAT-5000 | THERMOMETERS/ ELECTRONIC/ INFRARED |  |  | A412086 |  | 2017-04-15 | 12130 | TRAUMA/SURGICAL ICU |  | USD |  | Active | UNIVERSITY NEW MEXICO HOSPITAL
91012 | 1329449 | EXERGEN CORP | TAT-5000 | TAT-5000 | THERMOMETERS/ ELECTRONIC/ INFRARED |  |  | A410091 |  | 2017-04-15 | 21015 | ED-NORTH |  | USD |  | Active | UNIVERSITY NEW MEXICO HOSPITAL
91221 | 1258963 | EXERGEN CORP | TAT-5000 | TAT-5000 | THERMOMETERS/ ELECTRONIC/ INFRARED |  |  | A 409360 |  | 2017-04-15 | 21015 | ED-NORTH |  | USD |  | Active | UNIVERSITY NEW MEXICO HOSPITAL
91111 | 1240922 | EXERGEN CORP | TAT-5000 | TAT-5000 | THERMOMETERS/ ELECTRONIC/ INFRARED |  |  | A409331 |  | 2017-04-15 | 12120 | MEDICAL/CARDIAC ICU |  | USD |  | Active | UNIVERSITY NEW MEXICO HOSPITAL
89911 | 1329340 | EXERGEN CORP | TAT-5000 | TAT-5000 | THERMOMETERS/ ELECTRONIC/ INFRARED |  |  | A401444 |  | 2017-04-15 | 21015 | ED-NORTH |  | USD |  | Active | UNIVERSITY NEW MEXICO HOSPITAL
91093 | 1329486 | EXERGEN CORP | TAT-5000 | TAT-5000 | THERMOMETERS/ ELECTRONIC/ INFRARED |  |  | A401410 |  | 2017-04-15 | 12120 | MEDICAL/CARDIAC ICU |  | USD |  | Active | UNIVERSITY NEW MEXICO HOSPITAL
91186 | 1258918 | EXERGEN CORP | TAT-5000 | TAT-5000 | THERMOMETERS/ ELECTRONIC/ INFRARED |  |  | A 409392 |  | 2017-04-15 | 12130 | TRAUMA/SURGICAL ICU |  | USD |  | Active | UNIVERSITY NEW MEXICO HOSPITAL
91110 | 1240921 | EXERGEN CORP | TAT-5000 | TAT-5000 | THERMOMETERS/ ELECTRONIC/ INFRARED |  |  | CNV |  | 2017-04-15 | 12120 | MEDICAL/CARDIAC ICU |  | USD |  | Active | UNIVERSITY NEW MEXICO HOSPITAL
89907 | 1329336 | EXERGEN CORP | TAT-5000 | TAT-5000 | THERMOMETERS/ ELECTRONIC/ INFRARED |  |  | A403852 |  | 2017-04-15 | 21015 | ED-NORTH |  | USD |  | Active | UNIVERSITY NEW MEXICO HOSPITAL
91096 | 1329489 | EXERGEN CORP | TAT-5000 | TAT-5000 | THERMOMETERS/ ELECTRONIC/ INFRARED |  |  | A401425 |  | 2017-04-15 | 12120 | MEDICAL/CARDIAC ICU |  | USD |  | Active | UNIVERSITY NEW MEXICO HOSPITAL
98134 | 1420306 | EXERGEN CORP | TAT-5000 | TAT-5000 | THERMOMETERS/ ELECTRONIC/ INFRARED |  |  | A 540142 |  | 2017-04-15 | 12120 | MEDICAL/CARDIAC ICU |  | USD |  | Active | UNIVERSITY NEW MEXICO HOSPITAL
89901 | 1329330 | EXERGEN CORP | TAT-5000 | TAT-5000 | THERMOMETERS/ ELECTRONIC/ INFRARED |  |  | A 409348 |  | 2017-04-15 | 21015 | ED-NORTH |  | USD |  | Active | UNIVERSITY NEW MEXICO HOSPITAL
89866 | 1329295 | EXERGEN CORP | TAT-5000 | TAT-5000 | THERMOMETERS/ ELECTRONIC/ INFRARED |  |  | A412146 |  | 2017-04-15 | 12130 | TRAUMA/SURGICAL ICU |  | USD |  | Active | UNIVERSITY NEW MEXICO HOSPITAL
91108 | 1240919 | EXERGEN CORP | TAT-5000 | TAT-5000 | THERMOMETERS/ ELECTRONIC/ INFRARED |  |  | A4093889 |  | 2017-04-15 | 12120 | MEDICAL/CARDIAC ICU |  | USD |  | Active | UNIVERSITY NEW MEXICO HOSPITAL
91042 | 1329479 | EXERGEN CORP | TAT-5000 | TAT-5000 | THERMOMETERS/ ELECTRONIC/ INFRARED |  |  | A401426 |  | 2017-04-15 | 12120 | MEDICAL/CARDIAC ICU |  | USD |  | Active | UNIVERSITY NEW MEXICO HOSPITAL
89906 | 1329335 | EXERGEN CORP | TAT-5000 | TAT-5000 | THERMOMETERS/ ELECTRONIC/ INFRARED |  |  | A399308 |  | 2017-04-15 | 21015 | ED-NORTH |  | USD |  | Active | UNIVERSITY NEW MEXICO HOSPITAL
91033 | 1329470 | EXERGEN CORP | TAT-5000 | TAT-5000 | THERMOMETERS/ ELECTRONIC/ INFRARED |  |  | A411982 |  | 2017-04-15 | 21015 | ED-NORTH |  | USD |  | Active | UNIVERSITY NEW MEXICO HOSPITAL
89865 | 1329294 | EXERGEN CORP | TAT-5000 | TAT-5000 | THERMOMETERS/ ELECTRONIC/ INFRARED |  |  | A410134 |  | 2017-04-15 | 12130 | TRAUMA/SURGICAL ICU |  | USD |  | Active | UNIVERSITY NEW MEXICO HOSPITAL
91223 | 1040540 | EXERGEN CORP | TAT-5000 | TAT-5000 | THERMOMETERS/ ELECTRONIC/ INFRARED |  |  | A409130 |  | 2017-04-15 | 21015 | ED-NORTH |  | USD |  | Active | UNIVERSITY NEW MEXICO HOSPITAL
95987 | 1420381 | EXERGEN CORP | TAT-5000 | TAT-5000 | THERMOMETERS/ ELECTRONIC/ INFRARED |  |  | A560661 |  | 2017-04-15 | 12120 | MEDICAL/CARDIAC ICU |  | USD |  | Active | UNIVERSITY NEW MEXICO HOSPITAL
89912 | 1329341 | EXERGEN CORP | TAT-5000 | TAT-5000 | THERMOMETERS/ ELECTRONIC/ INFRARED |  |  | A 401439 |  | 2017-04-15 | 21015 | ED-NORTH |  | USD |  | Active | UNIVERSITY NEW MEXICO HOSPITAL
89903 | 1329332 | EXERGEN CORP | TAT-5000 | TAT-5000 | THERMOMETERS/ ELECTRONIC/ INFRARED |  |  | A409310 |  | 2017-04-15 | 21015 | ED-NORTH |  | USD |  | Active | UNIVERSITY NEW MEXICO HOSPITAL
91107 | 1240918 | EXERGEN CORP | TAT-5000 | TAT-5000 | THERMOMETERS/ ELECTRONIC/ INFRARED |  |  | A409361 |  | 2017-04-15 | 12120 | MEDICAL/CARDIAC ICU |  | USD |  | Active | UNIVERSITY NEW MEXICO HOSPITAL
91020 | 1329457 | EXERGEN CORP | TAT-5000 | TAT-5000 | THERMOMETERS/ ELECTRONIC/ INFRARED |  |  | A 410132 |  | 2017-04-15 | 21015 | ED-NORTH |  | USD |  | Active | UNIVERSITY NEW MEXICO HOSPITAL
91182 | 1258913 | EXERGEN CORP | TAT-5000 | TAT-5000 | THERMOMETERS/ ELECTRONIC/ INFRARED |  |  | A 409390 |  | 2017-04-15 | 12130 | TRAUMA/SURGICAL ICU |  | USD |  | Active | UNIVERSITY NEW MEXICO HOSPITAL
91109 | 1240920 | EXERGEN CORP | TAT-5000 | TAT-5000 | THERMOMETERS/ ELECTRONIC/ INFRARED |  |  | A409335 |  | 2017-04-15 | 12120 | MEDICAL/CARDIAC ICU |  | USD |  | Active | UNIVERSITY NEW MEXICO HOSPITAL
91025 | 1329462 | EXERGEN CORP | TAT-5000 | TAT-5000 | THERMOMETERS/ ELECTRONIC/ INFRARED |  |  | 8410572 |  | 2017-04-15 | 21015 | ED-NORTH |  | USD |  | Active | UNIVERSITY NEW MEXICO HOSPITAL
91238 | 1040555 | EXERGEN CORP | TAT-5000 | TAT-5000 | THERMOMETERS/ ELECTRONIC/ INFRARED |  |  | A413476 |  | 2017-04-15 | 12130 | TRAUMA/SURGICAL ICU |  | USD |  | Active | UNIVERSITY NEW MEXICO HOSPITAL
98137 | 1420465 | EXERGEN CORP | TAT-5000 | TAT-5000 | THERMOMETERS/ ELECTRONIC/ INFRARED |  |  | A57004 |  | 2017-04-15 | 12120 | MEDICAL/CARDIAC ICU |  | USD |  | Active | UNIVERSITY NEW MEXICO HOSPITAL
91187 | 1258919 | EXERGEN CORP | TAT-5000 | TAT-5000 | THERMOMETERS/ ELECTRONIC/ INFRARED |  |  | A 409395 |  | 2017-04-15 | 12130 | TRAUMA/SURGICAL ICU |  | USD |  | Active | UNIVERSITY NEW MEXICO HOSPITAL
91095 | 1329488 | EXERGEN CORP | TAT-5000 | TAT-5000 | THERMOMETERS/ ELECTRONIC/ INFRARED |  |  | A 401422 |  | 2017-04-15 | 12120 | MEDICAL/CARDIAC ICU |  | USD |  | Active | UNIVERSITY NEW MEXICO HOSPITAL
91229 | 1040546 | EXERGEN CORP | TAT-5000 | TAT-5000 | THERMOMETERS/ ELECTRONIC/ INFRARED |  |  | A 409839 |  | 2017-04-15 | 21015 | ED-NORTH |  | USD |  | Active | UNIVERSITY NEW MEXICO HOSPITAL
91257 | 1258921 | EXERGEN CORP | TAT-5000 | TAT-5000 | THERMOMETERS/ ELECTRONIC/ INFRARED |  |  | A 409369 |  | 2017-04-15 | 12130 | TRAUMA/SURGICAL ICU |  | USD |  | Active | UNIVERSITY NEW MEXICO HOSPITAL
91043 | 1329480 | EXERGEN CORP | TAT-5000 | TAT-5000 | THERMOMETERS/ ELECTRONIC/ INFRARED |  |  | A 401452 |  | 2017-04-15 | 12120 | MEDICAL/CARDIAC ICU |  | USD |  | Active | UNIVERSITY NEW MEXICO HOSPITAL
98132 | 1420304 | EXERGEN CORP | TAT-5000 | TAT-5000 | THERMOMETERS/ ELECTRONIC/ INFRARED |  |  | A561402 |  | 2017-04-15 | 12120 | MEDICAL/CARDIAC ICU |  | USD |  | Active | UNIVERSITY NEW MEXICO HOSPITAL
101227 | 1422132 | EXERGEN CORP | TAT-5000 | TAT-5000 | THERMOMETERS/ ELECTRONIC/ INFRARED |  |  | A 604955 |  | 2017-04-15 | 12130 | TRAUMA/SURGICAL ICU |  | USD |  | Active | UNIVERSITY NEW MEXICO HOSPITAL
91113 | 1240944 | EXERGEN CORP | TAT-5000 | TAT-5000 | THERMOMETERS/ ELECTRONIC/ INFRARED |  |  | A409363 |  | 2017-04-15 | 12120 | MEDICAL/CARDIAC ICU |  | USD |  | Active | UNIVERSITY NEW MEXICO HOSPITAL
91037 | 1329474 | EXERGEN CORP | TAT-5000 | TAT-5000 | THERMOMETERS/ ELECTRONIC/ INFRARED |  |  | A411986 |  | 2017-04-15 | 21015 | ED-NORTH |  | USD |  | Active | UNIVERSITY NEW MEXICO HOSPITAL
91102 | 1329495 | EXERGEN CORP | TAT-5000 | TAT-5000 | THERMOMETERS/ ELECTRONIC/ INFRARED |  |  | A 409402 |  | 2017-04-15 | 12130 | TRAUMA/SURGICAL ICU |  | USD |  | Active | UNIVERSITY NEW MEXICO HOSPITAL
91184 | 1258916 | EXERGEN CORP | TAT-5000 | TAT-5000 | THERMOMETERS/ ELECTRONIC/ INFRARED |  |  | A 409372 |  | 2017-04-15 | 12130 | TRAUMA/SURGICAL ICU |  | USD |  | Active | UNIVERSITY NEW MEXICO HOSPITAL
91092 | 1329485 | EXERGEN CORP | TAT-5000 | TAT-5000 | THERMOMETERS/ ELECTRONIC/ INFRARED |  |  | A 401438 |  | 2017-04-15 | 12120 | MEDICAL/CARDIAC ICU |  | USD |  | Active | UNIVERSITY NEW MEXICO HOSPITAL
91103 | 1329496 | EXERGEN CORP | TAT-5000 | TAT-5000 | THERMOMETERS/ ELECTRONIC/ INFRARED |  |  | A409396 |  | 2017-04-15 | 12120 | MEDICAL/CARDIAC ICU |  | USD |  | Active | UNIVERSITY NEW MEXICO HOSPITAL
91041 | 1329478 | EXERGEN CORP | TAT-5000 | TAT-5000 | THERMOMETERS/ ELECTRONIC/ INFRARED |  |  | A411985 |  | 2017-04-15 | 21015 | ED-NORTH |  | USD |  | Active | UNIVERSITY NEW MEXICO HOSPITAL
91105 | 1240916 | EXERGEN CORP | TAT-5000 | TAT-5000 | THERMOMETERS/ ELECTRONIC/ INFRARED |  |  | A 4094000 |  | 2017-04-15 | 12120 | MEDICAL/CARDIAC ICU |  | USD |  | Active | UNIVERSITY NEW MEXICO HOSPITAL
98121 | 1420393 | EXERGEN CORP | TAT-5000 | TAT-5000 | THERMOMETERS/ ELECTRONIC/ INFRARED |  |  | A550858 |  | 2017-04-15 | 12120 | MEDICAL/CARDIAC ICU |  | USD |  | Active | UNIVERSITY NEW MEXICO HOSPITAL
89904 | 1329333 | EXERGEN CORP | TAT-5000 | TAT-5000 | THERMOMETERS/ ELECTRONIC/ INFRARED |  |  | A41446 |  | 2017-04-15 | 21015 | ED-NORTH |  | USD |  | Active | UNIVERSITY NEW MEXICO HOSPITAL
101301 | 1422187 | EXERGEN CORP | TAT-5000 | TAT-5000 | THERMOMETERS/ ELECTRONIC/ INFRARED |  |  | CNV |  | 2017-04-15 | 21015 | ED-NORTH |  | USD |  | Active | UNIVERSITY NEW MEXICO HOSPITAL
91097 | 1329490 | EXERGEN CORP | TAT-5000 | TAT-5000 | THERMOMETERS/ ELECTRONIC/ INFRARED |  |  | A 401445 |  | 2017-04-15 | 12120 | MEDICAL/CARDIAC ICU |  | USD |  | Active | UNIVERSITY NEW MEXICO HOSPITAL
91104 | 1329497 | EXERGEN CORP | TAT-5000 | TAT-5000 | THERMOMETERS/ ELECTRONIC/ INFRARED |  |  | A409377 |  | 2017-04-15 | 12120 | MEDICAL/CARDIAC ICU |  | USD |  | Active | UNIVERSITY NEW MEXICO HOSPITAL
91039 | 1329476 | EXERGEN CORP | TAT-5000 | TAT-5000 | THERMOMETERS/ ELECTRONIC/ INFRARED |  |  | A411981 |  | 2017-04-15 | 21015 | ED-NORTH |  | USD |  | Active | UNIVERSITY NEW MEXICO HOSPITAL
91044 | 1329481 | EXERGEN CORP | TAT-5000 | TAT-5000 | THERMOMETERS/ ELECTRONIC/ INFRARED |  |  | A 401441 |  | 2017-04-15 | 12120 | MEDICAL/CARDIAC ICU |  | USD |  | Active | UNIVERSITY NEW MEXICO HOSPITAL
91100 | 1329493 | EXERGEN CORP | TAT-5000 | TAT-5000 | THERMOMETERS/ ELECTRONIC/ INFRARED |  |  | A401420 |  | 2017-04-15 | 12120 | MEDICAL/CARDIAC ICU |  | USD |  | Active | UNIVERSITY NEW MEXICO HOSPITAL
91180 | 1258911 | EXERGEN CORP | TAT-5000 | TAT-5000 | THERMOMETERS/ ELECTRONIC/ INFRARED |  |  | A409368 |  | 2017-04-15 | 12130 | TRAUMA/SURGICAL ICU |  | USD |  | Active | UNIVERSITY NEW MEXICO HOSPITAL
98138 | 1420330 | EXERGEN CORP | TAT-5000 | TAT-5000 | THERMOMETERS/ ELECTRONIC/ INFRARED |  |  | A 569864 |  | 2017-04-15 | 12120 | MEDICAL/CARDIAC ICU |  | USD |  | Active | UNIVERSITY NEW MEXICO HOSPITAL
91045 | 1329482 | EXERGEN CORP | TAT-5000 | TAT-5000 | THERMOMETERS/ ELECTRONIC/ INFRARED |  |  | A401435 |  | 2017-04-15 | 12120 | MEDICAL/CARDIAC ICU |  | USD |  | Active | UNIVERSITY NEW MEXICO HOSPITAL
ACN 98964 | 1439916 | EXERGEN CORP | TAT-5000 | TAT-5000 | THERMOMETERS/ ELECTRONIC/ INFRARED |  |  | A 562092 |  | 2017-03-15 | 15045 | PACU - BBRP |  | USD |  | Active | UNIVERSITY NEW MEXICO HOSPITAL
ACN 101110 | 1439813 | EXERGEN CORP | TAT-5000 | TAT-5000 | THERMOMETERS/ ELECTRONIC/ INFRARED |  |  | A 554971 |  | 2017-03-15 | 15045 | PACU - BBRP |  | USD |  | Active | UNIVERSITY NEW MEXICO HOSPITAL
ACN 98123 | 1420395 | EXERGEN CORP | TAT-5000 | TAT-5000 | THERMOMETERS/ ELECTRONIC/ INFRARED |  |  | A 569904 |  | 2017-03-15 | 15045 | PACU - BBRP |  | USD |  | Active | UNIVERSITY NEW MEXICO HOSPITAL
ACN 101142 | 1439867 | EXERGEN CORP | TAT-5000 | TAT-5000 | THERMOMETERS/ ELECTRONIC/ INFRARED |  |  | O5640 |  | 2017-03-15 | 12000 | LABOR AND DELIVERY |  | USD |  | Active | UNIVERSITY NEW MEXICO HOSPITAL
ACN 98176 | 1397667 | EXERGEN CORP | TAT-5000 | TAT-5000 | THERMOMETERS/ ELECTRONIC/ INFRARED |  |  | A 515265 |  | 2017-03-15 | 12480 | CTH REHAB-ORTHO UNIT |  | USD |  | Active | UNIVERSITY NEW MEXICO HOSPITAL
ACN 98128 | 1420467 | EXERGEN CORP | TAT-5000 | TAT-5000 | THERMOMETERS/ ELECTRONIC/ INFRARED |  |  | A 569334 |  | 2017-03-15 | 12410 | PEDIATRIC SPECIALTY CARE |  | USD |  | Active | UNIVERSITY NEW MEXICO HOSPITAL
ACN 89955 | 1329383 | EXERGEN CORP | TAT-5000 | TAT-5000 | THERMOMETERS/ ELECTRONIC/ INFRARED |  |  | A 409286 |  | 2017-03-15 | 12410 | PEDIATRIC SPECIALTY CARE |  | USD |  | Active | UNIVERSITY NEW MEXICO HOSPITAL
ACN 98133 | 1420305 | EXERGEN CORP | TAT-5000 | TAT-5000 | THERMOMETERS/ ELECTRONIC/ INFRARED |  |  | A 550370 |  | 2017-03-15 | 12410 | PEDIATRIC SPECIALTY CARE |  | USD |  | Active | UNIVERSITY NEW MEXICO HOSPITAL
91112 | 1240923 | EXERGEN CORP | TAT-5000 | TAT-5000 | THERMOMETERS/ ELECTRONIC/ INFRARED | FOUND |  | A409366 |  | 2017-06-15 | 12120 | MEDICAL/CARDIAC ICU |  | USD |  | Active | UNIVERSITY NEW MEXICO HOSPITAL
89870 | 1329299 | EXERGEN CORP | TAT-5000 | TAT-5000 | THERMOMETERS/ ELECTRONIC/ INFRARED | FOUND |  | A411970 |  | 2017-02-15 | 12240 | GENERAL SURGERY (6-S) |  | USD |  | Active | UNIVERSITY NEW MEXICO HOSPITAL
89962 | 132930 | EXERGEN CORP | TAT-5000 | TAT-5000 | THERMOMETERS/ ELECTRONIC/ INFRARED | FOUND |  | A409262 |  | 2017-06-15 | 12230 | GEN MED/SAC (4-W) |  | USD |  | Active | UNIVERSITY NEW MEXICO HOSPITAL
89969 | 1329397 | EXERGEN CORP | TAT-5000 | TAT-5000 | THERMOMETERS/ ELECTRONIC/ INFRARED | FOUND |  | A409280 |  | 2017-06-15 | 12230 | GEN MED/SAC (4-W) |  | USD |  | Active | UNIVERSITY NEW MEXICO HOSPITAL
89956 | 1329384 | EXERGEN CORP | TAT-5000 | TAT-5000 | THERMOMETERS/ ELECTRONIC/ INFRARED | FOUND |  | A409274 |  | 2017-06-15 | 12230 | GEN MED/SAC (4-W) |  | USD |  | Active | UNIVERSITY NEW MEXICO HOSPITAL
89983 | 1329420 | EXERGEN CORP | TAT-5000 | TAT-5000 | THERMOMETERS/ ELECTRONIC/ INFRARED | FOUND |  | A411940 |  | 2017-06-15 | 12320 | GENERAL MEDICINE (5-W) |  | USD |  | Active | UNIVERSITY NEW MEXICO HOSPITAL
98575 | 1421517 | EXERGEN CORP | TAT-5000 | TAT-5000 | THERMOMETERS/ ELECTRONIC/ INFRARED | 1205440 |  | A606720 | 2017-02-08 | 2017-02-15 | 34025 | CARDIOLOGY CLINIC |  | USD | 316 | Active | UNIVERSITY NEW MEXICO HOSPITAL
98574 | 1421516 | EXERGEN CORP | TAT-5000 | TAT-5000 | THERMOMETERS/ ELECTRONIC/ INFRARED | 1205440 |  | A606647 | 2017-02-08 | 2017-02-15 | 34025 | CARDIOLOGY CLINIC |  | USD | 316 | Active | UNIVERSITY NEW MEXICO HOSPITAL
98410 | 1399641 | EXERGEN CORP | TAT-5000 | TAT-5000 | THERMOMETERS/ ELECTRONIC/ INFRARED | REPLACN95719 |  | A573553 | 2017-02-03 | 2017-02-15 | 12210 | CORONARY CARE SUBACUTE |  | USD |  | Active | UNIVERSITY NEW MEXICO HOSPITAL
98407 | 1399998 | EXERGEN CORP | TAT-5000 | TAT-5000 | THERMOMETERS/ ELECTRONIC/ INFRARED | REPLACN89935 |  | A577813 | 2017-02-03 | 2017-02-15 | 12230 | GEN MED/SAC (4-W) |  | USD |  | Active | UNIVERSITY NEW MEXICO HOSPITAL
91921 | 1379627 | EXERGEN CORP | TAT-5000 | TAT-5000 | THERMOMETERS/ ELECTRONIC/ INFRARED | FOUND |  | A460062 | 2016-12-15 | 2017-06-15 | 30115 | SE HEIGHTS CLINIC-SAN PABLO |  | USD |  | Active | UNIVERSITY NEW MEXICO HOSPITAL
89986 | 1329423 | EXERGEN CORP | TAT-5000 | TAT-5000 | THERMOMETERS/ ELECTRONIC/ INFRARED | FOUND |  | A411939 |  | 2017-06-15 | 12320 | GENERAL MEDICINE (5-W) |  | USD |  | Active | UNIVERSITY NEW MEXICO HOSPITAL
91106 | 1240917 | EXERGEN CORP | TAT-5000 | TAT-5000 | THERMOMETERS/ ELECTRONIC/ INFRARED | FOUND |  | A409387 |  | 2017-06-15 | 12120 | MEDICAL/CARDIAC ICU |  | USD |  | Active | UNIVERSITY NEW MEXICO HOSPITAL
98892 | 1440152 - VERIFY | EXERGEN CORP | TAT-5000 | TAT-5000 | THERMOMETERS/ ELECTRONIC/ INFRARED |  |  | A615203 |  | 2017-06-15 | 12460 | PEDIATRIC ICU |  | USD |  | Active | UNIVERSITY NEW MEXICO HOSPITAL
91992 | 1379720 - VERIFY | EXERGEN CORP | TAT-5000 | TAT-5000 | THERMOMETERS/ ELECTRONIC/ INFRARED |  |  | A470038 |  | 2017-06-15 | 30080 | NORTH VALLEY CLINIC |  | USD |  | Active | UNIVERSITY NEW MEXICO HOSPITAL
101978 | 1448257 | EXERGEN CORP | TAT-5000 | TAT-5000 | THERMOMETERS/ ELECTRONIC/ INFRARED |  |  | A15651 |  | 2017-06-15 | 12035 | UPC INPATIENT ADULT SERVICES |  | USD |  | Active | UNIVERSITY NEW MEXICO HOSPITAL
101977 | 1448256 | EXERGEN CORP | TAT-5000 | TAT-5000 | THERMOMETERS/ ELECTRONIC/ INFRARED |  |  | A15659 |  | 2017-06-15 | 12035 | UPC INPATIENT ADULT SERVICES |  | USD |  | Active | UNIVERSITY NEW MEXICO HOSPITAL
101753 | 1447337 | EXERGEN CORP | TAT-5000 | TAT-5000 | THERMOMETERS/ ELECTRONIC/ INFRARED |  |  | A608421 |  | 2017-06-15 | 32040 | NE HEIGHTS CLINIC |  | USD |  | Active | UNIVERSITY NEW MEXICO HOSPITAL
101734 | 1447435 | EXERGEN CORP | TAT-5000 | TAT-5000 | THERMOMETERS/ ELECTRONIC/ INFRARED |  |  | A360180 |  | 2017-06-15 | 15500 | OSIS OPERATING ROOM |  | USD |  | Active | UNIVERSITY NEW MEXICO HOSPITAL
101936 | 1448143 | EXERGEN CORP | TAT-5000 | TAT-5000 | THERMOMETERS/ ELECTRONIC/ INFRARED |  |  | A 360256 |  | 2017-06-15 | 60400 | CPC ACUTE SERVICES |  | USD |  | Active | UNIVERSITY NEW MEXICO HOSPITAL
101935 | 1448141 | EXERGEN CORP | TAT-5000 | TAT-5000 | THERMOMETERS/ ELECTRONIC/ INFRARED |  |  | A360261 |  | 2017-06-15 | 60400 | CPC ACUTE SERVICES |  | USD |  | Active | UNIVERSITY NEW MEXICO HOSPITAL
91345 | 1258977 | EXERGEN CORP | TAT-5000 | TAT-5000 | THERMOMETERS/ ELECTRONIC/ INFRARED |  |  | A418918 |  | 2017-06-15 | 32045 | SOUTHWEST MESA CLINIC |  | USD |  | Active | UNIVERSITY NEW MEXICO HOSPITAL
101739 | 1446787 | EXERGEN CORP | TAT-5000 | TAT-5000 | THERMOMETERS/ ELECTRONIC/ INFRARED |  |  | A404281 |  | 2017-06-15 | 15500 | OSIS OPERATING ROOM |  | USD |  | Active | UNIVERSITY NEW MEXICO HOSPITAL
101792 | 1447444 | EXERGEN CORP | TAT-5000 | TAT-5000 | THERMOMETERS/ ELECTRONIC/ INFRARED |  |  | CNV |  | 2017-06-15 | 15045 | PACU - BBRP |  | USD |  | Active | UNIVERSITY NEW MEXICO HOSPITAL
91091 | 1329484 | EXERGEN CORP | TAT-5000 | TAT-5000 | THERMOMETERS/ ELECTRONIC/ INFRARED |  |  | A401431 |  | 2017-06-15 | 12460 | PEDIATRIC ICU |  | USD |  | Active | UNIVERSITY NEW MEXICO HOSPITAL
91306 | 1258933 | EXERGEN CORP | TAT-5000 | TAT-5000 | THERMOMETERS/ ELECTRONIC/ INFRARED |  |  | A412154 |  | 2017-06-15 | 12410 | PEDIATRIC SPECIALTY CARE |  | USD |  | Active | UNIVERSITY NEW MEXICO HOSPITAL
95878 | 1478103 | EXERGEN CORP | TAT-5000 | TAT-5000 | THERMOMETERS/ ELECTRONIC/ INFRARED |  |  | A541630 |  | 2017-06-15 | 34530 | ORTHOPAEDICS FACULTY CLINIC |  | USD |  | Active | UNIVERSITY NEW MEXICO HOSPITAL
95754 | 1477894 | EXERGEN CORP | TAT-5000 | TAT-5000 | THERMOMETERS/ ELECTRONIC/ INFRARED |  |  | A544252 |  | 2017-06-15 | 32050 | WESTSIDE FAMILY & SENIOR HLTH |  | USD |  | Active | UNIVERSITY NEW MEXICO HOSPITAL
101986 | 1447975 | EXERGEN CORP | TAT-5000 | TAT-5000 | THERMOMETERS/ ELECTRONIC/ INFRARED |  |  | A13298 |  | 2017-06-15 | 30080 | NORTH VALLEY CLINIC |  | USD |  | Active | UNIVERSITY NEW MEXICO HOSPITAL
95755 | 1477895 | EXERGEN CORP | TAT-5000 | TAT-5000 | THERMOMETERS/ ELECTRONIC/ INFRARED |  |  | A539124 |  | 2017-06-15 | 32050 | WESTSIDE FAMILY & SENIOR HLTH |  | USD |  | Active | UNIVERSITY NEW MEXICO HOSPITAL
89923 | 1329352 | EXERGEN CORP | TAT-5000 | TAT-5000 | THERMOMETERS/ ELECTRONIC/ INFRARED |  |  | A412145 |  | 2017-06-15 | 21015 | ED-NORTH |  | USD |  | Active | UNIVERSITY NEW MEXICO HOSPITAL
98882 | 1421762 - verify | EXERGEN CORP | TAT-5000 | TAT-5000 | THERMOMETERS/ ELECTRONIC/ INFRARED |  |  | A612366 |  | 2017-05-15 | 12430 | GENERAL PEDIATRICS UNIT |  | USD |  | Active | UNIVERSITY NEW MEXICO HOSPITAL
98894 | 1440154 - verify | EXERGEN CORP | TAT-5000 | TAT-5000 | THERMOMETERS/ ELECTRONIC/ INFRARED |  |  | A615213 |  | 2017-05-15 | 95700 | CLINICAL ENGINEERING |  | USD |  | Active | UNIVERSITY NEW MEXICO HOSPITAL
101596 | 1446600 | EXERGEN CORP | TAT-5000 | TAT-5000 | THERMOMETERS/ ELECTRONIC/ INFRARED |  |  | A73008 |  | 2017-05-15 | 15065 | PRE-ANESTHESIA CLINIC |  | USD |  | Active | UNIVERSITY NEW MEXICO HOSPITAL
101777 | 1447425 | EXERGEN CORP | TAT-5000 | TAT-5000 | THERMOMETERS/ ELECTRONIC/ INFRARED |  |  | A406940 |  | 2017-05-15 | 15500 | OSIS OPERATING ROOM |  | USD |  | Active | UNIVERSITY NEW MEXICO HOSPITAL
101641 | 1447742 | EXERGEN CORP | TAT-5000 | TAT-5000 | THERMOMETERS/ ELECTRONIC/ INFRARED |  |  | A 8774 |  | 2017-05-15 | 34610 | OPHTHALMOLOGY ON SITE CLINIC |  | USD |  | Active | UNIVERSITY NEW MEXICO HOSPITAL
101555 | 1446739 | EXERGEN CORP | TAT-5000 | TAT-5000 | THERMOMETERS/ ELECTRONIC/ INFRARED |  |  | A613557 |  | 2017-05-15 | 34315 | CLINICAL NEUROSCIENCE CENTER |  | USD |  | Active | UNIVERSITY NEW MEXICO HOSPITAL
101464 | 1448473 | EXERGEN CORP | TAT-5000 | TAT-5000 | THERMOMETERS/ ELECTRONIC/ INFRARED |  |  | A465955 |  | 2017-05-15 | 75025 | RADIOLOGY - INTERVENTIONAL RAD |  | USD |  | Active | UNIVERSITY NEW MEXICO HOSPITAL
101773 | 1447421 | EXERGEN CORP | TAT-5000 | TAT-5000 | THERMOMETERS/ ELECTRONIC/ INFRARED |  |  | A352928 |  | 2017-05-15 | 15500 | OSIS OPERATING ROOM |  | USD |  | Active | UNIVERSITY NEW MEXICO HOSPITAL
101463 | 1448472 | EXERGEN CORP | TAT-5000 | TAT-5000 | THERMOMETERS/ ELECTRONIC/ INFRARED |  |  | A465868 |  | 2017-05-15 | 75025 | RADIOLOGY - INTERVENTIONAL RAD |  | USD |  | Active | UNIVERSITY NEW MEXICO HOSPITAL
101462 | 1448471 | EXERGEN CORP | TAT-5000 | TAT-5000 | THERMOMETERS/ ELECTRONIC/ INFRARED |  |  | A406266 |  | 2017-05-15 | 75025 | RADIOLOGY - INTERVENTIONAL RAD |  | USD |  | Active | UNIVERSITY NEW MEXICO HOSPITAL
101730 | 1447439 | EXERGEN CORP | TAT-5000 | TAT-5000 | THERMOMETERS/ ELECTRONIC/ INFRARED |  |  | A404143 |  | 2017-05-15 | 15500 | OSIS OPERATING ROOM |  | USD |  | Active | UNIVERSITY NEW MEXICO HOSPITAL
91236 | 1040553 | EXERGEN CORP | TAT-5000 | TAT-5000 | THERMOMETERS/ ELECTRONIC/ INFRARED |  |  | A412873 |  | 2016-10-15 | 12340 | SURGICAL SPECIALITY UNIT (4-S) |  | USD |  | Active | UNIVERSITY NEW MEXICO HOSPITAL
101461 | 1448469 | EXERGEN CORP | TAT-5000 | TAT-5000 | THERMOMETERS/ ELECTRONIC/ INFRARED |  |  | A 465857 |  | 2017-05-15 | 75025 | RADIOLOGY - INTERVENTIONAL RAD |  | USD |  | Active | UNIVERSITY NEW MEXICO HOSPITAL
101460 | 1448468 | EXERGEN CORP | TAT-5000 | TAT-5000 | THERMOMETERS/ ELECTRONIC/ INFRARED |  |  | A465964 |  | 2017-05-15 | 75000 | RADIOLOGY - GENERAL |  | USD |  | Active | UNIVERSITY NEW MEXICO HOSPITAL
101459 | 1448463 | EXERGEN CORP | TAT-5000 | TAT-5000 | THERMOMETERS/ ELECTRONIC/ INFRARED |  |  | A503431 |  | 2018-01-15 | 34250 | UROLOGY |  | USD |  | Active | UNIVERSITY NEW MEXICO HOSPITAL
101516 | 1446701 | EXERGEN CORP | TAT-5000 | TAT-5000 | THERMOMETERS/ ELECTRONIC/ INFRARED |  |  | A424944 |  | 2017-05-15 | 75025 | RADIOLOGY - INTERVENTIONAL RAD |  | USD |  | Active | UNIVERSITY NEW MEXICO HOSPITAL
101474 | 1448452 | EXERGEN CORP | TAT-5000 | TAT-5000 | THERMOMETERS/ ELECTRONIC/ INFRARED |  |  | A537120 |  | 2017-10-15 | 34250 | UROLOGY |  | USD |  | Active | UNIVERSITY NEW MEXICO HOSPITAL
98126 | 1420398 | EXERGEN CORP | TAT-5000 | TAT-5000 | THERMOMETERS/ ELECTRONIC/ INFRARED |  |  | A559124 |  | 2017-05-15 | 12460 | PEDIATRIC ICU |  | USD |  | Active | UNIVERSITY NEW MEXICO HOSPITAL
101428 | 1447996 | EXERGEN CORP | TAT-5000 | TAT-5000 | THERMOMETERS/ ELECTRONIC/ INFRARED |  |  | A356204 |  | 2017-05-15 | 70020 | ENDOSCOPY CENTER |  | USD |  | Active | UNIVERSITY NEW MEXICO HOSPITAL
80247 | 1447994 | EXERGEN CORP | TAT-5000 | TAT-5000 | THERMOMETERS/ ELECTRONIC/ INFRARED |  |  | A195633 |  | 2017-05-15 | 21035 | URGENT CARE CENTER |  | USD |  | Active | UNIVERSITY NEW MEXICO HOSPITAL
101467 | 1448433 | EXERGEN CORP | TAT-5000 | TAT-5000 | THERMOMETERS/ ELECTRONIC/ INFRARED |  |  | A465944 |  | 2017-05-15 | 34315 | CLINICAL NEUROSCIENCE CENTER |  | USD |  | Active | UNIVERSITY NEW MEXICO HOSPITAL
101872 | 1447852 | EXERGEN CORP | TAT-5000 | TAT-5000 | THERMOMETERS/ ELECTRONIC/ INFRARED |  |  | A77892 |  | 2017-05-15 | 34510 | OSIS SPORTS MEDICINE |  | USD |  | Active | UNIVERSITY NEW MEXICO HOSPITAL
101643 | 1447721 | EXERGEN CORP | TAT-5000 | TAT-5000 | THERMOMETERS/ ELECTRONIC/ INFRARED |  |  | A45420 |  | 2017-05-15 | 32055 | 1209 CLINIC |  | USD |  | Active | UNIVERSITY NEW MEXICO HOSPITAL
83807 | 1163280 | EXERGEN CORP | TAT-5000 | TAT-5000 | THERMOMETERS/ ELECTRONIC/ INFRARED |  |  | A317907 |  | 2017-05-15 | 15510 | OSIS PACU |  | USD |  | Active | UNIVERSITY NEW MEXICO HOSPITAL
95619 | 1477888 | EXERGEN CORP | TAT-5000 | TAT-5000 | THERMOMETERS/ ELECTRONIC/ INFRARED |  |  | A537750 |  | 2017-06-15 | 12210 | CORONARY CARE SUBACUTE |  | USD |  | Active | UNIVERSITY NEW MEXICO HOSPITAL
89933 | 1329372 | EXERGEN CORP | TAT-5000 | TAT-5000 | THERMOMETERS/ ELECTRONIC/ INFRARED |  |  | A410073 |  | 2015-07-15 | 12230 | GEN MED/SAC (4-W) |  | USD |  | Active | UNIVERSITY NEW MEXICO HOSPITAL
83212 | 1162592 | EXERGEN CORP | TAT-5000 | TAT-5000 | THERMOMETERS/ ELECTRONIC/ INFRARED | 1049711 |  | A339060 | 2013-04-26 | 2013-04-15 | 12015 | PEDIATRIC INFUSION UNIT PIU |  | USD |  | Active | UNIVERSITY NEW MEXICO HOSPITAL
83213 | 1162593 | EXERGEN CORP | TAT-5000 | TAT-5000 | THERMOMETERS/ ELECTRONIC/ INFRARED | 1049711 |  | A339002 | 2013-04-26 | 2013-04-15 | 34150 | PEDIATRICS CLINIC |  | USD |  | Active | UNIVERSITY NEW MEXICO HOSPITAL
83214 | 1162594 | EXERGEN CORP | TAT-5000 | TAT-5000 | THERMOMETERS/ ELECTRONIC/ INFRARED | 1049711 |  | A339138 | 2013-04-26 | 2013-04-15 | 12015 | PEDIATRIC INFUSION UNIT PIU |  | USD |  | Active | UNIVERSITY NEW MEXICO HOSPITAL
83215 | 1162649 | EXERGEN CORP | TAT-5000 | TAT-5000 | THERMOMETERS/ ELECTRONIC/ INFRARED | 1049711 |  | A341038 | 2013-04-26 | 2013-04-15 | 12015 | PEDIATRIC INFUSION UNIT PIU |  | USD |  | Active | UNIVERSITY NEW MEXICO HOSPITAL
82770 | 1162113 | EXERGEN CORP | TAT-5000 | TAT-5000 | THERMOMETERS/ ELECTRONIC/ INFRARED | Found |  | A284713 | 2012-10-18 | 2012-10-15 | 12310 | ADULT ONCOLOGY MED/SURG |  | USD |  | Active | UNIVERSITY NEW MEXICO HOSPITAL
80693 | 1096172 | EXERGEN CORP | TAT-5000 | TAT-5000 | THERMOMETERS/ ELECTRONIC/ INFRARED | found |  | 12360 | 2012-08-29 | 2012-08-15 | 12360 | NEUROSCIENCE |  | USD | 0.1 | Active | UNIVERSITY NEW MEXICO HOSPITAL
83484 | 1162977 | EXERGEN CORP | TAT-5000 | TAT-5000 | THERMOMETERS/ ELECTRONIC/ INFRARED |  |  | A306146 | 2012-08-29 | 2012-08-15 | 12350 | CRC/CTC (5-E) |  | USD |  | Active | UNIVERSITY NEW MEXICO HOSPITAL
82297 | 1096895 | EXERGEN CORP | TAT-5000 | TAT-5000 | THERMOMETERS/ ELECTRONIC/ INFRARED | 583494 |  | A263309 | 2012-05-09 | 2017-06-15 | 12035 | UPC INPATIENT ADULT SERVICES |  | USD | 316 | Active | UNIVERSITY NEW MEXICO HOSPITAL
82568 | 1096904 | EXERGEN CORP | TAT-5000 | TAT-5000 | THERMOMETERS/ ELECTRONIC/ INFRARED | 1004643 |  | A276251 | 2012-03-01 | 2012-03-15 | 12350 | CRC/CTC (5-E) |  | USD | 360 | Active | UNIVERSITY NEW MEXICO HOSPITAL
82567 | 1096903 | EXERGEN CORP | TAT-5000 | TAT-5000 | THERMOMETERS/ ELECTRONIC/ INFRARED | 1004643 |  | A276132 | 2012-03-01 | 2012-03-15 | 12350 | CRC/CTC (5-E) |  | USD | 360 | Active | UNIVERSITY NEW MEXICO HOSPITAL
82634 | 1096505 | EXERGEN CORP | TAT-5000 | TAT-5000 | THERMOMETERS/ ELECTRONIC/ INFRARED | FOUND |  | A105538 | 2012-01-24 | 2012-01-15 | 12035 | UPC INPATIENT ADULT SERVICES |  | USD |  | Active | UNIVERSITY NEW MEXICO HOSPITAL
82635 | 1096506 | EXERGEN CORP | TAT-5000 | TAT-5000 | THERMOMETERS/ ELECTRONIC/ INFRARED | FOUND |  | A192692 | 2012-01-24 | 2012-01-15 | 12035 | UPC INPATIENT ADULT SERVICES |  | USD |  | Active | UNIVERSITY NEW MEXICO HOSPITAL
82637 | 1162336 | EXERGEN CORP | TAT-5000 | TAT-5000 | THERMOMETERS/ ELECTRONIC/ INFRARED | FOUND |  | A192667 | 2012-01-24 | 2012-01-15 | 12035 | UPC INPATIENT ADULT SERVICES |  | USD |  | Active | UNIVERSITY NEW MEXICO HOSPITAL
80984 | 1085879 | EXERGEN CORP | TAT-5000 | TAT-5000 | THERMOMETERS/ ELECTRONIC/ INFRARED | 589795 |  | A270816 | 2012-01-03 | 2012-01-15 | 21020 | PEDIATRIC EMERGENCY DEPARTMENT |  | USD | 316 | Active | UNIVERSITY NEW MEXICO HOSPITAL
80982 | 1085877 | EXERGEN CORP | TAT-5000 | TAT-5000 | THERMOMETERS/ ELECTRONIC/ INFRARED | 589795 |  | A270435 | 2012-01-03 | 2012-01-15 | 21020 | PEDIATRIC EMERGENCY DEPARTMENT |  | USD | 316 | Active | UNIVERSITY NEW MEXICO HOSPITAL
80983 | 1085878 | EXERGEN CORP | TAT-5000 | TAT-5000 | THERMOMETERS/ ELECTRONIC/ INFRARED | 589795 |  | A270733 | 2012-01-03 | 2012-01-15 | 21020 | PEDIATRIC EMERGENCY DEPARTMENT |  | USD | 316 | Active | UNIVERSITY NEW MEXICO HOSPITAL
80981 | 1085876 | EXERGEN CORP | TAT-5000 | TAT-5000 | THERMOMETERS/ ELECTRONIC/ INFRARED | 589795 |  | A270745 | 2012-01-03 | 2012-01-15 | 21020 | PEDIATRIC EMERGENCY DEPARTMENT |  | USD | 316 | Active | UNIVERSITY NEW MEXICO HOSPITAL
80976 | 1085871 | EXERGEN CORP | TAT-5000 | TAT-5000 | THERMOMETERS/ ELECTRONIC/ INFRARED | replace acn 70439 |  | A271280 | 2011-12-20 | 2011-12-15 | 32030 | UNM LOBOCARE CLINIC |  | USD | 0 | Active | UNIVERSITY NEW MEXICO HOSPITAL
80975 | 1085870 | EXERGEN CORP | TAT-5000 | TAT-5000 | THERMOMETERS/ ELECTRONIC/ INFRARED | replace acn 67185 |  | A269093 | 2011-12-20 | 2011-12-15 | 15040 | PACU (RECOVERY ROOM 1) |  | USD | 0 | Active | UNIVERSITY NEW MEXICO HOSPITAL
80977 | 1085872 | EXERGEN CORP | TAT-5000 | TAT-5000 | THERMOMETERS/ ELECTRONIC/ INFRARED | replace acn 67280 |  | A269097 | 2011-12-20 | 2011-12-15 | 15005 | OPERATING ROOM - BBRP |  | USD | 0 | Active | UNIVERSITY NEW MEXICO HOSPITAL
80951 | 1085848 | EXERGEN CORP | TAT-5000 | TAT-5000 | THERMOMETERS/ ELECTRONIC/ INFRARED | REPLACN67960 |  | a259287 | 2011-10-11 | 2011-10-15 | 12110 | NEUROSCIENCE ICU |  | USD | 0 | Active | UNIVERSITY NEW MEXICO HOSPITAL
4587 | 12547 | EXERGEN CORP | TAT-5000 | TAT-5000 | THERMOMETERS/ ELECTRONIC/ INFRARED | REPL70873 | REPL70873 | 134565 | 2011-08-09 | 2011-08-15 | 12230 | GEN MED/SAC (4-W) |  | USD |  | Active | UNIVERSITY NEW MEXICO HOSPITAL
80736 | 1161775 | EXERGEN CORP | TAT-5000 | TAT-5000 | THERMOMETERS/ ELECTRONIC/ INFRARED | 568407 | 568407 | A245518 | 2011-06-17 | 2011-07-15 | 21015 | ED-NORTH |  | USD | 316 | Active | UNIVERSITY NEW MEXICO HOSPITAL
80730 | 1161769 | EXERGEN CORP | TAT-5000 | TAT-5000 | THERMOMETERS/ ELECTRONIC/ INFRARED | 568407 | 568407 | A250785 | 2011-06-17 | 2011-07-15 | 21015 | ED-NORTH |  | USD | 316 | Active | UNIVERSITY NEW MEXICO HOSPITAL
82246 | 1085969 | EXERGEN CORP | TAT-5000 | TAT-5000 | THERMOMETERS/ ELECTRONIC/ INFRARED | 556926 | 556926 | A238623 | 2011-06-17 | 2011-06-15 | 71040 | CARDIAC CATH LAB |  | USD | 316 | Active | UNIVERSITY NEW MEXICO HOSPITAL
82245 | 1085968 | EXERGEN CORP | TAT-5000 | TAT-5000 | THERMOMETERS/ ELECTRONIC/ INFRARED | 556926 | 556926 | A239012 | 2011-06-17 | 2011-06-15 | 71040 | CARDIAC CATH LAB |  | USD | 316 | Active | UNIVERSITY NEW MEXICO HOSPITAL
80453 | 1096006 | EXERGEN CORP | TAT-5000 | TAT-5000 | THERMOMETERS/ ELECTRONIC/ INFRARED | FOUND |  | A73457 | 2011-04-19 | 2011-04-15 | 15065 | PRE-ANESTHESIA CLINIC |  | USD |  | Active | UNIVERSITY NEW MEXICO HOSPITAL
79061 | 1143457 | EXERGEN CORP | TAT-5000 | TAT-5000 | THERMOMETERS/ ELECTRONIC/ INFRARED | 539694 | 539694 | A212535 | 2010-09-17 | 2011-02-15 | 12360 | NEUROSCIENCE |  | USD | 316 | Active | UNIVERSITY NEW MEXICO HOSPITAL
79060 | 1143452 | EXERGEN CORP | TAT-5000 | TAT-5000 | THERMOMETERS/ ELECTRONIC/ INFRARED | 539694 | 539694 | A212520 | 2010-09-17 | 2011-02-15 | 12360 | NEUROSCIENCE |  | USD | 316 | Active | UNIVERSITY NEW MEXICO HOSPITAL
70559 | 1085617 | SPORTSART FITNESS | C570U | C570U | EXERCISERS/ BICYCLE |  |  | NONE | 2011-04-05 | 2011-04-15 | 76010 | REHABILITATION SERVICES |  | USD |  | Active | UNIVERSITY NEW MEXICO HOSPITAL
ACN 101111 | 1439814 | GE HEALTHCARE | INTERMITTENT SUCTION UNIT | INTERMITTENT SUCTION | REGULATORS/ SUCTION |  |  | BDKK01413 |  | 2017-03-15 | 15045 | PACU - BBRP |  | USD |  | Active | UNIVERSITY NEW MEXICO HOSPITAL
82605 | 1096848 | TANITA CORP OF AMERICA INC | BWB-800 | BWB-800 | SCALES/ PATIENT | FOUND |  | 10080210 | 2016-07-18 | 2017-07-15 | 9025 | CLINICAL AND TRANSLATIONAL SCIENCE CENTER (07) |  | USD |  | Active | UNIVERSITY NEW MEXICO HOSPITAL
82306 | 1162325 | TANITA CORP OF AMERICA INC | BWB-800 | BWB-800 | SCALES/ PATIENT | FOUND |  | 10080210 | 2016-07-18 | 2017-07-15 | 9025 | CLINICAL AND TRANSLATIONAL SCIENCE CENTER (07) |  | USD |  | Active | UNIVERSITY NEW MEXICO HOSPITAL
80358 | 1161702 | TANITA CORP OF AMERICA INC | BWB-800 | BWB-800 | SCALES/ PATIENT |  | NONE | 10080045 | 2016-07-18 | 2017-07-15 | 9025 | CLINICAL AND TRANSLATIONAL SCIENCE CENTER (07) |  | USD | 0 | Active | UNIVERSITY NEW MEXICO HOSPITAL
80357 | 1161701 | TANITA CORP OF AMERICA INC | BWB-800 | BWB-800 | SCALES/ PATIENT |  | NONE | 08090226 | 2016-07-18 | 2017-07-15 | 9025 | CLINICAL AND TRANSLATIONAL SCIENCE CENTER (07) |  | USD | 0 | Active | UNIVERSITY NEW MEXICO HOSPITAL
80356 | 1161700 | TANITA CORP OF AMERICA INC | BWB-800 | BWB-800 | SCALES/ PATIENT |  | NONE | 100080058 | 2016-07-18 | 2017-07-15 | 9025 | CLINICAL AND TRANSLATIONAL SCIENCE CENTER (07) |  | USD | 0 | Active | UNIVERSITY NEW MEXICO HOSPITAL
ACN 38814 | 1439638 | NELLCOR PURITAN BENNETT INC | SERIES A | SERIES A | REGULATORS/ SUCTION |  |  | CNV |  | 2017-03-15 | 12430 | GENERAL PEDIATRICS UNIT |  | USD |  | Active | UNIVERSITY NEW MEXICO HOSPITAL
27658 | 1446764 | NELLCOR PURITAN BENNETT INC | SERIES A | SERIES A | REGULATORS/ SUCTION |  |  | CNV |  | 2017-05-15 | 89025 | CLINICAL EDUCATION |  | USD |  | Active | UNIVERSITY NEW MEXICO HOSPITAL
79063 | 1143453 | TRANSLITE | VEINLITE | VEINLITE | LIGHT SOURCES/ FIBEROPTIC | NONE | NONE | VLED20100850 | 2016-05-20 | 2017-05-15 | 12120 | MEDICAL/CARDIAC ICU |  | USD |  | Active | UNIVERSITY NEW MEXICO HOSPITAL
70075 | 1084374 | OLYMPUS AMERICA INC | OEV-191H | OEV-191H | MONITORS/ VIDEO |  |  | 7827719 |  | 2017-03-15 | 95700 | CLINICAL ENGINEERING |  | USD |  | Active | UNIVERSITY NEW MEXICO HOSPITAL
ACN 70079 | 1084378 | OLYMPUS AMERICA INC | OEV-191H | OEV-191H | MONITORS/ VIDEO |  |  | 7722355 |  | 2017-03-15 | 95700 | CLINICAL ENGINEERING |  | USD |  | Active | UNIVERSITY NEW MEXICO HOSPITAL
91388 | 1040816 | NIHON KOHDEN (AMERICA) INC | JB-110A | JB-110A | MODULES/ ELECTROENCEPHALOGRAPHY |  |  | 00377 |  | 2017-06-15 | 34015 | SLEEP DISORDERS CENTER 1101-2 |  | USD |  | Active | UNIVERSITY NEW MEXICO HOSPITAL
82493 | 1162020 | HANS RUDOLPH, INC. | 5530 | 5530 | SYRINGES/ PLUNGER/ CALIBRATION | FOUND |  | 553-31349 | 2012-04-12 | 2012-04-15 | 71520 | PULMONARY DIAGNOSTICS |  | USD |  | Active | UNIVERSITY NEW MEXICO HOSPITAL
82470 | 1096857 | HANS RUDOLPH, INC. | 5530 | 5530 | SYRINGES/ PLUNGER/ CALIBRATION | FOUND |  | 95312141 | 2012-01-25 | 2012-01-15 | 9025 | CLINICAL AND TRANSLATIONAL SCIENCE CENTER (07) |  | USD |  | Active | UNIVERSITY NEW MEXICO HOSPITAL
82607 | 1096850 | HANS RUDOLPH, INC. | 5530 | 5530 | SYRINGES/ PLUNGER/ CALIBRATION | FOUND |  | 553-35204 | 2012-01-23 | 2012-01-15 | 9025 | CLINICAL AND TRANSLATIONAL SCIENCE CENTER (07) |  | USD |  | Active | UNIVERSITY NEW MEXICO HOSPITAL
82469 | 1096856 | HANS RUDOLPH, INC. | 5530 | 5530 | SYRINGES/ PLUNGER/ CALIBRATION | FOUND |  | 553-31476 | 2012-01-24 | 2012-01-15 | 9025 | CLINICAL AND TRANSLATIONAL SCIENCE CENTER (07) |  | USD |  | Active | UNIVERSITY NEW MEXICO HOSPITAL
93028 | 1379749 | SCALE-TRONIX INC | STOW-AWAY | 6202 | SCALES/ PATIENT/ PLATFORM/ ELECTRONIC |  |  | 3573 | 2016-09-01 | 2017-09-15 | 34350 | MEDICINE CLINIC |  | USD |  | Active | UNIVERSITY NEW MEXICO HOSPITAL
70708 | 1085558 | SCALE-TRONIX INC | STOW-AWAY | 6202 | SCALES/ PATIENT/ PLATFORM/ ELECTRONIC |  |  | 6202-2328 | 2017-05-29 | 2017-10-15 | 34340 | PAIN CLINIC |  | USD |  | Active | UNIVERSITY NEW MEXICO HOSPITAL
15197 | 1447428 | OLYMPUS AMERICA INC | BH-2 | BH-2 | MICROSCOPES |  |  | 205106 | 2017-05-01 | 2018-05-15 | 15500 | OSIS OPERATING ROOM |  | USD |  | Active | UNIVERSITY NEW MEXICO HOSPITAL
80902 | 1085846 | LABORIE | GOBY SYSTEM | GOBY SYSTEM | URODYNAMIC MEASUREMENT SYSTEMS | 565144 | 565144 | GHUB-1-11041225 | 2016-10-21 | 2017-10-15 | 34110 | WOMEN'S HEALTH CENTER |  | USD | 27505 | Active | UNIVERSITY NEW MEXICO HOSPITAL
80106 | 1085837 | ROCHESTER ELECTRO-MEDICAL INC | Dry Right | 514000-0 | COMPRESSORS/ MEDICAL-AIR | 566241 | 566241 | 1352 | 2016-09-07 | 2017-09-15 | 78010 | NEURODIAGNOSTICS LAB |  | USD | 350 | Active | UNIVERSITY NEW MEXICO HOSPITAL
80901 | 1085845 | LABORIE MEDICAL TECHNOLOGIES CORP | UROSTYM | UROSTYM | BIOFEEDBACK SYSTEMS | 565144 | 565144 | URS1105169J | 2016-10-24 | 2017-10-15 | 34110 | WOMEN'S HEALTH CENTER |  | USD | 18528 | Active | UNIVERSITY NEW MEXICO HOSPITAL
101574 | 1446718 | IDEAL MEDICAL PRODUCTS INC | GW208 | GW208 | WARMING UNITS/ GEL |  |  | 0812120 |  | 2017-05-15 | 34250 | UROLOGY |  | USD |  | Active | UNIVERSITY NEW MEXICO HOSPITAL
105042 | 1447824 | SELECT MEDICAL SYS | 551 | 551 | LIGHTS/ EXAMINATION |  |  | CNV |  | 2017-06-15 | 32065 | M & FP-NW VALLEY-1231 CAN |  | USD |  | Active | UNIVERSITY NEW MEXICO HOSPITAL
105041 | 1447823 | SELECT MEDICAL SYS | 551 | 551 | LIGHTS/ EXAMINATION |  |  | CNV |  | 2017-06-15 | 32065 | M & FP-NW VALLEY-1231 CAN |  | USD |  | Active | UNIVERSITY NEW MEXICO HOSPITAL
101617 | 1448003 | SELECT MEDICAL SYS | 551 | 551 | LIGHTS/ EXAMINATION |  |  | CNV |  | 2017-06-15 | 54080 | UNMMG - TRUMAN ST. CLINIC |  | USD |  | Active | UNIVERSITY NEW MEXICO HOSPITAL
101613 | 1448299 | SELECT MEDICAL SYS | 551 | 551 | LIGHTS/ EXAMINATION |  |  | CNV |  | 2017-06-15 | 54080 | UNMMG - TRUMAN ST. CLINIC |  | USD |  | Active | UNIVERSITY NEW MEXICO HOSPITAL
101627 | 1447997 | SELECT MEDICAL SYS | 551 | 551 | LIGHTS/ EXAMINATION |  |  | CNV |  | 2017-06-15 | 54080 | UNMMG - TRUMAN ST. CLINIC |  | USD |  | Active | UNIVERSITY NEW MEXICO HOSPITAL
105040 | 1447822 | SELECT MEDICAL SYS | 551 | 551 | LIGHTS/ EXAMINATION |  |  | CNV |  | 2017-06-15 | 32065 | M & FP-NW VALLEY-1231 CAN |  | USD |  | Active | UNIVERSITY NEW MEXICO HOSPITAL
101956 | 1447957 | SELECT MEDICAL SYS | 551 | 551 | LIGHTS/ EXAMINATION |  |  | CNV |  | 2017-06-15 | 30090 | UNMMG - CENTER FOR LIFE CLINIC |  | USD |  | Active | UNIVERSITY NEW MEXICO HOSPITAL
101954 | 1447955 | SELECT MEDICAL SYS | 551 | 551 | LIGHTS/ EXAMINATION |  |  | CNV |  | 2017-06-15 | 30090 | UNMMG - CENTER FOR LIFE CLINIC |  | USD |  | Active | UNIVERSITY NEW MEXICO HOSPITAL
ACN 101044 | 1439973 | GIVEN IMAGING INC | DIGITRAPPER PH-Z | 800004 | PH METERS |  |  | DTZ-IL03221 |  | 2017-03-15 | 70010 | DIGESTIVE DISEASE PROCEDURES |  | USD |  | Active | UNIVERSITY NEW MEXICO HOSPITAL
68739 | 1003429 | WELCH ALLYN INC | 48740 | 48740 | LIGHTS/ EXAMINATION | FOUND |  | NONE | 2013-02-26 | 2013-02-15 | 30030 | CTH OUTPATIENT CLINIC |  | USD |  | Active | UNIVERSITY NEW MEXICO HOSPITAL
95614 | 1477883 | SCALE-TRONIX INC | 5202 | 5202 | SCALES/ PATIENT/ PLATFORM/ ELECTRONIC |  |  | 5202-1843 | 2017-04-18 | 2018-04-15 | 12015 | PEDIATRIC INFUSION UNIT PIU |  | USD |  | Active | UNIVERSITY NEW MEXICO HOSPITAL
84029 | 1162751 | SOMATICS INC | THYMATRON SYSTEM IV | THYMATRON SYSTEM IV | STIMULATORS/ ELECTRICAL/ BRAIN/ CONVULSIVE THERAPY |  |  | 42849 | 2017-05-01 | 2018-05-15 | 15500 | OSIS OPERATING ROOM |  | USD |  | Active | UNIVERSITY NEW MEXICO HOSPITAL
80417 | 1096912 | NATUS MEDICAL INC | NEOBLUE COZY | NEOBLUE COZY | PHOTOTHERAPY UNIT/VISIBLE LIGHT/HYPERBILIRUBINEMIA | FOUND |  | 71407 | 2017-02-03 | 2017-08-15 | 12455 | NEWBORN ICU |  | USD | 0 | Active | UNIVERSITY NEW MEXICO HOSPITAL
80418 | 1096913 | NATUS MEDICAL INC | NEOBLUE COZY | NEOBLUE COZY | PHOTOTHERAPY UNIT/VISIBLE LIGHT/HYPERBILIRUBINEMIA | FOUND |  | 71402 | 2017-02-03 | 2017-08-15 | 12415 | INTERMEDIATE CARE NURSERY |  | USD | 0 | Active | UNIVERSITY NEW MEXICO HOSPITAL
80419 | 1096914 | NATUS MEDICAL INC | NEOBLUE COZY | NEOBLUE COZY | PHOTOTHERAPY UNIT/VISIBLE LIGHT/HYPERBILIRUBINEMIA | FOUND |  | 71403 | 2017-02-09 | 2017-08-15 | 12455 | NEWBORN ICU |  | USD | 0 | Active | UNIVERSITY NEW MEXICO HOSPITAL
95330 | 1040626 | 3M HEALTH CARE | BAIR HUGGER | 775 | WARMING UNITS/ PATIENT/ FORCED-AIR |  |  | 02385 | 2017-05-25 | 2017-11-15 | 12130 | TRAUMA/SURGICAL ICU |  | USD |  | Active | UNIVERSITY NEW MEXICO HOSPITAL
101633 | 1162699 - VERIFY | 3M HEALTH CARE | BAIR HUGGER | 775 | WARMING UNITS/ PATIENT/ FORCED-AIR |  |  | CNV | 2016-12-01 | 2017-12-15 | 100000 | UNM DENTAL |  | USD |  | Active | UNIVERSITY NEW MEXICO HOSPITAL
89798 | 1040586 | ARJO HOSPITAL EQUIPMENT INC | MINI DOPPLEX (D900) | MINI DOPPLEX (D900) | BLOOD-FLOW DETECTORS/ ULTRASONIC |  |  | CNV |  | 2017-05-15 | 34655 | DERMATOLOGY CLINIC 1021 MED |  | USD |  | Active | UNIVERSITY NEW MEXICO HOSPITAL
84449 | 1198902 | PHILIPS HEALTHCARE | 920M | 920M | OXIMETERS/ PULSE | Found |  | 501405225 | 2017-04-24 | 2018-04-15 | 35010 | UNM CARE - HOME SERVICES |  | USD |  | Active | UNIVERSITY NEW MEXICO HOSPITAL
82569 | 1096905 | GYRUS MEDICAL INC | CYBERWAND | CYBERWAND | LITHOTRIPTERS/ INTRACORPOREAL/ ELECTROHYDRAULIC | 1005807-0-cap |  | ga0627110703s0 | 2017-06-06 | 2017-12-15 | 15000 | OPERATING ROOM |  | USD | 37367 | Active | UNIVERSITY NEW MEXICO HOSPITAL
80629 | 1096121 | GE HEALTHCARE | V100 | V100 | MONITORS/ BEDSIDE/ BLOOD PRESSURE | 556227 | 556227 | SH611100739SA | 2016-10-01 | 2017-10-15 | 34315 | CLINICAL NEUROSCIENCE CENTER |  | USD | 3094 | Active | UNIVERSITY NEW MEXICO HOSPITAL
80430 | 1085485 | GE HEALTHCARE | V100 | V100 | MONITORS/ BEDSIDE/ BLOOD PRESSURE | 541659 |  | SDT10390400SA | 2017-04-18 | 2018-04-15 | 34150 | PEDIATRICS CLINIC |  | USD |  | Reactivated | UNIVERSITY NEW MEXICO HOSPITAL
80427 | 1085483 | GE HEALTHCARE | V100 | V100 | MONITORS/ BEDSIDE/ BLOOD PRESSURE | 541659 | 541659 | SDT10390433SA | 2017-01-30 | 2018-01-15 | 34150 | PEDIATRICS CLINIC |  | USD |  | Reactivated | UNIVERSITY NEW MEXICO HOSPITAL
82544 | 1096800 | CHATTANOOGA GROUP DIV ENCORE MEDICAL CORP | 2802 | 2802 | HYDROCOLLATORS | FOUND |  | 73282C | 2017-01-01 | 2018-01-15 | 76010 | REHABILITATION SERVICES |  | USD |  | Active | UNIVERSITY NEW MEXICO HOSPITAL
80987 | 1085882 | SSCOR INC | DUET | DUET | ASPIRATORS | 589799 |  | M21749 | 2017-07-11 | 2018-07-15 | 21015 | ED-NORTH |  | USD | 855.01 | Active | UNIVERSITY NEW MEXICO HOSPITAL
80988 | 1085883 | SSCOR INC | DUET | DUET | ASPIRATORS | 589799 |  | M21532 | 2017-07-11 | 2018-07-15 | 21015 | ED-NORTH |  | USD | 855.01 | Active | UNIVERSITY NEW MEXICO HOSPITAL
80986 | 1085881 | SSCOR INC | DUET | DUET | ASPIRATORS | 589798 |  | M21748 | 2017-07-11 | 2018-07-15 | 21015 | ED-NORTH |  | USD | 855.01 | Active | UNIVERSITY NEW MEXICO HOSPITAL
80985 | 1085880 | SSCOR INC | DUET | DUET | ASPIRATORS | 589798 |  | M21526 | 2017-07-10 | 2018-07-15 | 21015 | ED-NORTH |  | USD | 855.01 | Active | UNIVERSITY NEW MEXICO HOSPITAL
95294 | 1478323 | FISHER & PAYKEL HEALTHCARE INC | RD900AEU / NEOPUFF | RD900AEU / NEOPUFF | RESUSCITATORS |  |  | 150919003398 | 2017-07-12 | 2018-07-15 | 21015 | ED-NORTH |  | USD |  | Active | UNIVERSITY NEW MEXICO HOSPITAL
95295 | 1478324 | FISHER & PAYKEL HEALTHCARE INC | RD900AEU / NEOPUFF | RD900AEU / NEOPUFF | RESUSCITATORS |  |  | 151128003921 | 2016-07-01 | 2017-07-15 | 21020 | PEDIATRIC EMERGENCY DEPARTMENT |  | USD |  | Active | UNIVERSITY NEW MEXICO HOSPITAL
ACN 98995 | 1440135 | FISHER & PAYKEL HEALTHCARE INC | RD900AEU / NEOPUFF | RD900AEU / NEOPUFF | RESUSCITATORS |  |  | 1093121110428001524 | 2017-02-01 | 2018-02-15 | 12455 | NEWBORN ICU |  | USD |  | Active | UNIVERSITY NEW MEXICO HOSPITAL
ACN 95388 | 1040635 | FISHER & PAYKEL HEALTHCARE INC | RD900AEU / NEOPUFF | RD900AEU / NEOPUFF | RESUSCITATORS |  |  | 160404005712 | 2017-02-01 | 2018-02-15 | 12455 | NEWBORN ICU |  | USD |  | Active | UNIVERSITY NEW MEXICO HOSPITAL
68731 | 1003426 | ARJO HOSPITAL EQUIPMENT INC | SARA 3000 | HEA0002-US | LIFTS/ PATIENT TRANSFER |  |  | STLA0810U227 | 2017-04-26 | 2018-04-15 | 12360 | NEUROSCIENCE |  | USD |  | Active | UNIVERSITY NEW MEXICO HOSPITAL
68732 | 1003427 | ARJO HOSPITAL EQUIPMENT INC | SARA 3000 | HEA0002-US | LIFTS/ PATIENT TRANSFER |  |  | STLA0810U208 |  | 2017-03-15 | 95700 | CLINICAL ENGINEERING |  | USD |  | Active | UNIVERSITY NEW MEXICO HOSPITAL
64060 | 1141704 | ARJO HOSPITAL EQUIPMENT INC | SARA 3000 | HEA0002-US | LIFTS/ PATIENT TRANSFER |  |  | STLS0711U002 | 2016-12-14 | 2017-10-15 | 12210 | CORONARY CARE SUBACUTE |  | USD |  | Active | UNIVERSITY NEW MEXICO HOSPITAL
0000062368 | 1141644 | GE HEALTHCARE | MAC 5500 | MAC 5500 | ELECTROCARDIOGRAPHS/ MULTICHANNEL |  |  | SCD07047083PA | 2016-10-05 | 2017-10-15 | 60640 | ASAP PRIMARY CARE CLINIC |  | USD |  | Active | UNIVERSITY NEW MEXICO HOSPITAL
ACN 101137 | 1439985 | SMITH & NEPHEW INC | COBLATOR II | RF 8000E | ELECTROSURGICAL UNITS |  |  | VR0H0008G9 |  | 2017-03-15 | 15005 | OPERATING ROOM - BBRP |  | USD |  | Active | UNIVERSITY NEW MEXICO HOSPITAL
95732 | 1477930 | SMITH & NEPHEW INC | COBLATOR II | RF 8000E | ELECTROSURGICAL UNITS |  |  | CA0Q00046M | 2016-05-01 | 2017-05-15 | 15500 | OSIS OPERATING ROOM |  | USD |  | Active | UNIVERSITY NEW MEXICO HOSPITAL
101165 | 1440441 | STERIS CORP | HARMONY EMS ( DF 80) | DF 80 | EQUIPMENT BOOM ARMS |  |  | 042770651 |  | 2017-04-15 | 12000 | LABOR AND DELIVERY |  | USD |  | Active | UNIVERSITY NEW MEXICO HOSPITAL
101655 | 1449553 | SECA CORP | SECA 769 | 769 | SCALES/ PATIENT/ PLATFORM/ ELECTRONIC |  |  | 5763211162107 | 2017-03-28 | 2017-10-15 | 30115 | SE HEIGHTS CLINIC-SAN PABLO |  | USD |  | Active | UNIVERSITY NEW MEXICO HOSPITAL
83608 | 1163068 | PARKS MEDICAL ELECTRONICS INC | 841-A | 841-A | BLOOD-FLOW DETECTORS/ ULTRASONIC | Req29146 |  | 841A-010003547 | 2012-10-17 | 2012-10-15 | 34350 | MEDICINE CLINIC |  | USD | 591 | Active | UNIVERSITY NEW MEXICO HOSPITAL
98032 | 1478497 | RELIANCE MEDICAL PRODUCTS INC | FX 920 | FX 920 | CHAIRS/ EXAMINATION/ TREATMENT/ OPHTHALMOLOGY |  |  | 092052C0416032 |  | 2017-05-15 | 34610 | OPHTHALMOLOGY ON SITE CLINIC |  | USD |  | Active | UNIVERSITY NEW MEXICO HOSPITAL
98033 | 1478498 | RELIANCE MEDICAL PRODUCTS INC | FX 920 | FX 920 | CHAIRS/ EXAMINATION/ TREATMENT/ OPHTHALMOLOGY |  |  | 092052C0616001 |  | 2017-05-15 | 34610 | OPHTHALMOLOGY ON SITE CLINIC |  | USD |  | Active | UNIVERSITY NEW MEXICO HOSPITAL
101917 | 1329070 - VERIFY | DYNATRONICS RESEARCH CORP | D650 PLUS | D650 PLUS | ULTRASOUND THERAPY SYSTEMS/ PHYSICAL THERAPY |  |  | 659657 |  | 2017-06-15 | 30090 | UNMMG - CENTER FOR LIFE CLINIC |  | USD |  | Active | UNIVERSITY NEW MEXICO HOSPITAL
101289 | 1422358 | ALLIED HEALTHCARE PRODUCTS INC | VACUTRON | VACUTRON | REGULATORS/ SUCTION |  |  | CNV |  | 2017-04-15 | 12240 | GENERAL SURGERY (6-S) |  | USD |  | Active | UNIVERSITY NEW MEXICO HOSPITAL
101190 | 1440371 | ALLIED HEALTHCARE PRODUCTS INC | VACUTRON | VACUTRON | REGULATORS/ SUCTION |  |  | 26594 |  | 2017-04-15 | 12520 | MOTHER & BABY UNIT (3-E) BBRP |  | USD |  | Active | UNIVERSITY NEW MEXICO HOSPITAL
101015 | 1439555 | ALLIED HEALTHCARE PRODUCTS INC | VACUTRON | VACUTRON | REGULATORS/ SUCTION |  |  | VRA05243BG |  | 2017-03-15 | 12430 | GENERAL PEDIATRICS UNIT |  | USD |  | Active | UNIVERSITY NEW MEXICO HOSPITAL
ACN 30085 | 1439703 | ALLIED HEALTHCARE PRODUCTS INC | VACUTRON | VACUTRON | REGULATORS/ SUCTION |  |  | CNV |  | 2017-03-15 | 12430 | GENERAL PEDIATRICS UNIT |  | USD |  | Active | UNIVERSITY NEW MEXICO HOSPITAL
ACN 101018 | 1439608 | AMERICAN POWER CONVERSION (APC) | SMART-UPS 1000 | SUA1000 | POWER SYSTEMS/ UNINTERRUPTIBLE |  |  | AS1317238295 |  | 2017-03-15 | 12430 | GENERAL PEDIATRICS UNIT |  | USD |  | Active | UNIVERSITY NEW MEXICO HOSPITAL
95119 | 1478088 | BLICKMAN INC | 7924TG | 7924TG | WARMING UNITS/ BLANKET |  |  | V160613229 | 2017-07-11 | 2018-07-15 | 21015 | ED-NORTH |  | USD |  | Active | UNIVERSITY NEW MEXICO HOSPITAL
62473 | 1085865 | THE KENDALL CO | FIRSTEMP GENIUS 3000A | FIRSTEMP GENIUS 3000A | THERMOMETERS/ ELECTRONIC/ INFRARED/ EAR | FOUND |  | JO723364 | 2011-11-17 | 2011-11-15 | 34520 | ORTHOPEDICS CLINIC |  | USD | 0 | Active | UNIVERSITY NEW MEXICO HOSPITAL
82474 | 1096861 | MEDTRONIC INC | CARELINK | 2090 | PROGRAMMER/TESTERS/IMPLANTABLE CARDIAC PACEMAKER | FOUND |  | PKK053768R | 2017-01-31 | 2018-01-15 | 71010 | PEDIATRIC CARDIOLOGY |  | USD |  | Active | UNIVERSITY NEW MEXICO HOSPITAL
82305 | 1096673 | MEDTRONIC INC | CARELINK | 2090 | PROGRAMMER/TESTERS/IMPLANTABLE CARDIAC PACEMAKER | FOUND |  | PKK003181R | 2016-10-20 | 2017-10-15 | 34025 | CARDIOLOGY CLINIC |  | USD |  | Active | UNIVERSITY NEW MEXICO HOSPITAL
101537 | 1448415 | OLYMPUS AMERICA INC | OBCU | OBCU | INSUFFLATORS |  |  | 7011430 | 2017-05-29 | 2017-10-15 | 70020 | ENDOSCOPY CENTER |  | USD |  | Active | UNIVERSITY NEW MEXICO HOSPITAL
98900 | 1421718 | COVIDIEN MALLINCKRODT DIV COVIDIEN | FILAC - 3000 EZ | 504000 | THERMOMETERS/ ELECTRONIC | 1207753 |  | A165908TX | 2017-02-13 | 2017-02-15 | 21015 | ED-NORTH |  | USD |  | Active | UNIVERSITY NEW MEXICO HOSPITAL
98901 | 1421719 | COVIDIEN MALLINCKRODT DIV COVIDIEN | FILAC - 3000 EZ | 504000 | THERMOMETERS/ ELECTRONIC | 1207753 |  | A1659095X | 2017-02-13 | 2017-02-15 | 21020 | PEDIATRIC EMERGENCY DEPARTMENT |  | USD |  | Active | UNIVERSITY NEW MEXICO HOSPITAL
98906 | 1420428 | COVIDIEN MALLINCKRODT DIV COVIDIEN | FILAC - 3000 EZ | 504000 | THERMOMETERS/ ELECTRONIC | 1207752 |  | A1659107X | 2017-02-13 | 2017-02-15 | 21035 | URGENT CARE CENTER |  | USD |  | Active | UNIVERSITY NEW MEXICO HOSPITAL
98905 | 1420427 | COVIDIEN MALLINCKRODT DIV COVIDIEN | FILAC - 3000 EZ | 504000 | THERMOMETERS/ ELECTRONIC | 1207752 |  | A1659073X | 2017-02-13 | 2017-02-15 | 21035 | URGENT CARE CENTER |  | USD |  | Active | UNIVERSITY NEW MEXICO HOSPITAL
98904 | 1420426 | COVIDIEN MALLINCKRODT DIV COVIDIEN | FILAC - 3000 EZ | 504000 | THERMOMETERS/ ELECTRONIC | 1207752 |  | A1659044X | 2017-02-13 | 2017-02-15 | 21035 | URGENT CARE CENTER |  | USD |  | Active | UNIVERSITY NEW MEXICO HOSPITAL
98903 | 1420425 | COVIDIEN MALLINCKRODT DIV COVIDIEN | FILAC - 3000 EZ | 504000 | THERMOMETERS/ ELECTRONIC | 1207752 |  | A1659076X | 2017-02-13 | 2017-02-15 | 21035 | URGENT CARE CENTER |  | USD |  | Active | UNIVERSITY NEW MEXICO HOSPITAL
98902 | 1420424 | COVIDIEN MALLINCKRODT DIV COVIDIEN | FILAC - 3000 EZ | 504000 | THERMOMETERS/ ELECTRONIC | 1207752 |  | A1659102X | 2017-02-13 | 2017-02-15 | 21035 | URGENT CARE CENTER |  | USD |  | Active | UNIVERSITY NEW MEXICO HOSPITAL
93525 | 1380069 | NIHON KOHDEN (AMERICA) INC | MS-120BK | MS-120BK | STIMULATORS/ ELECTRICAL/ BRAIN/ ANALGESIC |  |  | CNV | 2017-05-29 | 2017-10-15 | 34315 | CLINICAL NEUROSCIENCE CENTER |  | USD |  | Active | UNIVERSITY NEW MEXICO HOSPITAL
93524 | 1380068 | NIHON KOHDEN (AMERICA) INC | PE-210AK | PE-210AK | ELECTROENCEPHALOGRAPHS |  |  | 0087 | 2017-05-29 | 2017-10-15 | 34315 | CLINICAL NEUROSCIENCE CENTER |  | USD |  | Active | UNIVERSITY NEW MEXICO HOSPITAL
ACN 84589 | 1198812 | STOCKERT GmbH | SCP | 27548 | PUMPS/ EXTRACORPOREAL PERFUSION |  |  | 60S09421 | 2016-07-21 | 2017-07-15 | 70050 | ECMO |  | USD |  | Active | UNIVERSITY NEW MEXICO HOSPITAL
93659 | 1380228 | BOVIE MEDICAL CORP | DERM 101 | DERM 101 | ELECTROSURGICAL UNITS |  |  | D13614040 | 2016-10-01 | 2017-10-15 | 30080 | NORTH VALLEY CLINIC |  | USD |  | Active | UNIVERSITY NEW MEXICO HOSPITAL
101768 | 1447206 | CARL ZEISS INC MICROSCOPY & IMAGING SYSTEMS | HUMPHREY LENS ANALYZER 350 | LA 350 | ANALYZERS/ PHYSIOLOGIC/ VISUAL FUNCTION |  |  | 350-14616 |  | 2017-06-15 | 34620 | OPHTHALMOLOGY OFF SITE CLINIC |  | USD |  | Active | UNIVERSITY NEW MEXICO HOSPITAL
95774 | 1478285 | MEDTRONIC INC | AEX | 40-405-1 | GENERATORS/ RADIO-FREQUENCY |  |  | MTC1620016 | 2017-05-17 | 2018-05-15 | 15500 | OSIS OPERATING ROOM |  | USD |  | Active | UNIVERSITY NEW MEXICO HOSPITAL
38563 | 1141890 | PRECISION MEDICAL INC | PM3100 | PM3100 | REGULATORS/ SUCTION |  |  | 061680 |  | 2017-04-15 | 12000 | LABOR AND DELIVERY |  | USD |  | Active | UNIVERSITY NEW MEXICO HOSPITAL
ACN 29997 | 1439929 | PRECISION MEDICAL INC | PM3100 | PM3100 | REGULATORS/ SUCTION |  |  | 017681 |  | 2017-03-15 | 12460 | PEDIATRIC ICU |  | USD |  | Active | UNIVERSITY NEW MEXICO HOSPITAL
98926 | 1421605 | IRADIMED CORP | MRIDIUM (3865) | 3865 | INFUSION CONTROLLERS | 1211590-0-MCAP |  | IR65101767 | 2017-04-07 | 2018-01-15 | 75040 | RADIOLOGY - MRI |  | USD | 18870 | Active | UNIVERSITY NEW MEXICO HOSPITAL
98924 | 1421602 | EDWARD LIFESCIENCES | EV1000M | EV1000M | MONITORS/ BEDSIDE/ CARDIAC OUTPUT | TRADE IN |  | EVD54906 |  | 2017-02-15 | 12130 | TRAUMA/SURGICAL ICU |  | USD |  | Active | UNIVERSITY NEW MEXICO HOSPITAL
98923 | 1421601 | EDWARD LIFESCIENCES | EV1000M | EV1000M | MONITORS/ BEDSIDE/ CARDIAC OUTPUT | TRADE IN |  | 334668051 |  | 2017-02-15 | 12130 | TRAUMA/SURGICAL ICU |  | USD |  | Active | UNIVERSITY NEW MEXICO HOSPITAL
98042 | 1477899 | HAMILTON MEDICAL INC | T1 | 161006 | VENTILATORS/ TRANSPORT |  |  | CNV | 2016-12-01 | 2017-06-15 | 70071 | LIFEGUARD-ROTOR |  | USD |  | Active | UNIVERSITY NEW MEXICO HOSPITAL
101172 | 1446680 | ALLIED SCIENCE INC | HEMOFLOW 400 | HEMOFLOW 400 | SCALE/ CLINICAL/ BLOOD COLLECTION |  |  | B4296 |  | 2017-05-15 | 15000 | OPERATING ROOM |  | USD |  | Active | UNIVERSITY NEW MEXICO HOSPITAL
101173 | 1422400 | ALLIED SCIENCE INC | HEMOFLOW 400 | HEMOFLOW 400 | SCALE/ CLINICAL/ BLOOD COLLECTION |  |  | B4250 |  | 2017-05-15 | 15000 | OPERATING ROOM |  | USD |  | Active | UNIVERSITY NEW MEXICO HOSPITAL
95314 | 1380304 | VITAL SIGNS INC | ENFLOW CONTROLLER | 121 | WARMING UNITS/ BLOOD/SOLUTION |  |  | 50330128 | 2017-06-05 | 2018-06-15 | 15055 | ANESTHESIA |  | USD |  | Active | UNIVERSITY NEW MEXICO HOSPITAL
95916 | 1478151 | VITAL SIGNS INC | ENFLOW CONTROLLER | 121 | WARMING UNITS/ BLOOD/SOLUTION |  |  | 41235989 | 2017-06-03 | 2018-06-15 | 15055 | ANESTHESIA |  | USD |  | Active | UNIVERSITY NEW MEXICO HOSPITAL
95744 | 1440451 | VITAL SIGNS INC | ENFLOW CONTROLLER | 121 | WARMING UNITS/ BLOOD/SOLUTION |  |  | 60582259 | 2017-06-05 | 2018-06-15 | 15055 | ANESTHESIA |  | USD |  | Active | UNIVERSITY NEW MEXICO HOSPITAL
84619 | 1198833 | HEMOCUE INC | HB 201 DM | HB 201 DM | ANALYZERS/ POINT-OF-CARE/ WHOLE BLOOD/ HEMATOLOGY/ HEMOGLOBIN | FOUND | FOUND | 0737620130 | 2013-09-04 | 2013-08-15 | 90030 | LAB - ADMIN |  | USD |  | Active | UNIVERSITY NEW MEXICO HOSPITAL
62202 | 1096376 | HEMOCUE INC | HB 201 DM | HB 201 DM | ANALYZERS/ POINT-OF-CARE/ WHOLE BLOOD/ HEMATOLOGY/ HEMOGLOBIN | FOUND | FOUND | 0650620035 | 2011-09-12 | 2012-09-15 | 90030 | LAB - ADMIN |  | USD |  | Active | UNIVERSITY NEW MEXICO HOSPITAL
70704 | 1085554 | KARL STORZ ENDOSCOPY-AMERICA INC | 264305-20 | 264305-20 | INSUFFLATORS | 565645 |  | SY0671537 | 2017-04-28 | 2017-10-15 | 15005 | OPERATING ROOM - BBRP |  | USD | 9527.98 | Active | UNIVERSITY NEW MEXICO HOSPITAL
98929 | 1421608 | ANGIODYNAMICS INC | VENACURE 1470 | VCURE 1470 | LASERS/ DIODE/ SURGICAL |  |  | 14705090 | 2017-04-19 | 2017-10-15 | 30110 | UNMMG - VEIN CENTER |  | USD |  | Active | UNIVERSITY NEW MEXICO HOSPITAL
105481 | 1449601 | ANGIODYNAMICS INC | VENACURE 1470 | VCURE 1470 | LASERS/ DIODE/ SURGICAL |  |  | 14705705 | 2017-06-23 | 2018-06-15 | 15000 | OPERATING ROOM |  | USD |  | Active | UNIVERSITY NEW MEXICO HOSPITAL
95823 | 1478031 | ABBOTT | I-STAT 1 | I-STAT 1 | ANALYZERS/ POINT-OF-CARE/ WHOLE BLOOD/ GLUCOSE | FOUND |  | 385856 | 2016-08-24 | 2016-08-15 | 70800 | NEONATAL AMBULANCE |  | USD |  | Active | UNIVERSITY NEW MEXICO HOSPITAL
82065 | 1085950 | VERATHON INC | GLIDESCOPE RANGER | RANGER | VIDEO SYSTEMS/ ENDOSCOPIC/ CHIP CAMERA/ LARYNGOSCOPIC INTUBATION | EM3000012051 | EM3000012051 | HR001060 | 2016-12-06 | 2017-12-15 | 70060 | FIXED WING TRANSPORT |  | USD | 13207.9 | Active | UNIVERSITY NEW MEXICO HOSPITAL
| 1421556 | ASHCROFT INC | PTE-2 | PTE-2 | CALIBRATORS |  |  | PTE2-20558 | 2017-03-22 | 2017-03-15 | 95700 | CLINICAL ENGINEERING |  | USD |  | Active | UNIVERSITY NEW MEXICO HOSPITAL
ACN 91905 | 1379671 | SENTEC | SDM | SDM | MONITORS/BEDSIDE/RESPIRATION/CARBON DIOXIDE/OXYGEN |  |  | 305102 | 2017-02-08 | 2018-02-15 | 12410 | PEDIATRIC SPECIALTY CARE |  | USD |  | Active | UNIVERSITY NEW MEXICO HOSPITAL
ACN 91904 | 1379670 | SENTEC | SDM | SDM | MONITORS/BEDSIDE/RESPIRATION/CARBON DIOXIDE/OXYGEN |  |  | 305100 | 2017-02-09 | 2018-02-15 | 12410 | PEDIATRIC SPECIALTY CARE |  | USD |  | Active | UNIVERSITY NEW MEXICO HOSPITAL
101623 | 1447816 | HILL LABORATORIES CO | AIR-FLEX | AIR-FLEX | TABLES/ EXAMINATION/TREATMENT |  |  | 141694 |  | 2017-06-15 | 54080 | UNMMG - TRUMAN ST. CLINIC |  | USD |  | Active | UNIVERSITY NEW MEXICO HOSPITAL
89780 | 1199418 | HILL LABORATORIES CO | AIR-FLEX | AIR-FLEX | TABLES/ EXAMINATION/TREATMENT | FOUND |  | 140870 |  | 2016-08-15 | 34340 | PAIN CLINIC |  | USD |  | Active | UNIVERSITY NEW MEXICO HOSPITAL
80066 | 1085945 | ACCUVEIN LLC | AV300 | AV300 | TRANSILLUMINATORS |  |  | CB09432358 |  | 2017-04-15 | 12415 | INTERMEDIATE CARE NURSERY |  | USD |  | Active | UNIVERSITY NEW MEXICO HOSPITAL
98878 | 1421755 | ACCUVEIN LLC | AV300 | AV300 | TRANSILLUMINATORS | found |  | AV14280005 |  | 2017-02-15 | 15500 | OSIS OPERATING ROOM |  | USD |  | Active | UNIVERSITY NEW MEXICO HOSPITAL
95750 | 1478493 | SONY CORP OF AMERICA | UP-DR80MD | UP-DR80MD | PRINTERS |  |  | 712003 |  | 2017-04-15 | 15000 | OPERATING ROOM |  | USD |  | Active | UNIVERSITY NEW MEXICO HOSPITAL
101507 | 1446668 | SONY CORP OF AMERICA | UP-DR80MD | UP-DR80MD | PRINTERS |  |  | 711398 |  | 2017-04-15 | 15000 | OPERATING ROOM |  | USD |  | Active | UNIVERSITY NEW MEXICO HOSPITAL
95752 | 1478495 | SONY CORP OF AMERICA | UP-DR80MD | UP-DR80MD | PRINTERS |  |  | 713241 |  | 2017-04-15 | 15000 | OPERATING ROOM |  | USD |  | Active | UNIVERSITY NEW MEXICO HOSPITAL
101503 | 1446660 | SONY CORP OF AMERICA | UP-DR80MD | UP-DR80MD | PRINTERS |  |  | 83536 |  | 2017-04-15 | 15000 | OPERATING ROOM |  | USD |  | Active | UNIVERSITY NEW MEXICO HOSPITAL
98142 | 1420334 | SONY CORP OF AMERICA | UP-DR80MD | UP-DR80MD | PRINTERS |  |  | 83532 |  | 2017-04-15 | 15000 | OPERATING ROOM |  | USD |  | Active | UNIVERSITY NEW MEXICO HOSPITAL
95130 | 1477838 | SONY CORP OF AMERICA | UP-DR80MD | UP-DR80MD | PRINTERS |  |  | 711717 |  | 2017-04-15 | 15000 | OPERATING ROOM |  | USD |  | Active | UNIVERSITY NEW MEXICO HOSPITAL
93456 | 1380001 | CHATTANOOGA CORP | ADAPTA 100 | ADAPTA 100 | TABLES/ EXAMINATION/TREATMENT/ PHYSICAL THERAPY |  |  | CNV |  | 2017-05-15 | 76015 | REHABILITATION OUTPATIENT 1025 |  | USD |  | Active | UNIVERSITY NEW MEXICO HOSPITAL
101490 | 1446578 | RITTER-MIDMARK | RITTER 255 | 255 | LIGHTS/ EXAMINATION |  |  | V1651219 |  | 2017-05-15 | 71040 | CARDIAC CATH LAB |  | USD |  | Active | UNIVERSITY NEW MEXICO HOSPITAL
94000 | 1477530 - verify | EDWARD LIFESCIENCES | EV1000DB | EV1000DB | MODULES/ DATA/ TRANSFER |  |  | (01)00690103190113 |  | 2017-05-15 | 15000 | OPERATING ROOM |  | USD |  | Active | UNIVERSITY NEW MEXICO HOSPITAL
95399 | 1477833 | LEICA MICROSYSTEMS INC | M530 OH6 | M530 OH6 | MICROSCOPES/ LIGHT/ OPERATING/ NEUROSURGERY |  |  | OH 6-022116 | 2017-06-30 | 2017-11-15 | 15000 | OPERATING ROOM |  | USD |  | Active | UNIVERSITY NEW MEXICO HOSPITAL
101980 | 1448259 | GOODWIN MANUFACTURING INC | MEDICHOICE 1196-41 | 1196-41 | LIGHTS/ EXAMINATION |  |  | CNV |  | 2017-06-15 | 12035 | UPC INPATIENT ADULT SERVICES |  | USD |  | Active | UNIVERSITY NEW MEXICO HOSPITAL
101712 | 1447217 | GOODWIN MANUFACTURING INC | MEDICHOICE 1196-41 | 1196-41 | LIGHTS/ EXAMINATION |  |  | CNV |  | 2017-06-15 | 34110 | WOMEN'S HEALTH CENTER |  | USD |  | Active | UNIVERSITY NEW MEXICO HOSPITAL
101708 | 1447166 | GOODWIN MANUFACTURING INC | MEDICHOICE 1196-41 | 1196-41 | LIGHTS/ EXAMINATION |  |  | 1169-40 |  | 2017-06-15 | 34130 | MILAGRO OP OB CLINIC |  | USD |  | Active | UNIVERSITY NEW MEXICO HOSPITAL
101707 | 1447167 | GOODWIN MANUFACTURING INC | MEDICHOICE 1196-41 | 1196-41 | LIGHTS/ EXAMINATION |  |  | 2853LG7502 |  | 2017-06-15 | 34110 | WOMEN'S HEALTH CENTER |  | USD |  | Active | UNIVERSITY NEW MEXICO HOSPITAL
101763 | 1447197 | GOODWIN MANUFACTURING INC | MEDICHOICE 1196-41 | 1196-41 | LIGHTS/ EXAMINATION |  |  | 2853LGHT7502 |  | 2017-06-15 | 34125 | WOMEN'S FACULTY & MIDWIFE CLIN |  | USD |  | Active | UNIVERSITY NEW MEXICO HOSPITAL
82720 | 1161942 | OR SOLUTIONS INC | ORS 2038D-F | ORS 2038D-F | WARMING UNITS/ MULTIPURPOSE | 1031479 |  | 55124 | 2016-10-11 | 2017-10-15 | 15005 | OPERATING ROOM - BBRP |  | USD |  | Active | UNIVERSITY NEW MEXICO HOSPITAL
83740 | 1161943 | OR SOLUTIONS INC | ORS 2038D-F | ORS 2038D-F | WARMING UNITS/ MULTIPURPOSE | 1031479 |  | 55369 | 2017-06-15 | 2018-06-15 | 15000 | OPERATING ROOM |  | USD |  | Active | UNIVERSITY NEW MEXICO HOSPITAL
76067 | 1163566 | B BRAUN MEDICAL INC | SPACE STATION WIRELESS | 8713142U | RACKS/ MODULE |  |  | 07303 | 2016-03-01 | 2018-03-15 | 12120 | MEDICAL/CARDIAC ICU |  | USD |  | Active | UNIVERSITY NEW MEXICO HOSPITAL
76082 | 1163580 | B BRAUN MEDICAL INC | SPACE STATION WIRELESS | 8713142U | RACKS/ MODULE |  |  | 07245 | 2016-03-01 | 2018-03-15 | 12110 | NEUROSCIENCE ICU |  | USD |  | Active | UNIVERSITY NEW MEXICO HOSPITAL
76166 | 1163666 | B BRAUN MEDICAL INC | SPACE STATION WIRELESS | 8713142U | RACKS/ MODULE |  |  | 07110 | 2015-01-03 | 2018-03-15 | 95700 | CLINICAL ENGINEERING |  | USD |  | Active | UNIVERSITY NEW MEXICO HOSPITAL
76070 | 1163577 | B BRAUN MEDICAL INC | SPACE STATION WIRELESS | 8713142U | RACKS/ MODULE |  |  | 07304 | 2016-03-01 | 2018-01-15 | 71040 | CARDIAC CATH LAB |  | USD |  | Active | UNIVERSITY NEW MEXICO HOSPITAL
76375 | 1163880 | B BRAUN MEDICAL INC | SPACE STATION WIRELESS | 8713142U | RACKS/ MODULE |  |  | 07090 | 2016-03-04 | 2018-03-15 | 95700 | CLINICAL ENGINEERING |  | USD |  | Active | UNIVERSITY NEW MEXICO HOSPITAL
76228 | 1163738 | B BRAUN MEDICAL INC | SPACE STATION WIRELESS | 8713142U | RACKS/ MODULE |  |  | 17907 | 2016-03-01 | 2018-03-15 | 95700 | CLINICAL ENGINEERING |  | USD |  | Active | UNIVERSITY NEW MEXICO HOSPITAL
76369 | 1163869 | B BRAUN MEDICAL INC | SPACE STATION WIRELESS | 8713142U | RACKS/ MODULE |  |  | 17909 | 2016-03-02 | 2018-03-15 | 95700 | CLINICAL ENGINEERING |  | USD |  | Active | UNIVERSITY NEW MEXICO HOSPITAL
76004 | 1163684 | B BRAUN MEDICAL INC | SPACE STATION WIRELESS | 8713142U | RACKS/ MODULE |  |  | 7250 | 2016-03-11 | 2018-03-15 | 95700 | CLINICAL ENGINEERING |  | USD |  | Active | UNIVERSITY NEW MEXICO HOSPITAL
76158 | 1163658 | B BRAUN MEDICAL INC | SPACE STATION WIRELESS | 8713142U | RACKS/ MODULE |  |  | 7107 | 2016-03-11 | 2018-03-15 | 95700 | CLINICAL ENGINEERING |  | USD |  | Active | UNIVERSITY NEW MEXICO HOSPITAL
76018 | 1163513 | B BRAUN MEDICAL INC | SPACE STATION WIRELESS | 8713142U | RACKS/ MODULE |  |  | 7077 | 2016-03-01 | 2018-03-15 | 95700 | CLINICAL ENGINEERING |  | USD |  | Active | UNIVERSITY NEW MEXICO HOSPITAL
76412 | 1163900 | B BRAUN MEDICAL INC | SPACE STATION WIRELESS | 8713142U | RACKS/ MODULE |  |  | 7064 | 2016-03-08 | 2018-03-15 | 95700 | CLINICAL ENGINEERING |  | USD |  | Active | UNIVERSITY NEW MEXICO HOSPITAL
76123 | 1163622 | B BRAUN MEDICAL INC | SPACE STATION WIRELESS | 8713142U | RACKS/ MODULE |  |  | 7071 | 2016-03-01 | 2018-03-15 | 95700 | CLINICAL ENGINEERING |  | USD |  | Active | UNIVERSITY NEW MEXICO HOSPITAL
76239 | 1163991 | B BRAUN MEDICAL INC | SPACE STATION WIRELESS | 8713142U | RACKS/ MODULE |  |  | 7128 | 2016-03-04 | 2018-03-15 | 95700 | CLINICAL ENGINEERING |  | USD |  | Active | UNIVERSITY NEW MEXICO HOSPITAL
76405 | 1163888 | B BRAUN MEDICAL INC | SPACE STATION WIRELESS | 8713142U | RACKS/ MODULE |  |  | 7063 | 2016-03-07 | 2018-03-15 | 95700 | CLINICAL ENGINEERING |  | USD |  | Active | UNIVERSITY NEW MEXICO HOSPITAL
76094 | 1163603 | B BRAUN MEDICAL INC | SPACE STATION WIRELESS | 8713142U | RACKS/ MODULE |  |  | 7272 | 2016-03-04 | 2018-03-15 | 95700 | CLINICAL ENGINEERING |  | USD |  | Active | UNIVERSITY NEW MEXICO HOSPITAL
76368 | 1163863 | B BRAUN MEDICAL INC | SPACE STATION WIRELESS | 8713142U | RACKS/ MODULE |  |  | 7086 | 2016-03-09 | 2018-03-15 | 95700 | CLINICAL ENGINEERING |  | USD |  | Active | UNIVERSITY NEW MEXICO HOSPITAL
76312 | 1163813 | B BRAUN MEDICAL INC | SPACE STATION WIRELESS | 8713142U | RACKS/ MODULE |  |  | 7127 | 2016-03-07 | 2018-03-15 | 95700 | CLINICAL ENGINEERING |  | USD |  | Active | UNIVERSITY NEW MEXICO HOSPITAL
76346 | 1163861 | B BRAUN MEDICAL INC | SPACE STATION WIRELESS | 8713142U | RACKS/ MODULE |  |  | 7123 | 2016-03-02 | 2018-03-15 | 95700 | CLINICAL ENGINEERING |  | USD |  | Active | UNIVERSITY NEW MEXICO HOSPITAL
76254 | 1163755 | B BRAUN MEDICAL INC | SPACE STATION WIRELESS | 8713142U | RACKS/ MODULE |  |  | 7102 | 2016-03-15 | 2018-03-15 | 95700 | CLINICAL ENGINEERING |  | USD |  | Active | UNIVERSITY NEW MEXICO HOSPITAL
76305 | 1163806 | B BRAUN MEDICAL INC | SPACE STATION WIRELESS | 8713142U | RACKS/ MODULE |  |  | 7101 | 2016-03-03 | 2018-03-15 | 95700 | CLINICAL ENGINEERING |  | USD |  | Active | UNIVERSITY NEW MEXICO HOSPITAL
76118 | 1163624 | B BRAUN MEDICAL INC | SPACE STATION WIRELESS | 8713142U | RACKS/ MODULE |  |  | 07108 | 2014-03-07 | 2016-03-15 | 95700 | CLINICAL ENGINEERING |  | USD |  | Active | UNIVERSITY NEW MEXICO HOSPITAL
| 1478356 | SUMMIT DOPPLER SYSTEMS INC | LUMEON | LUMEON | FETAL HEART DETECTORS/ ULTRASONIC | found |  | CR_OA126587 | 2017-04-11 | 2018-04-15 |  | UNMMG - WEST SIDE CARDIOLOGY |  | USD |  | Active | UNIVERSITY NEW MEXICO HOSPITAL
80277 | 1085549 | SUMMIT DOPPLER SYSTEMS INC | LUMEON | LUMEON | FETAL HEART DETECTORS/ ULTRASONIC | 567600 | 567600 | LV002610 | 2011-06-10 | 2011-06-15 | 32065 | M & FP-NW VALLEY-1231 CAN |  | USD | 750 | Active | UNIVERSITY NEW MEXICO HOSPITAL
80359 | 1161703 | SUMMIT DOPPLER SYSTEMS INC | LUMEON | LUMEON | FETAL HEART DETECTORS/ ULTRASONIC | 549590 |  | LV002158 | 2011-03-24 | 2011-05-15 | 32060 | M & FP-WEST MESA |  | USD | 595 | Active | UNIVERSITY NEW MEXICO HOSPITAL
91769 | 1379518 | GE HEALTHCARE | CAP CO2 MODULE | 900553-001 | MODULES/ EXHALED CARBON DIOXIDE |  |  | RCJ14488150GA | 2017-05-29 | 2018-01-15 | 71040 | CARDIAC CATH LAB |  | USD |  | Active | UNIVERSITY NEW MEXICO HOSPITAL
91768 | 1379517 | GE HEALTHCARE | CAP CO2 MODULE | 900553-001 | MODULES/ EXHALED CARBON DIOXIDE |  |  | RCJ14468128GA | 2017-05-29 | 2018-01-15 | 71040 | CARDIAC CATH LAB |  | USD |  | Active | UNIVERSITY NEW MEXICO HOSPITAL
76387 | 1163988 | B BRAUN MEDICAL INC | SPACE STATION COVER | 8713145U | INFUSION PUMPS/ GENERAL-PURPOSE |  |  | 17912 | 2016-03-08 | 2018-03-15 | 95700 | CLINICAL ENGINEERING |  | USD |  | Active | UNIVERSITY NEW MEXICO HOSPITAL
76388 | 1163989 | B BRAUN MEDICAL INC | SPACE STATION COVER | 8713145U | INFUSION PUMPS/ GENERAL-PURPOSE |  |  | 17876 | 2016-04-07 | 2018-03-15 | 95700 | CLINICAL ENGINEERING |  | USD |  | Active | UNIVERSITY NEW MEXICO HOSPITAL
76049 | 1163550 | B BRAUN MEDICAL INC | SPACE STATION COVER | 8713145U | INFUSION PUMPS/ GENERAL-PURPOSE |  |  | 17917 | 2016-03-02 | 2018-03-15 | 95700 | CLINICAL ENGINEERING |  | USD |  | Active | UNIVERSITY NEW MEXICO HOSPITAL
76427 | 1163917 | B BRAUN MEDICAL INC | SPACE STATION COVER | 8713145U | INFUSION PUMPS/ GENERAL-PURPOSE |  |  | 17841 | 2016-03-03 | 2018-03-15 | 95700 | CLINICAL ENGINEERING |  | USD |  | Active | UNIVERSITY NEW MEXICO HOSPITAL
76363 | 1163885 | B BRAUN MEDICAL INC | SPACE STATION COVER | 8713145U | INFUSION PUMPS/ GENERAL-PURPOSE |  |  | 17832 | 2016-03-02 | 2018-03-15 | 95700 | CLINICAL ENGINEERING |  | USD |  | Active | UNIVERSITY NEW MEXICO HOSPITAL
76267 | 1163768 | B BRAUN MEDICAL INC | SPACE STATION COVER | 8713145U | INFUSION PUMPS/ GENERAL-PURPOSE |  |  | 17857 | 2016-03-01 | 2018-03-15 | 95700 | CLINICAL ENGINEERING |  | USD |  | Active | UNIVERSITY NEW MEXICO HOSPITAL
76161 | 1163665 | B BRAUN MEDICAL INC | SPACE STATION COVER | 8713145U | INFUSION PUMPS/ GENERAL-PURPOSE |  |  | 17986 | 2016-03-03 | 2018-03-15 | 95700 | CLINICAL ENGINEERING |  | USD |  | Active | UNIVERSITY NEW MEXICO HOSPITAL
76168 | 31163668 | B BRAUN MEDICAL INC | SPACE STATION COVER | 8713145U | INFUSION PUMPS/ GENERAL-PURPOSE |  |  | 18054 | 2016-03-09 | 2018-03-15 | 95700 | CLINICAL ENGINEERING |  | USD |  | Reactivated | UNIVERSITY NEW MEXICO HOSPITAL
76036 | 1163536 | B BRAUN MEDICAL INC | SPACE STATION COVER | 8713145U | INFUSION PUMPS/ GENERAL-PURPOSE |  |  | 17890 | 2016-03-17 | 2018-03-15 | 95700 | CLINICAL ENGINEERING |  | USD |  | Active | UNIVERSITY NEW MEXICO HOSPITAL
76105 | 1163612 | B BRAUN MEDICAL INC | SPACE STATION COVER | 8713145U | INFUSION PUMPS/ GENERAL-PURPOSE |  |  | 18038 | 2016-03-03 | 2018-03-15 | 95700 | CLINICAL ENGINEERING |  | USD |  | Active | UNIVERSITY NEW MEXICO HOSPITAL
76069 | 1163565 | B BRAUN MEDICAL INC | SPACE STATION COVER | 8713145U | INFUSION PUMPS/ GENERAL-PURPOSE |  |  | 17889 | 2016-03-04 | 2018-03-15 | 95700 | CLINICAL ENGINEERING |  | USD |  | Active | UNIVERSITY NEW MEXICO HOSPITAL
76421 | 1163910 | B BRAUN MEDICAL INC | SPACE STATION COVER | 8713145U | INFUSION PUMPS/ GENERAL-PURPOSE |  |  | 17844 | 2016-03-03 | 2018-03-15 | 95700 | CLINICAL ENGINEERING |  | USD |  | Active | UNIVERSITY NEW MEXICO HOSPITAL
76088 | 1163594 | B BRAUN MEDICAL INC | SPACE STATION COVER | 8713145U | INFUSION PUMPS/ GENERAL-PURPOSE |  |  | 18041 | 2016-03-10 | 2018-03-15 | 95700 | CLINICAL ENGINEERING |  | USD |  | Active | UNIVERSITY NEW MEXICO HOSPITAL
76122 | 1163620 | B BRAUN MEDICAL INC | SPACE STATION COVER | 8713145U | INFUSION PUMPS/ GENERAL-PURPOSE |  |  | 17967 | 2016-03-08 | 2018-03-15 | 95700 | CLINICAL ENGINEERING |  | USD |  | Active | UNIVERSITY NEW MEXICO HOSPITAL
76222 | 1163733 | B BRAUN MEDICAL INC | SPACE STATION COVER | 8713145U | INFUSION PUMPS/ GENERAL-PURPOSE |  |  | 17938 | 2016-03-10 | 2018-03-15 | 95700 | CLINICAL ENGINEERING |  | USD |  | Active | UNIVERSITY NEW MEXICO HOSPITAL
76224 | 1163734 | B BRAUN MEDICAL INC | SPACE STATION COVER | 8713145U | INFUSION PUMPS/ GENERAL-PURPOSE |  |  | 17929 | 2016-03-10 | 2018-03-15 | 95700 | CLINICAL ENGINEERING |  | USD |  | Active | UNIVERSITY NEW MEXICO HOSPITAL
76226 | 1163736 | B BRAUN MEDICAL INC | SPACE STATION COVER | 8713145U | INFUSION PUMPS/ GENERAL-PURPOSE |  |  | 17939 | 2016-03-01 | 2018-03-15 | 95700 | CLINICAL ENGINEERING |  | USD |  | Active | UNIVERSITY NEW MEXICO HOSPITAL
76493 | 1163530 | B BRAUN MEDICAL INC | SPACE STATION COVER | 8713145U | INFUSION PUMPS/ GENERAL-PURPOSE |  |  | 18089 | 2016-03-30 | 2018-03-15 | 95700 | CLINICAL ENGINEERING |  | USD |  | Active | UNIVERSITY NEW MEXICO HOSPITAL
76261 | 1163762 | B BRAUN MEDICAL INC | SPACE STATION COVER | 8713145U | INFUSION PUMPS/ GENERAL-PURPOSE |  |  | 17862 | 2016-03-15 | 2018-03-15 | 95700 | CLINICAL ENGINEERING |  | USD |  | Active | UNIVERSITY NEW MEXICO HOSPITAL
76494 | 1163531 | B BRAUN MEDICAL INC | SPACE STATION COVER | 8713145U | INFUSION PUMPS/ GENERAL-PURPOSE |  |  | 18044 | 2016-03-03 | 2018-03-15 | 95700 | CLINICAL ENGINEERING |  | USD |  | Active | UNIVERSITY NEW MEXICO HOSPITAL
76167 | 1163669 | B BRAUN MEDICAL INC | SPACE STATION COVER | 8713145U | INFUSION PUMPS/ GENERAL-PURPOSE |  |  | 17905 | 2016-03-10 | 2018-03-15 | 95700 | CLINICAL ENGINEERING |  | USD |  | Active | UNIVERSITY NEW MEXICO HOSPITAL
76081 | 1163584 | B BRAUN MEDICAL INC | SPACE STATION COVER | 8713145U | INFUSION PUMPS/ GENERAL-PURPOSE |  |  | 18080 | 2016-03-03 | 2018-03-15 | 95700 | CLINICAL ENGINEERING |  | USD |  | Active | UNIVERSITY NEW MEXICO HOSPITAL
76028 | 1163534 | B BRAUN MEDICAL INC | SPACE STATION COVER | 8713145U | INFUSION PUMPS/ GENERAL-PURPOSE |  |  | 18058 | 2016-03-03 | 2018-03-15 | 95700 | CLINICAL ENGINEERING |  | USD |  | Active | UNIVERSITY NEW MEXICO HOSPITAL
76401 | 1163895 | B BRAUN MEDICAL INC | SPACE STATION COVER | 8713145U | INFUSION PUMPS/ GENERAL-PURPOSE |  |  | 17866 | 2014-03-13 | 2016-03-15 | 95700 | CLINICAL ENGINEERING |  | USD |  | Active | UNIVERSITY NEW MEXICO HOSPITAL
76225 | 1163735 | B BRAUN MEDICAL INC | SPACE STATION COVER | 8713145U | INFUSION PUMPS/ GENERAL-PURPOSE |  |  | 17922 | 2016-03-17 | 2018-03-15 | 95700 | CLINICAL ENGINEERING |  | USD |  | Active | UNIVERSITY NEW MEXICO HOSPITAL
76390 | 1163985 | B BRAUN MEDICAL INC | SPACE STATION COVER | 8713145U | INFUSION PUMPS/ GENERAL-PURPOSE |  |  | 17829 | 2016-03-03 | 2018-03-15 | 95700 | CLINICAL ENGINEERING |  | USD |  | Active | UNIVERSITY NEW MEXICO HOSPITAL
76410 | 1163902 | B BRAUN MEDICAL INC | SPACE STATION COVER | 8713145U | INFUSION PUMPS/ GENERAL-PURPOSE |  |  | 17834 | 2016-03-08 | 2018-03-15 | 95700 | CLINICAL ENGINEERING |  | USD |  | Active | UNIVERSITY NEW MEXICO HOSPITAL
76409 | 1163899 | B BRAUN MEDICAL INC | SPACE STATION COVER | 8713145U | INFUSION PUMPS/ GENERAL-PURPOSE |  |  | 17869 | 2016-03-01 | 2018-03-15 | 95700 | CLINICAL ENGINEERING |  | USD |  | Active | UNIVERSITY NEW MEXICO HOSPITAL
76370 | 1163864 | B BRAUN MEDICAL INC | SPACE STATION COVER | 8713145U | INFUSION PUMPS/ GENERAL-PURPOSE |  |  | 17826 | 2016-03-09 | 2018-03-15 | 95700 | CLINICAL ENGINEERING |  | USD |  | Active | UNIVERSITY NEW MEXICO HOSPITAL
76073 | 1163576 | B BRAUN MEDICAL INC | SPACE STATION COVER | 8713145U | INFUSION PUMPS/ GENERAL-PURPOSE |  |  | 18047 | 2016-04-29 | 2018-03-15 | 95700 | CLINICAL ENGINEERING |  | USD |  | Reactivated | UNIVERSITY NEW MEXICO HOSPITAL
76411 | 1163903 | B BRAUN MEDICAL INC | SPACE STATION COVER | 8713145U | INFUSION PUMPS/ GENERAL-PURPOSE |  |  | 17850 | 2016-03-08 | 2018-03-15 | 95700 | CLINICAL ENGINEERING |  | USD |  | Active | UNIVERSITY NEW MEXICO HOSPITAL
76238 | 1163990 | B BRAUN MEDICAL INC | SPACE STATION COVER | 8713145U | INFUSION PUMPS/ GENERAL-PURPOSE |  |  | 17931 | 2016-03-04 | 2018-03-15 | 95700 | CLINICAL ENGINEERING |  | USD |  | Active | UNIVERSITY NEW MEXICO HOSPITAL
76050 | 1163551 | B BRAUN MEDICAL INC | SPACE STATION COVER | 8713145U | INFUSION PUMPS/ GENERAL-PURPOSE |  |  | 17897 | 2014-03-06 | 2016-03-15 | 95700 | CLINICAL ENGINEERING |  | USD |  | Active | UNIVERSITY NEW MEXICO HOSPITAL
76334 | 1163844 | B BRAUN MEDICAL INC | SPACE STATION COVER | 8713145U | INFUSION PUMPS/ GENERAL-PURPOSE |  |  | 17859 | 2016-03-03 | 2018-03-15 | 95700 | CLINICAL ENGINEERING |  | USD |  | Active | UNIVERSITY NEW MEXICO HOSPITAL
76275 | 1163776 | B BRAUN MEDICAL INC | SPACE STATION COVER | 8713145U | INFUSION PUMPS/ GENERAL-PURPOSE |  |  | 17860 | 2016-03-08 | 2018-03-15 | 95700 | CLINICAL ENGINEERING |  | USD |  | Active | UNIVERSITY NEW MEXICO HOSPITAL
76288 | 1163789 | B BRAUN MEDICAL INC | SPACE STATION COVER | 8713145U | INFUSION PUMPS/ GENERAL-PURPOSE |  |  | 17932 | 2016-03-01 | 2018-03-15 | 95700 | CLINICAL ENGINEERING |  | USD |  | Active | UNIVERSITY NEW MEXICO HOSPITAL
76137 | 1163636 | B BRAUN MEDICAL INC | SPACE STATION COVER | 8713145U | INFUSION PUMPS/ GENERAL-PURPOSE |  |  | 18051 | 2016-03-02 | 2018-03-15 | 95700 | CLINICAL ENGINEERING |  | USD |  | Active | UNIVERSITY NEW MEXICO HOSPITAL
76244 | 1163996 | B BRAUN MEDICAL INC | SPACE STATION COVER | 8713145U | INFUSION PUMPS/ GENERAL-PURPOSE |  |  | 17865 | 2016-04-08 | 2018-03-15 | 95700 | CLINICAL ENGINEERING |  | USD |  | Active | UNIVERSITY NEW MEXICO HOSPITAL
98372 | 1397890 | NEUROPTICS INC | NPI-200 | NPI-200 | Pupillometers | REPLACN91534 |  | 2N140016 | 2017-05-18 | 2018-05-15 | 12120 | MEDICAL/CARDIAC ICU |  | USD |  | Active | UNIVERSITY NEW MEXICO HOSPITAL
98373 | 1397891 | NEUROPTICS INC | NPI-200 | NPI-200 | Pupillometers | REPLACN91533 |  | 2N150252 | 2017-05-18 | 2018-05-15 | 12120 | MEDICAL/CARDIAC ICU |  | USD |  | Active | UNIVERSITY NEW MEXICO HOSPITAL
84448 | 1198901 | DETECTO SCALE COMPANY | MB 130 | MB 130 | SCALES/ INFANT |  |  | C12001478 | 2017-04-24 | 2018-04-15 | 35010 | UNM CARE - HOME SERVICES |  | USD |  | Active | UNIVERSITY NEW MEXICO HOSPITAL
98184 | 1399959 | RF SURGICAL SYSTEMS INC | RF ASSURE | 200 | COUNTERS/ SPONGE |  |  | 15C96 |  | 2017-04-15 | 15000 | OPERATING ROOM |  | USD |  | Active | UNIVERSITY NEW MEXICO HOSPITAL
95955 | 1478163 | RF SURGICAL SYSTEMS INC | RF ASSURE | 200 | COUNTERS/ SPONGE |  |  | 15F80 |  | 2017-04-15 | 15000 | OPERATING ROOM |  | USD |  | Active | UNIVERSITY NEW MEXICO HOSPITAL
95941 | 1478473 | RF SURGICAL SYSTEMS INC | RF ASSURE | 200 | COUNTERS/ SPONGE |  |  | 15FFE |  | 2017-04-15 | 15000 | OPERATING ROOM |  | USD |  | Active | UNIVERSITY NEW MEXICO HOSPITAL
95964 | 1478172 | RF SURGICAL SYSTEMS INC | RF ASSURE | 200 | COUNTERS/ SPONGE |  |  | 15FFC |  | 2017-04-15 | 15005 | OPERATING ROOM - BBRP |  | USD |  | Active | UNIVERSITY NEW MEXICO HOSPITAL
95932 | 1478456 | RF SURGICAL SYSTEMS INC | RF ASSURE | 200 | COUNTERS/ SPONGE |  |  | 15FFA |  | 2017-04-15 | 15000 | OPERATING ROOM |  | USD |  | Active | UNIVERSITY NEW MEXICO HOSPITAL
98602 | 1400005 | RF SURGICAL SYSTEMS INC | RF ASSURE | 200 | COUNTERS/ SPONGE |  |  | 15C50 |  | 2017-04-15 | 15000 | OPERATING ROOM |  | USD |  | Active | UNIVERSITY NEW MEXICO HOSPITAL
95960 | 1478168 | RF SURGICAL SYSTEMS INC | RF ASSURE | 200 | COUNTERS/ SPONGE |  |  | 15E64 |  | 2017-04-15 | 15000 | OPERATING ROOM |  | USD |  | Active | UNIVERSITY NEW MEXICO HOSPITAL
95934 | 1478454 | RF SURGICAL SYSTEMS INC | RF ASSURE | 200 | COUNTERS/ SPONGE |  |  | 15E80 |  | 2017-04-15 | 15000 | OPERATING ROOM |  | USD |  | Active | UNIVERSITY NEW MEXICO HOSPITAL
95958 | 1478166 | RF SURGICAL SYSTEMS INC | RF ASSURE | 200 | COUNTERS/ SPONGE |  |  | 1600A |  | 2017-04-15 | 15000 | OPERATING ROOM |  | USD |  | Active | UNIVERSITY NEW MEXICO HOSPITAL
95933 | 1478455 | RF SURGICAL SYSTEMS INC | RF ASSURE | 200 | COUNTERS/ SPONGE |  |  | 15FBA |  | 2017-04-15 | 15000 | OPERATING ROOM |  | USD |  | Active | UNIVERSITY NEW MEXICO HOSPITAL
95675 | 1478489 | RF SURGICAL SYSTEMS INC | RF ASSURE | 200 | COUNTERS/ SPONGE |  |  | CNV |  | 2017-04-15 | 15000 | OPERATING ROOM |  | USD |  | Active | UNIVERSITY NEW MEXICO HOSPITAL
95963 | 1478171 | RF SURGICAL SYSTEMS INC | RF ASSURE | 200 | COUNTERS/ SPONGE |  |  | 15FFB |  | 2017-04-15 | 15000 | OPERATING ROOM |  | USD |  | Active | UNIVERSITY NEW MEXICO HOSPITAL
95968 | 1478176 | RF SURGICAL SYSTEMS INC | RF ASSURE | 200 | COUNTERS/ SPONGE |  |  | 15F7C |  | 2017-04-15 | 15000 | OPERATING ROOM |  | USD |  | Active | UNIVERSITY NEW MEXICO HOSPITAL
95970 | 1478450 | RF SURGICAL SYSTEMS INC | RF ASSURE | 200 | COUNTERS/ SPONGE |  |  | 15F77 |  | 2017-04-15 | 15000 | OPERATING ROOM |  | USD |  | Active | UNIVERSITY NEW MEXICO HOSPITAL
95972 | 1478178 | RF SURGICAL SYSTEMS INC | RF ASSURE | 200 | COUNTERS/ SPONGE |  |  | 15F7B |  | 2017-04-15 | 15000 | OPERATING ROOM |  | USD |  | Active | UNIVERSITY NEW MEXICO HOSPITAL
95965 | 1478173 | RF SURGICAL SYSTEMS INC | RF ASSURE | 200 | COUNTERS/ SPONGE |  |  | 15F9D |  | 2017-04-15 | 15005 | OPERATING ROOM - BBRP |  | USD |  | Active | UNIVERSITY NEW MEXICO HOSPITAL
95966 | 1478174 | RF SURGICAL SYSTEMS INC | RF ASSURE | 200 | COUNTERS/ SPONGE |  |  | 1632E |  | 2017-04-15 | 15005 | OPERATING ROOM - BBRP |  | USD |  | Active | UNIVERSITY NEW MEXICO HOSPITAL
95930 | 1478452 | RF SURGICAL SYSTEMS INC | RF ASSURE | 200 | COUNTERS/ SPONGE |  |  | 15FFD |  | 2017-04-15 | 12000 | LABOR AND DELIVERY |  | USD |  | Active | UNIVERSITY NEW MEXICO HOSPITAL
95969 | 1478175 | RF SURGICAL SYSTEMS INC | RF ASSURE | 200 | COUNTERS/ SPONGE |  |  | 1632D |  | 2017-03-15 | 15000 | OPERATING ROOM |  | USD |  | Active | UNIVERSITY NEW MEXICO HOSPITAL
95879 | 1478104 | RF SURGICAL SYSTEMS INC | RF ASSURE | 200 | COUNTERS/ SPONGE |  |  | 15F7D |  | 2017-07-15 | 15000 | OPERATING ROOM |  | USD |  | Active | UNIVERSITY NEW MEXICO HOSPITAL
95936 | 1478458 | RF SURGICAL SYSTEMS INC | RF ASSURE | 200 | COUNTERS/ SPONGE |  |  | 15FT81 |  | 2017-05-15 | 15500 | OSIS OPERATING ROOM |  | USD |  | Active | UNIVERSITY NEW MEXICO HOSPITAL
95938 | 1478470 | RF SURGICAL SYSTEMS INC | RF ASSURE | 200 | COUNTERS/ SPONGE |  |  | 15F7A |  | 2017-05-15 | 15500 | OSIS OPERATING ROOM |  | USD |  | Active | UNIVERSITY NEW MEXICO HOSPITAL
95971 | 1478179 | RF SURGICAL SYSTEMS INC | RF ASSURE | 200 | COUNTERS/ SPONGE |  |  | 15F82 |  | 2017-05-15 | 15000 | OPERATING ROOM |  | USD |  | Active | UNIVERSITY NEW MEXICO HOSPITAL
95956 | 1478164 | RF SURGICAL SYSTEMS INC | RF ASSURE | 200 | COUNTERS/ SPONGE |  |  | 15F7E |  | 2017-05-15 | 15500 | OSIS OPERATING ROOM |  | USD |  | Active | UNIVERSITY NEW MEXICO HOSPITAL
95937 | 1478459 | RF SURGICAL SYSTEMS INC | RF ASSURE | 200 | COUNTERS/ SPONGE |  |  | 161BA |  | 2017-05-15 | 15500 | OSIS OPERATING ROOM |  | USD |  | Active | UNIVERSITY NEW MEXICO HOSPITAL
95918 | 1478451 | RF SURGICAL SYSTEMS INC | RF ASSURE | 200 | COUNTERS/ SPONGE |  |  | 1601B |  | 2017-05-15 | 15500 | OSIS OPERATING ROOM |  | USD |  | Active | UNIVERSITY NEW MEXICO HOSPITAL
95957 | 1478165 | RF SURGICAL SYSTEMS INC | RF ASSURE | 200 | COUNTERS/ SPONGE |  |  | 15F9A |  | 2017-05-15 | 15500 | OSIS OPERATING ROOM |  | USD |  | Active | UNIVERSITY NEW MEXICO HOSPITAL
95735 | 1477933 | ALCON LABORATORIES INC | CENTURION | 8065751763 | CATARACT EXTRACTION UNITS/ PHACOEMULSIFICATION |  |  | 1603590001X | 2017-05-31 | 2017-11-15 | 15500 | OSIS OPERATING ROOM |  | USD |  | Active | UNIVERSITY NEW MEXICO HOSPITAL
101484 | 1447578 | EXERGEN CORP | TAT-5000-TTL | TAT-5000-TTL | THERMOMETERS/ ELECTRONIC/ INFRARED |  |  | A04168 |  | 2017-04-15 | 15065 | PRE-ANESTHESIA CLINIC |  | USD |  | Active | UNIVERSITY NEW MEXICO HOSPITAL
101485 | 1447599 | EXERGEN CORP | TAT-5000-TTL | TAT-5000-TTL | THERMOMETERS/ ELECTRONIC/ INFRARED |  |  | A04045 |  | 2017-04-15 | 15065 | PRE-ANESTHESIA CLINIC |  | USD |  | Active | UNIVERSITY NEW MEXICO HOSPITAL
101442 | 1447567 | EXERGEN CORP | TAT-5000-TTL | TAT-5000-TTL | THERMOMETERS/ ELECTRONIC/ INFRARED |  |  | A 04350 |  | 2017-04-15 | 15065 | PRE-ANESTHESIA CLINIC |  | USD |  | Active | UNIVERSITY NEW MEXICO HOSPITAL
101261 | 1447627 | EXERGEN CORP | TAT-5000-TTL | TAT-5000-TTL | THERMOMETERS/ ELECTRONIC/ INFRARED |  |  | A04361 |  | 2017-04-15 | 71010 | PEDIATRIC CARDIOLOGY |  | USD |  | Active | UNIVERSITY NEW MEXICO HOSPITAL
101488 | 1446659 | EXERGEN CORP | TAT-5000-TTL | TAT-5000-TTL | THERMOMETERS/ ELECTRONIC/ INFRARED |  |  | A15203 |  | 2017-04-15 | 34150 | PEDIATRICS CLINIC |  | USD |  | Active | UNIVERSITY NEW MEXICO HOSPITAL
101606 | 1446645 | EXERGEN CORP | TAT-5000-TTL | TAT-5000-TTL | THERMOMETERS/ ELECTRONIC/ INFRARED |  |  | A04389 |  | 2017-04-15 | 34150 | PEDIATRICS CLINIC |  | USD |  | Active | UNIVERSITY NEW MEXICO HOSPITAL
98876 | 1421935 | EXERGEN CORP | TAT-5000-TTL | TAT-5000-TTL | THERMOMETERS/ ELECTRONIC/ INFRARED |  |  | A13684 |  | 2017-04-15 | 12320 | GENERAL MEDICINE (5-W) |  | USD |  | Active | UNIVERSITY NEW MEXICO HOSPITAL
98872 | 1421924 | EXERGEN CORP | TAT-5000-TTL | TAT-5000-TTL | THERMOMETERS/ ELECTRONIC/ INFRARED |  |  | A12125 |  | 2017-04-15 | 12320 | GENERAL MEDICINE (5-W) |  | USD |  | Active | UNIVERSITY NEW MEXICO HOSPITAL
101607 | 1447633 | EXERGEN CORP | TAT-5000-TTL | TAT-5000-TTL | THERMOMETERS/ ELECTRONIC/ INFRARED |  |  | A8916 |  | 2017-04-15 | 12250 | ORTHOPEDICS (3-S) |  | USD |  | Active | UNIVERSITY NEW MEXICO HOSPITAL
101246 | 1440394 | EXERGEN CORP | TAT-5000-TTL | TAT-5000-TTL | THERMOMETERS/ ELECTRONIC/ INFRARED |  |  | A12102 |  | 2017-04-15 | 34350 | MEDICINE CLINIC |  | USD |  | Active | UNIVERSITY NEW MEXICO HOSPITAL
101247 | 1440391 | EXERGEN CORP | TAT-5000-TTL | TAT-5000-TTL | THERMOMETERS/ ELECTRONIC/ INFRARED |  |  | A 13793 |  | 2017-04-15 | 12320 | GENERAL MEDICINE (5-W) |  | USD |  | Active | UNIVERSITY NEW MEXICO HOSPITAL
101097 | 1422468 | EXERGEN CORP | TAT-5000-TTL | TAT-5000-TTL | THERMOMETERS/ ELECTRONIC/ INFRARED |  |  | 13758 |  | 2017-04-15 | 21020 | PEDIATRIC EMERGENCY DEPARTMENT |  | USD |  | Active | UNIVERSITY NEW MEXICO HOSPITAL
101321 | 1422469 | EXERGEN CORP | TAT-5000-TTL | TAT-5000-TTL | THERMOMETERS/ ELECTRONIC/ INFRARED |  |  | 13746 |  | 2017-04-15 | 21020 | PEDIATRIC EMERGENCY DEPARTMENT |  | USD |  | Active | UNIVERSITY NEW MEXICO HOSPITAL
101314 | 1422284 | EXERGEN CORP | TAT-5000-TTL | TAT-5000-TTL | THERMOMETERS/ ELECTRONIC/ INFRARED |  |  | A13290 | 2016-07-01 | 2017-07-15 | 21020 | PEDIATRIC EMERGENCY DEPARTMENT |  | USD |  | Active | UNIVERSITY NEW MEXICO HOSPITAL
101229 | 1422249 | EXERGEN CORP | TAT-5000-TTL | TAT-5000-TTL | THERMOMETERS/ ELECTRONIC/ INFRARED |  |  | A 13744 |  | 2017-04-15 | 21015 | ED-NORTH |  | USD |  | Active | UNIVERSITY NEW MEXICO HOSPITAL
ACN 98975 | 1439981 | EXERGEN CORP | TAT-5000-TTL | TAT-5000-TTL | THERMOMETERS/ ELECTRONIC/ INFRARED |  |  | A 8802 |  | 2017-03-15 | 12480 | CTH REHAB-ORTHO UNIT |  | USD |  | Active | UNIVERSITY NEW MEXICO HOSPITAL
101981 | 1447719 | EXERGEN CORP | TAT-5000-TTL | TAT-5000-TTL | THERMOMETERS/ ELECTRONIC/ INFRARED |  |  | A10077 |  | 2017-06-15 | 12035 | UPC INPATIENT ADULT SERVICES |  | USD |  | Active | UNIVERSITY NEW MEXICO HOSPITAL
101979 | 1448258 | EXERGEN CORP | TAT-5000-TTL | TAT-5000-TTL | THERMOMETERS/ ELECTRONIC/ INFRARED |  |  | A14189 |  | 2017-06-15 | 12035 | UPC INPATIENT ADULT SERVICES |  | USD |  | Active | UNIVERSITY NEW MEXICO HOSPITAL
93449 | 1380339 | EXERGEN CORP | TAT-5000-TTL | TAT-5000-TTL | THERMOMETERS/ ELECTRONIC/ INFRARED |  |  | A541951 |  | 2017-06-15 | 12035 | UPC INPATIENT ADULT SERVICES |  | USD |  | Active | UNIVERSITY NEW MEXICO HOSPITAL
101976 | 1448252 | EXERGEN CORP | TAT-5000-TTL | TAT-5000-TTL | THERMOMETERS/ ELECTRONIC/ INFRARED |  |  | A15653 |  | 2017-06-15 | 12035 | UPC INPATIENT ADULT SERVICES |  | USD |  | Active | UNIVERSITY NEW MEXICO HOSPITAL
101975 | 1448019 | EXERGEN CORP | TAT-5000-TTL | TAT-5000-TTL | THERMOMETERS/ ELECTRONIC/ INFRARED |  |  | A15644 |  | 2017-06-15 | 12035 | UPC INPATIENT ADULT SERVICES |  | USD |  | Active | UNIVERSITY NEW MEXICO HOSPITAL
0 | 1448017 | EXERGEN CORP | TAT-5000-TTL | TAT-5000-TTL | THERMOMETERS/ ELECTRONIC/ INFRARED |  |  | A360260 |  | 2017-06-15 | 60400 | CPC ACUTE SERVICES |  | USD |  | Active | UNIVERSITY NEW MEXICO HOSPITAL
101948 | 1448016 | EXERGEN CORP | TAT-5000-TTL | TAT-5000-TTL | THERMOMETERS/ ELECTRONIC/ INFRARED |  |  | A360331 |  | 2017-06-15 | 60400 | CPC ACUTE SERVICES |  | USD |  | Active | UNIVERSITY NEW MEXICO HOSPITAL
101947 | 1448015 | EXERGEN CORP | TAT-5000-TTL | TAT-5000-TTL | THERMOMETERS/ ELECTRONIC/ INFRARED |  |  | A360338 |  | 2017-06-15 | 60400 | CPC ACUTE SERVICES |  | USD |  | Active | UNIVERSITY NEW MEXICO HOSPITAL
101946 | 1448014 | EXERGEN CORP | TAT-5000-TTL | TAT-5000-TTL | THERMOMETERS/ ELECTRONIC/ INFRARED |  |  | A140193 |  | 2017-06-15 | 60400 | CPC ACUTE SERVICES |  | USD |  | Active | UNIVERSITY NEW MEXICO HOSPITAL
101715 | 1447232 | EXERGEN CORP | TAT-5000-TTL | TAT-5000-TTL | THERMOMETERS/ ELECTRONIC/ INFRARED |  |  | A13179 |  | 2017-06-15 | 12520 | MOTHER & BABY UNIT (3-E) BBRP |  | USD |  | Active | UNIVERSITY NEW MEXICO HOSPITAL
101945 | 1448013 | EXERGEN CORP | TAT-5000-TTL | TAT-5000-TTL | THERMOMETERS/ ELECTRONIC/ INFRARED |  |  | A140142 |  | 2017-06-15 | 60400 | CPC ACUTE SERVICES |  | USD |  | Active | UNIVERSITY NEW MEXICO HOSPITAL
33532 | 1447271 | EXERGEN CORP | TAT-5000-TTL | TAT-5000-TTL | THERMOMETERS/ ELECTRONIC/ INFRARED |  |  | A12154 |  | 2017-06-15 | 34530 | ORTHOPAEDICS FACULTY CLINIC |  | USD |  | Active | UNIVERSITY NEW MEXICO HOSPITAL
101726 | 1447487 | EXERGEN CORP | TAT-5000-TTL | TAT-5000-TTL | THERMOMETERS/ ELECTRONIC/ INFRARED |  |  | A11560 |  | 2017-06-15 | 12420 | NEWBORN ICU |  | USD |  | Active | UNIVERSITY NEW MEXICO HOSPITAL
101982 | 1447979 | EXERGEN CORP | TAT-5000-TTL | TAT-5000-TTL | THERMOMETERS/ ELECTRONIC/ INFRARED |  |  | A13612 |  | 2017-06-15 | 30080 | NORTH VALLEY CLINIC |  | USD |  | Active | UNIVERSITY NEW MEXICO HOSPITAL
101595 | 1446601 | EXERGEN CORP | TAT-5000-TTL | TAT-5000-TTL | THERMOMETERS/ ELECTRONIC/ INFRARED |  |  | A04048 |  | 2017-05-15 | 15065 | PRE-ANESTHESIA CLINIC |  | USD |  | Active | UNIVERSITY NEW MEXICO HOSPITAL
101587 | 1446590 | EXERGEN CORP | TAT-5000-TTL | TAT-5000-TTL | THERMOMETERS/ ELECTRONIC/ INFRARED |  |  | A04340 |  | 2017-01-15 | 15065 | PRE-ANESTHESIA CLINIC |  | USD |  | Active | UNIVERSITY NEW MEXICO HOSPITAL
101458 | 1448470 | EXERGEN CORP | TAT-5000-TTL | TAT-5000-TTL | THERMOMETERS/ ELECTRONIC/ INFRARED |  |  | 17522 |  | 2018-01-15 | 34250 | UROLOGY |  | USD |  | Active | UNIVERSITY NEW MEXICO HOSPITAL
101454 | 1448455 | EXERGEN CORP | TAT-5000-TTL | TAT-5000-TTL | THERMOMETERS/ ELECTRONIC/ INFRARED |  |  | A557386 |  | 2017-10-15 | 34250 | UROLOGY |  | USD |  | Active | UNIVERSITY NEW MEXICO HOSPITAL
101612 | 1447671 | EXERGEN CORP | TAT-5000-TTL | TAT-5000-TTL | THERMOMETERS/ ELECTRONIC/ INFRARED |  |  | A 14622 |  | 2018-01-15 | 30030 | CTH OUTPATIENT CLINIC |  | USD |  | Active | UNIVERSITY NEW MEXICO HOSPITAL
101431 | 1448484 | EXERGEN CORP | TAT-5000-TTL | TAT-5000-TTL | THERMOMETERS/ ELECTRONIC/ INFRARED |  |  | CNV |  | 2017-05-15 | 34530 | ORTHOPAEDICS FACULTY CLINIC |  | USD |  | Active | UNIVERSITY NEW MEXICO HOSPITAL
101466 | 1448426 | EXERGEN CORP | TAT-5000-TTL | TAT-5000-TTL | THERMOMETERS/ ELECTRONIC/ INFRARED |  |  | A418412 |  | 2017-05-15 | 34340 | PAIN CLINIC |  | USD |  | Active | UNIVERSITY NEW MEXICO HOSPITAL
101644 | 1447967 | EXERGEN CORP | TAT-5000-TTL | TAT-5000-TTL | THERMOMETERS/ ELECTRONIC/ INFRARED |  |  | A01384 |  | 2017-05-15 | 32055 | 1209 CLINIC |  | USD |  | Active | UNIVERSITY NEW MEXICO HOSPITAL
101583 | 1446743 | EXERGEN CORP | TAT-5000-TTL | TAT-5000-TTL | THERMOMETERS/ ELECTRONIC/ INFRARED |  |  | A17536 |  | 2017-10-15 | 30060 | NEPHROLOGY CLINIC |  | USD |  | Active | UNIVERSITY NEW MEXICO HOSPITAL
95749 | 1478492 | RELIANCE MED | TILT FX | 920 L | CHAIRS/ EXAMINATION/ TREATMENT |  |  | 092052C0616006 |  | 2017-06-15 | 34620 | OPHTHALMOLOGY OFF SITE CLINIC |  | USD |  | Active | UNIVERSITY NEW MEXICO HOSPITAL
98020 | 1477898 | RELIANCE MED | TILT FX | 920 L | CHAIRS/ EXAMINATION/ TREATMENT |  |  | 092052C0516006 |  | 2017-06-15 | 34620 | OPHTHALMOLOGY OFF SITE CLINIC |  | USD |  | Active | UNIVERSITY NEW MEXICO HOSPITAL
95980 | 1478158 | GE HEALTHCARE | MAC 5500 HD | MAC 5500 HD | ELECTROCARDIOGRAPHS/ MULTICHANNEL |  |  | SKJ16220201PA | 2016-10-01 | 2017-10-15 | 21020 | PEDIATRIC EMERGENCY DEPARTMENT |  | USD |  | Active | UNIVERSITY NEW MEXICO HOSPITAL
95979 | 1478157 | GE HEALTHCARE | MAC 5500 HD | MAC 5500 HD | ELECTROCARDIOGRAPHS/ MULTICHANNEL |  |  | 2031240-001 | 2017-04-28 | 2018-04-15 | 12415 | INTERMEDIATE CARE NURSERY |  | USD |  | Active | UNIVERSITY NEW MEXICO HOSPITAL
95746 | 1477957 | GE HEALTHCARE | MAC 5500 HD | MAC 5500 HD | ELECTROCARDIOGRAPHS/ MULTICHANNEL |  |  | SKJ16199919PA | 2017-01-01 | 2018-01-15 | 12035 | UPC INPATIENT ADULT SERVICES |  | USD |  | Active | UNIVERSITY NEW MEXICO HOSPITAL
95977 | 1478479 | GE HEALTHCARE | MAC 5500 HD | MAC 5500 HD | ELECTROCARDIOGRAPHS/ MULTICHANNEL |  |  | SKJ16220093PA | 2017-05-29 | 2017-10-15 | 71030 | HEART STATION |  | USD |  | Active | UNIVERSITY NEW MEXICO HOSPITAL
95976 | 1478478 | GE HEALTHCARE | MAC 5500 HD | MAC 5500 HD | ELECTROCARDIOGRAPHS/ MULTICHANNEL |  |  | SKJ16220215PA | 2017-05-29 | 2017-10-15 | 71030 | HEART STATION |  | USD |  | Active | UNIVERSITY NEW MEXICO HOSPITAL
95214 | 1478469 | GE HEALTHCARE | MAC 5500 HD | MAC 5500 HD | ELECTROCARDIOGRAPHS/ MULTICHANNEL |  |  | SKJ16209952PA | 2017-05-29 | 2017-11-15 | 32055 | 1209 CLINIC |  | USD |  | Active | UNIVERSITY NEW MEXICO HOSPITAL
80893 | 1096384 | CHATTANOOGA CORP | TRITON MP-1 | TRITON MP-1 | TRACTION UNITS |  |  | CNV | 2017-05-29 | 2018-01-15 | 76015 | REHABILITATION OUTPATIENT 1025 |  | USD |  | Active | UNIVERSITY NEW MEXICO HOSPITAL
101534 | 1448396 | Vivosonic | INTEGRITY | V500 | AUDITORY FUNCTION SCREENING DEVICES |  |  | VN0369 | 2017-05-29 | 2017-11-15 | 76025 | AUDIOLOGY |  | USD |  | Active | UNIVERSITY NEW MEXICO HOSPITAL
ACN 95997 | 1478152 | RADIOMETER AMERICA INC | ABL825 | ABL825 | ANALYZERS/ LABORATORY/ BLOOD GAS |  |  | 754R2223N005 |  | 2017-03-15 | 12460 | PEDIATRIC ICU |  | USD |  | Active | UNIVERSITY NEW MEXICO HOSPITAL
68364 | 1083062 | SHELDON MFG INC | TFO-3 | TFO-3 | OVENS/ LABORATORY | FOUND | FOUND | 02069009 | 2011-09-20 | 2011-09-15 | 71510 | PULMONARY SERVICES |  | USD |  | Active | UNIVERSITY NEW MEXICO HOSPITAL
101403 | 1449534 | POWERVAR INC | ABCE1100-11IEC | ABCE1100-11IEC | POWER SYSTEMS/ UNINTERRUPTIBLE | Found |  | 5411059-0540057 | 2017-04-27 | 2018-01-15 | 95700 | CLINICAL ENGINEERING |  | USD |  | Active | UNIVERSITY NEW MEXICO HOSPITAL
98843 | 1421716 | PARKER LABORATORIES INC | 8203 | 8203 | WARMING UNITS/ GEL | 1206777 |  | 058308BG12 | 2017-02-13 | 2017-02-15 | 21020 | PEDIATRIC EMERGENCY DEPARTMENT |  | USD |  | Active | UNIVERSITY NEW MEXICO HOSPITAL
98844 | 1421717 | PARKER LABORATORIES INC | 8203 | 8203 | WARMING UNITS/ GEL | 1206777 |  | 057308BG12 | 2017-02-13 | 2017-02-15 | 21020 | PEDIATRIC EMERGENCY DEPARTMENT |  | USD |  | Active | UNIVERSITY NEW MEXICO HOSPITAL
73888 | 1084094 | ARMSTRONG MEDICAL INDUSTRIES INC | S-SCORT NEW-DUET (2134B) | S-SCORT NEW-DUET (2134B) | ASPIRATORS | FOUND |  | M13825 | 2017-01-01 | 2018-01-15 | 60400 | CPC ACUTE SERVICES |  | USD |  | Active | UNIVERSITY NEW MEXICO HOSPITAL
70434 | 1084901 | ARMSTRONG MEDICAL INDUSTRIES INC | S-SCORT NEW-DUET (2134B) | S-SCORT NEW-DUET (2134B) | ASPIRATORS | FOUND |  | M13819 | 2017-01-01 | 2018-01-15 | 60400 | CPC ACUTE SERVICES |  | USD |  | Active | UNIVERSITY NEW MEXICO HOSPITAL
70558 | 1085609 | ARMSTRONG MEDICAL INDUSTRIES INC | S-SCORT NEW-DUET (2134B) | S-SCORT NEW-DUET (2134B) | ASPIRATORS |  |  | M17435 | 2016-11-02 | 2017-10-15 | 34110 | WOMEN'S HEALTH CENTER |  | USD |  | Active | UNIVERSITY NEW MEXICO HOSPITAL
70594 | 1096649 | MAICO HEARING INSTRUMENTS INC | ERO-SCAN | ERO-SCAN | AUDITORY FUNCTION SCREENING DEVICES/ NEWBORN | 568279 |  | 1102036 | 2016-10-27 | 2016-11-15 | 76025 | AUDIOLOGY |  | USD | 7930 | Active | UNIVERSITY NEW MEXICO HOSPITAL
NO STICKER | 1439550 | ADVANCED STERILIZATION PRODUCTS A JOHNSON & JOHNSON CO | 21005 | 21005 | STERILIZATION PROCESS INDICATORS |  |  | 0509041492 |  | 2017-03-15 | 15010 | STERILE PROCESSING |  | USD |  | Active | UNIVERSITY NEW MEXICO HOSPITAL
82457 | 1096836 | PATTERSON DENTAL SUPPLY COMPANY | PA12 | PA12 | ULTRASOUND CLEANING SYSTEMS |  |  | 09169-578589 |  | 2013-01-15 | 12480 | CTH REHAB-ORTHO UNIT |  | USD |  | Active | UNIVERSITY NEW MEXICO HOSPITAL
80967 | 1085861 | OR SOLUTIONS INC | ORS- 2038D | ORS- 2038D | WARMING UNITS | 582524 |  | 44805 | 2017-06-06 | 2018-06-15 | 15000 | OPERATING ROOM |  | USD | 0 | Active | UNIVERSITY NEW MEXICO HOSPITAL
ACN 68736 | 1003433 | ARJO HOSPITAL EQUIPMENT INC | MAXI LITE 500 | MAXI LITE 500 | LIFTS/ PATIENT TRANSFER |  |  | KM60-00633 |  | 2017-03-15 | 95700 | CLINICAL ENGINEERING |  | USD |  | Active | UNIVERSITY NEW MEXICO HOSPITAL
68735 | 1003434 | ARJO HOSPITAL EQUIPMENT INC | MAXI LITE 500 | MAXI LITE 500 | LIFTS/ PATIENT TRANSFER |  |  | KM60-00632 |  | 2017-03-15 | 95700 | CLINICAL ENGINEERING |  | USD |  | Active | UNIVERSITY NEW MEXICO HOSPITAL
64073 | 1004762 | ARJO HOSPITAL EQUIPMENT INC | MAXI LITE 500 | MAXI LITE 500 | LIFTS/ PATIENT TRANSFER | FOUND |  | KM60-00441 | 2017-07-14 | 2018-07-15 | 21015 | ED-NORTH |  | USD |  | Active | UNIVERSITY NEW MEXICO HOSPITAL
93234 | 1040624 | RELIANCE MEDICAL PRODUCTS INC | 7800 | 7800 | EXAMINATION/ TREATMENT STANDS/ OPHTHALMIC |  |  | 109803C0313111 | 2017-05-29 | 2017-12-15 | 34610 | OPHTHALMOLOGY ON SITE CLINIC |  | USD |  | Active | UNIVERSITY NEW MEXICO HOSPITAL
101642 | 1447744 | RELIANCE MEDICAL PRODUCTS INC | 7800 | 7800 | EXAMINATION/ TREATMENT STANDS/ OPHTHALMIC |  |  | 780002E0313066 | 2017-05-29 | 2017-12-15 | 34610 | OPHTHALMOLOGY ON SITE CLINIC |  | USD |  | Active | UNIVERSITY NEW MEXICO HOSPITAL
101473 | 1448445 | RELIANCE MEDICAL PRODUCTS INC | 7800 | 7800 | EXAMINATION/ TREATMENT STANDS/ OPHTHALMIC |  |  | 109803C0412065 | 2017-05-29 | 2017-12-15 | 34610 | OPHTHALMOLOGY ON SITE CLINIC |  | USD |  | Active | UNIVERSITY NEW MEXICO HOSPITAL
95320 | 1380332 | RELIANCE MEDICAL PRODUCTS INC | 7800 | 7800 | EXAMINATION/ TREATMENT STANDS/ OPHTHALMIC |  |  | 109803C0216024 | 2017-05-29 | 2017-12-15 | 34610 | OPHTHALMOLOGY ON SITE CLINIC |  | USD |  | Active | UNIVERSITY NEW MEXICO HOSPITAL
83173 | 1162552 | RELIANCE MEDICAL PRODUCTS INC | 7800 | 7800 | EXAMINATION/ TREATMENT STANDS/ OPHTHALMIC | 1015141 |  | 780002d0312064 | 2016-12-01 | 2017-12-15 | 34610 | OPHTHALMOLOGY ON SITE CLINIC |  | USD |  | Active | UNIVERSITY NEW MEXICO HOSPITAL
83177 | 1162555 | RELIANCE MEDICAL PRODUCTS INC | 7800 | 7800 | EXAMINATION/ TREATMENT STANDS/ OPHTHALMIC | 1021897 |  | 780002d0612069 | 2016-12-01 | 2017-12-15 | 34610 | OPHTHALMOLOGY ON SITE CLINIC |  | USD |  | Active | UNIVERSITY NEW MEXICO HOSPITAL
80683 | 1085833 | NELLCOR INC | N-65 | N-65 | OXIMETERS/ PULSE | 571603 | 571603 | 11807942 | 2016-10-28 | 2017-10-15 | 32030 | UNM LOBOCARE CLINIC |  | USD | 505.73 | Active | UNIVERSITY NEW MEXICO HOSPITAL
91824 | 1379569 | TYCO HEALTHCARE GROUP | GENIUS II | GENIUS II | THERMOMETERS/ ELECTRONIC/ INFRARED/ EAR |  |  | N15515897 |  | 2017-04-15 | 12130 | TRAUMA/SURGICAL ICU |  | USD |  | Active | UNIVERSITY NEW MEXICO HOSPITAL
98115 | 1379888 | TYCO HEALTHCARE GROUP | GENIUS II | GENIUS II | THERMOMETERS/ ELECTRONIC/ INFRARED/ EAR | ACNSWAP82856 |  | N16560108 | 2017-04-11 | 2017-04-15 | 12310 | ADULT ONCOLOGY MED/SURG |  | USD |  | Active | UNIVERSITY NEW MEXICO HOSPITAL
95825 | 1478033 | TYCO HEALTHCARE GROUP | GENIUS II | GENIUS II | THERMOMETERS/ ELECTRONIC/ INFRARED/ EAR | 1187215 |  | N15625379 | 2016-10-12 | 2016-10-15 | 12130 | TRAUMA/SURGICAL ICU |  | USD | 150 | Active | UNIVERSITY NEW MEXICO HOSPITAL
101808 | 1449572 - VERIFY | TYCO HEALTHCARE GROUP | GENIUS II | GENIUS II | THERMOMETERS/ ELECTRONIC/ INFRARED/ EAR |  |  | N16612600 |  | 2017-06-15 | 12130 | TRAUMA/SURGICAL ICU |  | USD |  | Active | UNIVERSITY NEW MEXICO HOSPITAL
101807 | 1449571 - VERIFY | TYCO HEALTHCARE GROUP | GENIUS II | GENIUS II | THERMOMETERS/ ELECTRONIC/ INFRARED/ EAR |  |  | N11612606 |  | 2017-06-15 | 12130 | TRAUMA/SURGICAL ICU |  | USD |  | Active | UNIVERSITY NEW MEXICO HOSPITAL
89453 | 1328811 | TYCO HEALTHCARE GROUP | GENIUS II | GENIUS II | THERMOMETERS/ ELECTRONIC/ INFRARED/ EAR |  |  | n13554638 |  | 2017-06-15 | 34110 | WOMEN'S HEALTH CENTER |  | USD |  | Active | UNIVERSITY NEW MEXICO HOSPITAL
89679 | 1328787 - verify | TYCO HEALTHCARE GROUP | GENIUS II | GENIUS II | THERMOMETERS/ ELECTRONIC/ INFRARED/ EAR |  |  | N09057064 |  | 2017-05-15 | 15510 | OSIS PACU |  | USD |  | Active | UNIVERSITY NEW MEXICO HOSPITAL
101558 | 1446737 | TYCO HEALTHCARE GROUP | GENIUS II | GENIUS II | THERMOMETERS/ ELECTRONIC/ INFRARED/ EAR |  |  | N15636191 |  | 2017-05-15 | 34315 | CLINICAL NEUROSCIENCE CENTER |  | USD |  | Active | UNIVERSITY NEW MEXICO HOSPITAL
89799 | 1040587 | TYCO HEALTHCARE GROUP | GENIUS II | GENIUS II | THERMOMETERS/ ELECTRONIC/ INFRARED/ EAR |  |  | N14539975 |  | 2017-05-15 | 34315 | CLINICAL NEUROSCIENCE CENTER |  | USD |  | Active | UNIVERSITY NEW MEXICO HOSPITAL
101554 | 1446726 | TYCO HEALTHCARE GROUP | GENIUS II | GENIUS II | THERMOMETERS/ ELECTRONIC/ INFRARED/ EAR |  |  | N11579194 |  | 2017-05-15 | 34315 | CLINICAL NEUROSCIENCE CENTER |  | USD |  | Active | UNIVERSITY NEW MEXICO HOSPITAL
101512 | 1446705 | TYCO HEALTHCARE GROUP | GENIUS II | GENIUS II | THERMOMETERS/ ELECTRONIC/ INFRARED/ EAR |  |  | N09040632 |  | 2017-05-15 | 75025 | RADIOLOGY - INTERVENTIONAL RAD |  | USD |  | Active | UNIVERSITY NEW MEXICO HOSPITAL
91821 | 1379566 | TYCO HEALTHCARE GROUP | GENIUS II | GENIUS II | THERMOMETERS/ ELECTRONIC/ INFRARED/ EAR |  |  | N15515846 |  | 2017-05-15 | 75010 | RADIOLOGY - CT SCAN |  | USD |  | Active | UNIVERSITY NEW MEXICO HOSPITAL
101861 | 1447749 | TYCO HEALTHCARE GROUP | GENIUS II | GENIUS II | THERMOMETERS/ ELECTRONIC/ INFRARED/ EAR |  |  | N11579230 |  | 2017-09-15 | 34655 | DERMATOLOGY CLINIC 1021 MED |  | USD |  | Active | UNIVERSITY NEW MEXICO HOSPITAL
101540 | 1448430 | TYCO HEALTHCARE GROUP | GENIUS II | GENIUS II | THERMOMETERS/ ELECTRONIC/ INFRARED/ EAR |  |  | N13557263 |  | 2017-05-15 | 34315 | CLINICAL NEUROSCIENCE CENTER |  | USD |  | Active | UNIVERSITY NEW MEXICO HOSPITAL
101465 | 1448429 | TYCO HEALTHCARE GROUP | GENIUS II | GENIUS II | THERMOMETERS/ ELECTRONIC/ INFRARED/ EAR |  |  | N12536039 |  | 2017-05-15 | 34340 | PAIN CLINIC |  | USD |  | Active | UNIVERSITY NEW MEXICO HOSPITAL
91423 | 1040698 | TYCO HEALTHCARE GROUP | GENIUS II | GENIUS II | THERMOMETERS/ ELECTRONIC/ INFRARED/ EAR | FOUND |  | N13519348 |  | 2014-11-15 | 34230 | SURGICAL SPECIALTIES |  | USD |  | Active | UNIVERSITY NEW MEXICO HOSPITAL
91421 | 1040663 | TYCO HEALTHCARE GROUP | GENIUS II | GENIUS II | THERMOMETERS/ ELECTRONIC/ INFRARED/ EAR | FOUND |  | N13519456 | 2014-11-11 | 2014-11-15 | 34230 | SURGICAL SPECIALTIES |  | USD |  | Active | UNIVERSITY NEW MEXICO HOSPITAL
83409 | 1162868 | TYCO HEALTHCARE GROUP | GENIUS II | GENIUS II | THERMOMETERS/ ELECTRONIC/ INFRARED/ EAR | 1020246 |  | N12523161 | 2012-07-03 | 2017-06-15 | 12130 | TRAUMA/SURGICAL ICU |  | USD | 242.46 | Active | UNIVERSITY NEW MEXICO HOSPITAL
| 1085955 | TYCO HEALTHCARE GROUP | GENIUS II | GENIUS II | THERMOMETERS/ ELECTRONIC/ INFRARED/ EAR |  | 547906 | N10517593 |  | 2017-07-15 | 12240 | GENERAL SURGERY (6-S) |  | USD |  | Active | UNIVERSITY NEW MEXICO HOSPITAL
80672 | 1096155 | CHATTANOOGA GROUP DIV ENCORE MEDICAL CORP | INTELECT LEGEND COMBO | 2C | ULTRASOUND THERAPY SYSTEMS/ PHYSICAL THERAPY | 566908 | 566908 | T1585 | 2017-01-01 | 2018-01-15 | 76010 | REHABILITATION SERVICES |  | USD | 10616.85 | Active | UNIVERSITY NEW MEXICO HOSPITAL
101594 | 1447490 | PRECISION MEDICAL INC | PM5300 | PM5300 | OXYGEN-AIR PROPORTIONERS |  |  | BL013522 | 2017-05-29 | 2018-02-15 | 12455 | NEWBORN ICU |  | USD |  | Active | UNIVERSITY NEW MEXICO HOSPITAL
101530 | 1446609 | PRECISION MEDICAL INC | PM5300 | PM5300 | OXYGEN-AIR PROPORTIONERS |  |  | BL013521 |  | 2018-01-15 | 12455 | NEWBORN ICU |  | USD |  | Active | UNIVERSITY NEW MEXICO HOSPITAL
101529 | 1446608 | PRECISION MEDICAL INC | PM5300 | PM5300 | OXYGEN-AIR PROPORTIONERS |  |  | BL013523 | 2017-05-29 | 2018-02-15 | 12455 | NEWBORN ICU |  | USD |  | Active | UNIVERSITY NEW MEXICO HOSPITAL
62821 | 1439828 | PRECISION MEDICAL INC | PM5300 | PM5300 | OXYGEN-AIR PROPORTIONERS | BBRP |  | 004232 | 2017-02-27 | 2018-02-15 | 12455 | NEWBORN ICU |  | USD |  | Reactivated | UNIVERSITY NEW MEXICO HOSPITAL
ACN 101141 | 1439866 | EXERGEN CORP | TAT-5000-RS232 | TAT-5000-RS232 | THERMOMETERS/ ELECTRONIC/ INFRARED |  |  | O5638 |  | 2017-03-15 | 12000 | LABOR AND DELIVERY |  | USD |  | Active | UNIVERSITY NEW MEXICO HOSPITAL
76631 | 1164191 | B BRAUN MEDICAL INC | INFUSOMAT SPACE | 8713050U | INFUSION PUMPS | 110231 | 110231 | 105546 | 2016-03-28 | 2018-03-15 | 95700 | CLINICAL ENGINEERING |  | USD | 2286.63 | Active | UNIVERSITY NEW MEXICO HOSPITAL
101273 | 1440184 | B BRAUN MEDICAL INC | SPACE STATION | 8713140U | RACKS/ MODULE |  |  | CNV | 2016-03-01 | 2018-03-15 | 95700 | CLINICAL ENGINEERING |  | USD |  | Active | UNIVERSITY NEW MEXICO HOSPITAL
101272 | 1440183 | B BRAUN MEDICAL INC | SPACE STATION | 8713140U | RACKS/ MODULE |  |  | 78076 | 2016-03-01 | 2018-03-15 | 95700 | CLINICAL ENGINEERING |  | USD |  | Active | UNIVERSITY NEW MEXICO HOSPITAL
101296 | 1421896 | B BRAUN MEDICAL INC | SPACE STATION | 8713140U | RACKS/ MODULE |  |  | 78075 | 2016-03-01 | 2018-03-15 | 95700 | CLINICAL ENGINEERING |  | USD |  | Active | UNIVERSITY NEW MEXICO HOSPITAL
101297 | 1421897 | B BRAUN MEDICAL INC | SPACE STATION | 8713140U | RACKS/ MODULE |  |  | CNV | 2016-03-01 | 2018-03-15 | 95700 | CLINICAL ENGINEERING |  | USD |  | Active | UNIVERSITY NEW MEXICO HOSPITAL
76100 | 1163600 | B BRAUN MEDICAL INC | SPACE STATION | 8713140U | RACKS/ MODULE |  |  | 8713140U-31335-5053675040 | 2016-03-01 | 2018-03-15 | 95700 | CLINICAL ENGINEERING |  | USD |  | Active | UNIVERSITY NEW MEXICO HOSPITAL
101358 | 1163570 - VERIFY | B BRAUN MEDICAL INC | SPACE STATION | 8713140U | RACKS/ MODULE |  |  | 31399 | 2016-03-01 | 2018-03-15 | 12130 | TRAUMA/SURGICAL ICU |  | USD |  | Active | UNIVERSITY NEW MEXICO HOSPITAL
76098 | 1163598 | B BRAUN MEDICAL INC | SPACE STATION | 8713140U | RACKS/ MODULE |  |  | CNV | 2016-03-01 | 2018-03-15 | 12130 | TRAUMA/SURGICAL ICU |  | USD |  | Active | UNIVERSITY NEW MEXICO HOSPITAL
76075 | 1163573 | B BRAUN MEDICAL INC | SPACE STATION | 8713140U | RACKS/ MODULE |  |  | 31244 | 2016-03-01 | 2018-03-15 | 95700 | CLINICAL ENGINEERING |  | USD |  | Active | UNIVERSITY NEW MEXICO HOSPITAL
76227 | 1163737 | B BRAUN MEDICAL INC | SPACE STATION | 8713140U | RACKS/ MODULE |  |  | CNV | 2016-03-01 | 2018-03-15 | 95700 | CLINICAL ENGINEERING |  | USD |  | Active | UNIVERSITY NEW MEXICO HOSPITAL
76271 | 1163772 | B BRAUN MEDICAL INC | SPACE STATION | 8713140U | RACKS/ MODULE |  |  | 31287 | 2016-03-01 | 2018-03-15 | 12130 | TRAUMA/SURGICAL ICU |  | USD |  | Active | UNIVERSITY NEW MEXICO HOSPITAL
76165 | 1163667 | B BRAUN MEDICAL INC | SPACE STATION | 8713140U | RACKS/ MODULE |  |  | 31403 | 2016-03-01 | 2018-03-15 | 12130 | TRAUMA/SURGICAL ICU |  | USD |  | Active | UNIVERSITY NEW MEXICO HOSPITAL
76208 | 1163718 | B BRAUN MEDICAL INC | SPACE STATION | 8713140U | RACKS/ MODULE |  |  | CNV | 2016-03-01 | 2018-03-15 | 12120 | MEDICAL/CARDIAC ICU |  | USD |  | Active | UNIVERSITY NEW MEXICO HOSPITAL
76265 | 1163766 | B BRAUN MEDICAL INC | SPACE STATION | 8713140U | RACKS/ MODULE |  |  | 31248 | 2016-03-01 | 2018-03-15 | 95700 | CLINICAL ENGINEERING |  | USD |  | Active | UNIVERSITY NEW MEXICO HOSPITAL
ACN 76184 | 1163694 | B BRAUN MEDICAL INC | SPACE STATION | 8713140U | RACKS/ MODULE |  |  | 31177 | 2016-03-01 | 2018-03-15 | 95700 | CLINICAL ENGINEERING |  | USD |  | Active | UNIVERSITY NEW MEXICO HOSPITAL
76020 | 1163515 | B BRAUN MEDICAL INC | SPACE STATION | 8713140U | RACKS/ MODULE |  |  | 31407 | 2016-03-08 | 2018-03-15 | 95700 | CLINICAL ENGINEERING |  | USD |  | Active | UNIVERSITY NEW MEXICO HOSPITAL
76209 | 1163719 | B BRAUN MEDICAL INC | SPACE STATION | 8713140U | RACKS/ MODULE |  |  | 31390 | 2016-03-09 | 2018-03-15 | 95700 | CLINICAL ENGINEERING |  | USD |  | Reactivated | UNIVERSITY NEW MEXICO HOSPITAL
76190 | 1163700 | B BRAUN MEDICAL INC | SPACE STATION | 8713140U | RACKS/ MODULE |  |  | 31183 | 2016-03-07 | 2018-03-15 | 95700 | CLINICAL ENGINEERING |  | USD |  | Active | UNIVERSITY NEW MEXICO HOSPITAL
82334 | 1096625 | B BRAUN MEDICAL INC | SPACE STATION | 8713140U | RACKS/ MODULE |  |  | 33407 | 2016-03-01 | 2018-03-15 | 95700 | CLINICAL ENGINEERING |  | USD |  | Active | UNIVERSITY NEW MEXICO HOSPITAL
76372 | 1163875 | B BRAUN MEDICAL INC | SPACE STATION | 8713140U | RACKS/ MODULE |  |  | 07129 | 2016-07-01 | 2018-03-15 | 95700 | CLINICAL ENGINEERING |  | USD |  | Reactivated | UNIVERSITY NEW MEXICO HOSPITAL
76077 | 1163575 | B BRAUN MEDICAL INC | SPACE STATION | 8713140U | RACKS/ MODULE |  |  | 31241 | 2016-03-01 | 2018-03-15 | 95700 | CLINICAL ENGINEERING |  | USD |  | Active | UNIVERSITY NEW MEXICO HOSPITAL
76383 | 1163982 | B BRAUN MEDICAL INC | SPACE STATION | 8713140U | RACKS/ MODULE |  |  | 07124 | 2016-03-08 | 2018-03-15 | 95700 | CLINICAL ENGINEERING |  | USD |  | Reactivated | UNIVERSITY NEW MEXICO HOSPITAL
76121 | 1163627 | B BRAUN MEDICAL INC | SPACE STATION | 8713140U | RACKS/ MODULE |  |  | 31295 | 2016-03-11 | 2018-03-15 | 95700 | CLINICAL ENGINEERING |  | USD |  | Reactivated | UNIVERSITY NEW MEXICO HOSPITAL
76019 | 1163514 | B BRAUN MEDICAL INC | SPACE STATION | 8713140U | RACKS/ MODULE |  |  | 31415 | 2016-03-04 | 2018-03-15 | 95700 | CLINICAL ENGINEERING |  | USD |  | Active | UNIVERSITY NEW MEXICO HOSPITAL
76285 | 1163786 | B BRAUN MEDICAL INC | SPACE STATION | 8713140U | RACKS/ MODULE |  |  | 31219 | 2016-03-01 | 2018-03-15 | 95700 | CLINICAL ENGINEERING |  | USD |  | Active | UNIVERSITY NEW MEXICO HOSPITAL
76037 | 1163526 | B BRAUN MEDICAL INC | SPACE STATION | 8713140U | RACKS/ MODULE |  |  | 31419 | 2016-03-02 | 2018-03-15 | 95700 | CLINICAL ENGINEERING |  | USD |  | Active | UNIVERSITY NEW MEXICO HOSPITAL
76021 | 1163516 | B BRAUN MEDICAL INC | SPACE STATION | 8713140U | RACKS/ MODULE |  |  | 31411 | 2016-03-08 | 2018-03-15 | 95700 | CLINICAL ENGINEERING |  | USD |  | Active | UNIVERSITY NEW MEXICO HOSPITAL
76287 | 1163788 | B BRAUN MEDICAL INC | SPACE STATION | 8713140U | RACKS/ MODULE |  |  | 31155 | 2016-03-01 | 2018-03-15 | 95700 | CLINICAL ENGINEERING |  | USD |  | Active | UNIVERSITY NEW MEXICO HOSPITAL
76025 | 1163520 | B BRAUN MEDICAL INC | SPACE STATION | 8713140U | RACKS/ MODULE |  |  | 31340 | 2016-03-04 | 2018-03-15 | 95700 | CLINICAL ENGINEERING |  | USD |  | Active | UNIVERSITY NEW MEXICO HOSPITAL
76026 | 1163521 | B BRAUN MEDICAL INC | SPACE STATION | 8713140U | RACKS/ MODULE |  |  | 31345 | 2016-03-31 | 2018-03-15 | 95700 | CLINICAL ENGINEERING |  | USD |  | Active | UNIVERSITY NEW MEXICO HOSPITAL
76255 | 1163756 | B BRAUN MEDICAL INC | SPACE STATION | 8713140U | RACKS/ MODULE |  |  | 31141 | 2016-03-31 | 2018-03-15 | 95700 | CLINICAL ENGINEERING |  | USD |  | Active | UNIVERSITY NEW MEXICO HOSPITAL
76336 | 1163846 | B BRAUN MEDICAL INC | SPACE STATION | 8713140U | RACKS/ MODULE |  |  | 31372 | 2016-03-08 | 2018-03-15 | 95700 | CLINICAL ENGINEERING |  | USD |  | Active | UNIVERSITY NEW MEXICO HOSPITAL
76248 | 1163749 | B BRAUN MEDICAL INC | SPACE STATION | 8713140U | RACKS/ MODULE |  |  | 31382 | 2016-03-04 | 2018-03-15 | 95700 | CLINICAL ENGINEERING |  | USD |  | Active | UNIVERSITY NEW MEXICO HOSPITAL
76047 | 1163549 | B BRAUN MEDICAL INC | SPACE STATION | 8713140U | RACKS/ MODULE |  |  | 31418 | 2016-03-01 | 2018-03-15 | 95700 | CLINICAL ENGINEERING |  | USD |  | Active | UNIVERSITY NEW MEXICO HOSPITAL
76033 | 1163541 | B BRAUN MEDICAL INC | SPACE STATION | 8713140U | RACKS/ MODULE |  |  | 31410 | 2016-03-01 | 2018-03-15 | 95700 | CLINICAL ENGINEERING |  | USD |  | Active | UNIVERSITY NEW MEXICO HOSPITAL
76140 | 1163635 | B BRAUN MEDICAL INC | SPACE STATION | 8713140U | RACKS/ MODULE |  |  | 31208 | 2016-03-10 | 2018-03-15 | 95700 | CLINICAL ENGINEERING |  | USD |  | Active | UNIVERSITY NEW MEXICO HOSPITAL
76076 | 1163574 | B BRAUN MEDICAL INC | SPACE STATION | 8713140U | RACKS/ MODULE |  |  | 31240 | 2016-03-04 | 2018-03-15 | 95700 | CLINICAL ENGINEERING |  | USD |  | Active | UNIVERSITY NEW MEXICO HOSPITAL
76136 | 1163641 | B BRAUN MEDICAL INC | SPACE STATION | 8713140U | RACKS/ MODULE |  |  | 31243 | 2016-03-01 | 2018-03-15 | 95700 | CLINICAL ENGINEERING |  | USD |  | Active | UNIVERSITY NEW MEXICO HOSPITAL
76249 | 1163750 | B BRAUN MEDICAL INC | SPACE STATION | 8713140U | RACKS/ MODULE |  |  | 31354 | 2016-03-09 | 2018-03-15 | 95700 | CLINICAL ENGINEERING |  | USD |  | Active | UNIVERSITY NEW MEXICO HOSPITAL
76308 | 1163809 | B BRAUN MEDICAL INC | SPACE STATION | 8713140U | RACKS/ MODULE |  |  | 31159 | 2016-04-07 | 2018-03-15 | 95700 | CLINICAL ENGINEERING |  | USD |  | Active | UNIVERSITY NEW MEXICO HOSPITAL
80899 | 1085841 | WELCH ALLYN INC | GS300 | GS300 | LIGHTS/ EXAMINATION | 572379 | 572379 | 0 | 2011-08-02 | 2011-10-15 | 32045 | SOUTHWEST MESA CLINIC |  | USD | 1039.34 | Active | UNIVERSITY NEW MEXICO HOSPITAL
80898 | 1085840 | WELCH ALLYN INC | GS300 | GS300 | LIGHTS/ EXAMINATION | 572379 | 572379 | 572379 | 2011-08-02 | 2011-10-15 | 32045 | SOUTHWEST MESA CLINIC |  | USD | 1039.34 | Active | UNIVERSITY NEW MEXICO HOSPITAL
67832 | 1141708 | BERCHTOLD CORP | CHROMOPHARE D300 | CHROMOPHARE D300 | LIGHTS/ SURGICAL |  |  | M24620 |  | 2017-06-15 | 32040 | NE HEIGHTS CLINIC |  | USD |  | Active | UNIVERSITY NEW MEXICO HOSPITAL
ACN 95302 | 1478433 | PHILIPS HEALTHCARE | TRILOGY 202 | 202 | VENTILATORS |  |  | CNV | 2016-09-01 | 2017-09-15 | 12460 | PEDIATRIC ICU |  | USD |  | Active | UNIVERSITY NEW MEXICO HOSPITAL
ACN 95301 | 1478432 | PHILIPS HEALTHCARE | TRILOGY 202 | 202 | VENTILATORS |  |  | CNV | 2016-09-01 | 2017-09-15 | 12410 | PEDIATRIC SPECIALTY CARE |  | USD |  | Active | UNIVERSITY NEW MEXICO HOSPITAL
95856 | 1478066 | KARL STORZ ENDOSCOPY-AMERICA INC | IMAGE1 H3-LINK | TC300 | VIDEO SYSTEMS/ ENDOSCOPIC |  |  | ST749316-P | 2017-04-27 | 2018-04-15 | 15000 | OPERATING ROOM |  | USD |  | Active | UNIVERSITY NEW MEXICO HOSPITAL
93143 | 1478082 | KARL STORZ ENDOSCOPY-AMERICA INC | IMAGE1 H3-LINK | TC300 | VIDEO SYSTEMS/ ENDOSCOPIC |  |  | CNV | 2017-06-28 | 2018-06-15 | 15000 | OPERATING ROOM |  | USD |  | Active | UNIVERSITY NEW MEXICO HOSPITAL
95858 | 1478068 | KARL STORZ ENDOSCOPY-AMERICA INC | IMAGE1 H3-LINK | TC300 | VIDEO SYSTEMS/ ENDOSCOPIC |  |  | PT746947-P | 2017-04-27 | 2018-04-15 | 15005 | OPERATING ROOM - BBRP |  | USD |  | Active | UNIVERSITY NEW MEXICO HOSPITAL
95841 | 1478062 | KARL STORZ ENDOSCOPY-AMERICA INC | IMAGE1 H3-LINK | TC300 | VIDEO SYSTEMS/ ENDOSCOPIC |  |  | ST749336-P | 2017-06-30 | 2018-06-15 | 15000 | OPERATING ROOM |  | USD |  | Active | UNIVERSITY NEW MEXICO HOSPITAL
95846 | 1478058 | KARL STORZ ENDOSCOPY-AMERICA INC | IMAGE1 H3-LINK | TC300 | VIDEO SYSTEMS/ ENDOSCOPIC |  |  | ST749334-P | 2017-06-29 | 2018-06-15 | 15000 | OPERATING ROOM |  | USD |  | Active | UNIVERSITY NEW MEXICO HOSPITAL
95850 | 1478072 | KARL STORZ ENDOSCOPY-AMERICA INC | IMAGE1 H3-LINK | TC300 | VIDEO SYSTEMS/ ENDOSCOPIC |  |  | ST749368-P | 2017-06-22 | 2018-06-15 | 15000 | OPERATING ROOM |  | USD |  | Active | UNIVERSITY NEW MEXICO HOSPITAL
93145 | 1478084 | KARL STORZ ENDOSCOPY-AMERICA INC | IMAGE1 H3-LINK | TC300 | VIDEO SYSTEMS/ ENDOSCOPIC |  |  | PT746956-P | 2017-04-27 | 2018-04-15 | 15000 | OPERATING ROOM |  | USD |  | Active | UNIVERSITY NEW MEXICO HOSPITAL
95852 | 1478074 | KARL STORZ ENDOSCOPY-AMERICA INC | IMAGE1 H3-LINK | TC300 | VIDEO SYSTEMS/ ENDOSCOPIC |  |  | ST749328-P | 2017-06-22 | 2018-06-15 | 15000 | OPERATING ROOM |  | USD |  | Active | UNIVERSITY NEW MEXICO HOSPITAL
95835 | 1478046 | KARL STORZ ENDOSCOPY-AMERICA INC | IMAGE1 H3-LINK | TC300 | VIDEO SYSTEMS/ ENDOSCOPIC |  |  | PT746955-P | 2017-04-27 | 2018-04-15 | 15000 | OPERATING ROOM |  | USD |  | Active | UNIVERSITY NEW MEXICO HOSPITAL
93141 | 1478080 | KARL STORZ ENDOSCOPY-AMERICA INC | IMAGE1 H3-LINK | TC300 | VIDEO SYSTEMS/ ENDOSCOPIC |  |  | PT746888-P | 2017-06-29 | 2018-06-15 | 15000 | OPERATING ROOM |  | USD |  | Active | UNIVERSITY NEW MEXICO HOSPITAL
95837 | 1478048 | KARL STORZ ENDOSCOPY-AMERICA INC | IMAGE1 H3-LINK | TC300 | VIDEO SYSTEMS/ ENDOSCOPIC |  |  | ST749331-P | 2017-06-29 | 2018-06-15 | 15000 | OPERATING ROOM |  | USD |  | Active | UNIVERSITY NEW MEXICO HOSPITAL
95116 | 1478086 | KARL STORZ ENDOSCOPY-AMERICA INC | IMAGE1 H3-LINK | TC300 | VIDEO SYSTEMS/ ENDOSCOPIC |  |  | PT746936-P | 2017-06-29 | 2018-06-15 | 15000 | OPERATING ROOM |  | USD |  | Active | UNIVERSITY NEW MEXICO HOSPITAL
89243 | 1478076 | KARL STORZ ENDOSCOPY-AMERICA INC | IMAGE1 H3-LINK | TC300 | VIDEO SYSTEMS/ ENDOSCOPIC |  |  | ST749340-P | 2017-06-28 | 2018-06-15 | 15000 | OPERATING ROOM |  | USD |  | Active | UNIVERSITY NEW MEXICO HOSPITAL
93135 | 1478078 | KARL STORZ ENDOSCOPY-AMERICA INC | IMAGE1 H3-LINK | TC300 | VIDEO SYSTEMS/ ENDOSCOPIC |  |  | ST749365-P | 2017-06-08 | 2018-06-15 | 15000 | OPERATING ROOM |  | USD |  | Active | UNIVERSITY NEW MEXICO HOSPITAL
95854 | 1478064 | KARL STORZ ENDOSCOPY-AMERICA INC | IMAGE1 H3-LINK | TC300 | VIDEO SYSTEMS/ ENDOSCOPIC |  |  | CNV | 2017-06-28 | 2018-06-15 | 15000 | OPERATING ROOM |  | USD |  | Active | UNIVERSITY NEW MEXICO HOSPITAL
95860 | 1478050 | KARL STORZ ENDOSCOPY-AMERICA INC | IMAGE1 H3-LINK | TC300 | VIDEO SYSTEMS/ ENDOSCOPIC | 1180456-0-CAP |  | ST749339P | 2017-04-27 | 2018-04-15 | 15005 | OPERATING ROOM - BBRP |  | USD |  | Active | UNIVERSITY NEW MEXICO HOSPITAL
95842 | 1478054 | KARL STORZ ENDOSCOPY-AMERICA INC | IMAGE1 H3-LINK | TC300 | VIDEO SYSTEMS/ ENDOSCOPIC | 1180456-0-CAP |  | ST749320-P | 2017-04-27 | 2018-04-15 | 15005 | OPERATING ROOM - BBRP |  | USD |  | Active | UNIVERSITY NEW MEXICO HOSPITAL
ACN 95848 | 1478070 | KARL STORZ ENDOSCOPY-AMERICA INC | IMAGE1 H3-LINK | TC300 | VIDEO SYSTEMS/ ENDOSCOPIC | 1180456-0-CAP |  | PT746914-P | 2017-03-10 | 2017-10-15 | 15005 | OPERATING ROOM - BBRP |  | USD |  | Active | UNIVERSITY NEW MEXICO HOSPITAL
ACN 95844 | 1478056 | KARL STORZ ENDOSCOPY-AMERICA INC | IMAGE1 H3-LINK | TC300 | VIDEO SYSTEMS/ ENDOSCOPIC | 1180456-0-CAP |  | PT746883-P | 2017-03-10 | 2017-10-15 | 15005 | OPERATING ROOM - BBRP |  | USD |  | Active | UNIVERSITY NEW MEXICO HOSPITAL
ACN 95863 | 1478052 | KARL STORZ ENDOSCOPY-AMERICA INC | IMAGE1 H3-LINK | TC300 | VIDEO SYSTEMS/ ENDOSCOPIC | 1180456-0-CAP |  | PT746886-P | 2017-03-10 | 2017-10-15 | 15005 | OPERATING ROOM - BBRP |  | USD |  | Active | UNIVERSITY NEW MEXICO HOSPITAL
95839 | 1478060 | KARL STORZ ENDOSCOPY-AMERICA INC | IMAGE1 H3-LINK | TC300 | VIDEO SYSTEMS/ ENDOSCOPIC | 1180456-0-CAP |  | ST749360-P | 2017-05-31 | 2018-05-15 | 15000 | OPERATING ROOM |  | USD |  | Active | UNIVERSITY NEW MEXICO HOSPITAL
93189 | 1040996 | HOVERTECH INTERNATIONAL | HTAIR1200-A | HTAIR1200-A | PUMPS/ AIR MATTRESS |  |  | 2FT094583 |  | 2017-04-15 | 15000 | OPERATING ROOM |  | USD |  | Active | UNIVERSITY NEW MEXICO HOSPITAL
93188 | 1040995 | HOVERTECH INTERNATIONAL | HTAIR1200-A | HTAIR1200-A | PUMPS/ AIR MATTRESS |  |  | 2FT094605 |  | 2017-04-15 | 15000 | OPERATING ROOM |  | USD |  | Active | UNIVERSITY NEW MEXICO HOSPITAL
93190 | 1040997 | HOVERTECH INTERNATIONAL | HTAIR1200-A | HTAIR1200-A | PUMPS/ AIR MATTRESS |  |  | SN2F094590 |  | 2017-03-15 | 95700 | CLINICAL ENGINEERING |  | USD |  | Active | UNIVERSITY NEW MEXICO HOSPITAL
95855 | 1478065 | KARL STORZ ENDOSCOPY-AMERICA INC | IMAGE1 S CONNECT | TC 200 EN | VIDEO IMAGE PROCESSORS/ ENDOSCOPIC | 1180456-0-CAP |  | RT747398-P |  | 2017-04-15 | 15005 | OPERATING ROOM - BBRP |  | USD |  | Active | UNIVERSITY NEW MEXICO HOSPITAL
93142 | 1478081 | KARL STORZ ENDOSCOPY-AMERICA INC | IMAGE1 S CONNECT | TC 200 EN | VIDEO IMAGE PROCESSORS/ ENDOSCOPIC | 1180456-0-CAP |  | RT747229-P |  | 2017-04-15 | 15000 | OPERATING ROOM |  | USD |  | Active | UNIVERSITY NEW MEXICO HOSPITAL
95857 | 1478067 | KARL STORZ ENDOSCOPY-AMERICA INC | IMAGE1 S CONNECT | TC 200 EN | VIDEO IMAGE PROCESSORS/ ENDOSCOPIC | 1180456-0-CAP |  | RT747234-P |  | 2017-04-15 | 15005 | OPERATING ROOM - BBRP |  | USD |  | Active | UNIVERSITY NEW MEXICO HOSPITAL
95840 | 1478061 | KARL STORZ ENDOSCOPY-AMERICA INC | IMAGE1 S CONNECT | TC 200 EN | VIDEO IMAGE PROCESSORS/ ENDOSCOPIC | 1180456-0-CAP |  | RT747400-P |  | 2017-04-15 | 15000 | OPERATING ROOM |  | USD |  | Active | UNIVERSITY NEW MEXICO HOSPITAL
95845 | 1478057 | KARL STORZ ENDOSCOPY-AMERICA INC | IMAGE1 S CONNECT | TC 200 EN | VIDEO IMAGE PROCESSORS/ ENDOSCOPIC | 1180456-0-CAP |  | RT747237-P |  | 2017-04-15 | 15000 | OPERATING ROOM |  | USD |  | Active | UNIVERSITY NEW MEXICO HOSPITAL
95849 | 1478071 | KARL STORZ ENDOSCOPY-AMERICA INC | IMAGE1 S CONNECT | TC 200 EN | VIDEO IMAGE PROCESSORS/ ENDOSCOPIC | 1180456-0-CAP |  | CNV |  | 2017-04-15 | 15000 | OPERATING ROOM |  | USD |  | Active | UNIVERSITY NEW MEXICO HOSPITAL
93144 | 1478083 | KARL STORZ ENDOSCOPY-AMERICA INC | IMAGE1 S CONNECT | TC 200 EN | VIDEO IMAGE PROCESSORS/ ENDOSCOPIC | 1180456-0-CAP |  | RT747403-P |  | 2017-04-15 | 15000 | OPERATING ROOM |  | USD |  | Active | UNIVERSITY NEW MEXICO HOSPITAL
95851 | 1478073 | KARL STORZ ENDOSCOPY-AMERICA INC | IMAGE1 S CONNECT | TC 200 EN | VIDEO IMAGE PROCESSORS/ ENDOSCOPIC | 1180456-0-CAP |  | RT747392-P |  | 2017-04-15 | 15000 | OPERATING ROOM |  | USD |  | Active | UNIVERSITY NEW MEXICO HOSPITAL
95834 | 1478045 | KARL STORZ ENDOSCOPY-AMERICA INC | IMAGE1 S CONNECT | TC 200 EN | VIDEO IMAGE PROCESSORS/ ENDOSCOPIC | 1180456-0-CAP |  | RT747412-P |  | 2017-04-15 | 15000 | OPERATING ROOM |  | USD |  | Active | UNIVERSITY NEW MEXICO HOSPITAL
93140 | 1478079 | KARL STORZ ENDOSCOPY-AMERICA INC | IMAGE1 S CONNECT | TC 200 EN | VIDEO IMAGE PROCESSORS/ ENDOSCOPIC | 1180456-0-CAP |  | RT747411-P |  | 2017-04-15 | 15000 | OPERATING ROOM |  | USD |  | Active | UNIVERSITY NEW MEXICO HOSPITAL
95836 | 1478047 | KARL STORZ ENDOSCOPY-AMERICA INC | IMAGE1 S CONNECT | TC 200 EN | VIDEO IMAGE PROCESSORS/ ENDOSCOPIC | 1180456-0-CAP |  | RT747386-P |  | 2017-04-15 | 15000 | OPERATING ROOM |  | USD |  | Active | UNIVERSITY NEW MEXICO HOSPITAL
93146 | 1478085 | KARL STORZ ENDOSCOPY-AMERICA INC | IMAGE1 S CONNECT | TC 200 EN | VIDEO IMAGE PROCESSORS/ ENDOSCOPIC | 1180456-0-CAP |  | RT747389-P |  | 2017-04-15 | 15000 | OPERATING ROOM |  | USD |  | Active | UNIVERSITY NEW MEXICO HOSPITAL
89242 | 1478075 | KARL STORZ ENDOSCOPY-AMERICA INC | IMAGE1 S CONNECT | TC 200 EN | VIDEO IMAGE PROCESSORS/ ENDOSCOPIC | 1180456-0-CAP |  | RT747253-P |  | 2017-04-15 | 15000 | OPERATING ROOM |  | USD |  | Active | UNIVERSITY NEW MEXICO HOSPITAL
93134 | 1478077 | KARL STORZ ENDOSCOPY-AMERICA INC | IMAGE1 S CONNECT | TC 200 EN | VIDEO IMAGE PROCESSORS/ ENDOSCOPIC | 1180456-0-CAP |  | RT747406-P |  | 2017-04-15 | 15000 | OPERATING ROOM |  | USD |  | Active | UNIVERSITY NEW MEXICO HOSPITAL
95853 | 1478063 | KARL STORZ ENDOSCOPY-AMERICA INC | IMAGE1 S CONNECT | TC 200 EN | VIDEO IMAGE PROCESSORS/ ENDOSCOPIC | 1180456-0-CAP |  | CNV |  | 2017-04-15 | 15000 | OPERATING ROOM |  | USD |  | Active | UNIVERSITY NEW MEXICO HOSPITAL
95859 | 1478069 | KARL STORZ ENDOSCOPY-AMERICA INC | IMAGE1 S CONNECT | TC 200 EN | VIDEO IMAGE PROCESSORS/ ENDOSCOPIC | 1180456-0-CAP |  | RT747402-P |  | 2017-04-15 | 15005 | OPERATING ROOM - BBRP |  | USD |  | Active | UNIVERSITY NEW MEXICO HOSPITAL
95862 | 1478053 | KARL STORZ ENDOSCOPY-AMERICA INC | IMAGE1 S CONNECT | TC 200 EN | VIDEO IMAGE PROCESSORS/ ENDOSCOPIC | 1180456-0-CAP |  | RT747261-P |  | 2017-04-15 | 15005 | OPERATING ROOM - BBRP |  | USD |  | Active | UNIVERSITY NEW MEXICO HOSPITAL
ACN 95847 | 1478059 | KARL STORZ ENDOSCOPY-AMERICA INC | IMAGE1 S CONNECT | TC 200 EN | VIDEO IMAGE PROCESSORS/ ENDOSCOPIC | 1180456-0-CAP |  | RT747408-P |  | 2017-03-15 | 15005 | OPERATING ROOM - BBRP |  | USD |  | Active | UNIVERSITY NEW MEXICO HOSPITAL
ACN 95843 | 1478055 | KARL STORZ ENDOSCOPY-AMERICA INC | IMAGE1 S CONNECT | TC 200 EN | VIDEO IMAGE PROCESSORS/ ENDOSCOPIC | 1180456-0-CAP |  | RT747242-P |  | 2017-03-15 | 15005 | OPERATING ROOM - BBRP |  | USD |  | Active | UNIVERSITY NEW MEXICO HOSPITAL
ACN 95861 | 1478051 | KARL STORZ ENDOSCOPY-AMERICA INC | IMAGE1 S CONNECT | TC 200 EN | VIDEO IMAGE PROCESSORS/ ENDOSCOPIC | 1180456-0-CAP |  | RT747395-P |  | 2017-03-15 | 15005 | OPERATING ROOM - BBRP |  | USD |  | Active | UNIVERSITY NEW MEXICO HOSPITAL
95838 | 1478049 | KARL STORZ ENDOSCOPY-AMERICA INC | IMAGE1 S CONNECT | TC 200 EN | VIDEO IMAGE PROCESSORS/ ENDOSCOPIC | 1180456-0-CAP |  | RT747393-P |  | 2017-05-15 | 15000 | OPERATING ROOM |  | USD |  | Active | UNIVERSITY NEW MEXICO HOSPITAL
93259 | 1040615 | EXERGEN CORP | TAT-2000 | TAT-2000 | THERMOMETERS/ ELECTRONIC/ INFRARED |  |  | CNV |  | 2017-06-15 | 54080 | UNMMG - TRUMAN ST. CLINIC |  | USD |  | Active | UNIVERSITY NEW MEXICO HOSPITAL
93774 | 1380300 | EXERGEN CORP | TAT-2000 | TAT-2000 | THERMOMETERS/ ELECTRONIC/ INFRARED |  |  | CNV |  | 2017-06-15 | 54080 | UNMMG - TRUMAN ST. CLINIC |  | USD |  | Active | UNIVERSITY NEW MEXICO HOSPITAL
101168 | 1422402 | INSTRUMENTATION LABORATORY CO | GEM PREMIER 4000 | GEM PREMIER 4000 | ANALYZERS/ LABORATORY/ HEMATOLOGY |  |  | 12055417 |  | 2017-05-15 | 74070 | LAB - BLOOD BANK |  | USD |  | Active | UNIVERSITY NEW MEXICO HOSPITAL
95671 | 1477893 | MIDMARK CORP | 640 (640-001) | 640 (640-001) | TABLES/ EXAMINATION/TREATMENT | found |  | v1763202 | 2017-04-01 | 2017-10-15 | 32040 | NE HEIGHTS CLINIC |  | USD |  | Active | UNIVERSITY NEW MEXICO HOSPITAL
95821 | 1478029 | MIDMARK CORP | 640 (640-001) | 640 (640-001) | TABLES/ EXAMINATION/TREATMENT | FOUND |  | 08080186 | 2017-01-25 | 2017-07-15 | 34150 | PEDIATRICS CLINIC |  | USD |  | Active | UNIVERSITY NEW MEXICO HOSPITAL
95139 | 1478291 | OLYMPUS AMERICA INC | UCR | UCR | INSUFFLATORS |  |  | CNV | 2017-05-29 | 2017-10-15 | 70020 | ENDOSCOPY CENTER |  | USD |  | Active | UNIVERSITY NEW MEXICO HOSPITAL
101538 | 1448417 | OLYMPUS AMERICA INC | UCR | UCR | INSUFFLATORS |  |  | 7524701 | 2017-05-29 | 2017-10-15 | 70020 | ENDOSCOPY CENTER |  | USD |  | Active | UNIVERSITY NEW MEXICO HOSPITAL
82260 | 1096495 | KARL STORZ ENDOSCOPY-AMERICA INC | 26430520 | 26430520 | INSUFFLATORS | FOUND |  | TY0672397 | 2017-06-07 | 2017-12-15 | 15000 | OPERATING ROOM |  | USD |  | Active | UNIVERSITY NEW MEXICO HOSPITAL
82310 | 1162329 | HILL-ROM INC | SPOT VITAL SIGNS | 420 | MONITORING SYSTEMS/ PHYSIOLOGIC | FOUND |  | 201103669 | 2016-07-18 | 2017-07-15 | 9025 | CLINICAL AND TRANSLATIONAL SCIENCE CENTER (07) |  | USD |  | Active | UNIVERSITY NEW MEXICO HOSPITAL
82647 | 1161894 | HILL-ROM INC | SPOT VITAL SIGNS | 420 | MONITORING SYSTEMS/ PHYSIOLOGIC | FOUND |  | 201103936 | 2016-07-18 | 2017-07-15 | 9025 | CLINICAL AND TRANSLATIONAL SCIENCE CENTER (07) |  | USD |  | Active | UNIVERSITY NEW MEXICO HOSPITAL
64260 | 1142134 | SCALE-TRONIX INC | 5002 | 5002 | SCALES/ PATIENT/ PLATFORM/ ELECTRONIC |  |  | 5002-20969 | 2017-04-24 | 2018-04-15 | 12310 | ADULT ONCOLOGY MED/SURG |  | USD |  | Active | UNIVERSITY NEW MEXICO HOSPITAL
95303 | 1478434 | SCALE-TRONIX INC | 5002 | 5002 | SCALES/ PATIENT/ PLATFORM/ ELECTRONIC |  |  | 5002-36771 | 2016-10-01 | 2017-10-15 | 12210 | CORONARY CARE SUBACUTE |  | USD |  | Active | UNIVERSITY NEW MEXICO HOSPITAL
91384 | 1380330 | SCALE-TRONIX INC | 5002 | 5002 | SCALES/ PATIENT/ PLATFORM/ ELECTRONIC |  |  | 35561 | 2017-07-11 | 2018-07-15 | 21015 | ED-NORTH |  | USD |  | Active | UNIVERSITY NEW MEXICO HOSPITAL
64266 | 31085663 | SCALE-TRONIX INC | 5002 | 5002 | SCALES/ PATIENT/ PLATFORM/ ELECTRONIC |  |  | 5002-20962 | 2017-04-05 | 2018-04-15 | 12430 | GENERAL PEDIATRICS UNIT |  | USD |  | Active | UNIVERSITY NEW MEXICO HOSPITAL
101198 | 1422483 | NIHON KOHDEN (AMERICA) INC | QI-122A | QI-122A | MICROELECTRODE AMPLIFIERS |  |  | 00745 |  | 2017-04-15 | 12360 | NEUROSCIENCE |  | USD |  | Active | UNIVERSITY NEW MEXICO HOSPITAL
93267 | 1379849 | NIHON KOHDEN (AMERICA) INC | QI-122A | QI-122A | MICROELECTRODE AMPLIFIERS |  |  | 00743 |  | 2017-04-15 | 12360 | NEUROSCIENCE |  | USD |  | Active | UNIVERSITY NEW MEXICO HOSPITAL
101250 | 1422268 | NIHON KOHDEN (AMERICA) INC | QI-122A | QI-122A | MICROELECTRODE AMPLIFIERS |  |  | 8000744 |  | 2017-04-15 | 12360 | NEUROSCIENCE |  | USD |  | Active | UNIVERSITY NEW MEXICO HOSPITAL
101254 | 1440400 | NIHON KOHDEN (AMERICA) INC | QI-122A | QI-122A | MICROELECTRODE AMPLIFIERS |  |  | 00758 |  | 2017-04-15 | 12360 | NEUROSCIENCE |  | USD |  | Active | UNIVERSITY NEW MEXICO HOSPITAL
101578 | 1446750 | NIHON KOHDEN (AMERICA) INC | QI-122A | QI-122A | MICROELECTRODE AMPLIFIERS |  |  | 00554 |  | 2017-05-15 | 34315 | CLINICAL NEUROSCIENCE CENTER |  | USD |  | Active | UNIVERSITY NEW MEXICO HOSPITAL
70361 | 1083335 | SMITH & NEPHEW INC | ELECTROTHERMAL 20S SPINE SYSTEM | ELECTROTHERMAL 20S S | NERVE LOCATORS | FOUND |  | 997510145 | 2017-06-06 | 2018-06-15 | 15000 | OPERATING ROOM |  | USD |  | Active | UNIVERSITY NEW MEXICO HOSPITAL
80316 | 1085797 | COOPER SURGICAL INC | LEEP SYSTEM 1000 | LEEP SYSTEM 1000 | ELECTROSURGICAL UNITS | FOUND |  | 1012I-4611 | 2017-04-26 | 2017-10-15 | 34110 | WOMEN'S HEALTH CENTER |  | USD |  | Active | UNIVERSITY NEW MEXICO HOSPITAL
101765 | 1447209 | HAAG-STREIT SERVICE INC | BM 900 | BM 900 | SLIT LAMPS |  |  | 01704 |  | 2017-06-15 | 34620 | OPHTHALMOLOGY OFF SITE CLINIC |  | USD |  | Active | UNIVERSITY NEW MEXICO HOSPITAL
101766 | 14487208 | HAAG-STREIT SERVICE INC | BM 900 | BM 900 | SLIT LAMPS |  |  | 01708 |  | 2017-06-15 | 34620 | OPHTHALMOLOGY OFF SITE CLINIC |  | USD |  | Active | UNIVERSITY NEW MEXICO HOSPITAL
101767 | 1447207 | HAAG-STREIT SERVICE INC | BM 900 | BM 900 | SLIT LAMPS |  |  | 01700 |  | 2017-06-15 | 34620 | OPHTHALMOLOGY OFF SITE CLINIC |  | USD |  | Active | UNIVERSITY NEW MEXICO HOSPITAL
84469 | 1198909 | HAAG-STREIT SERVICE INC | BM 900 | BM 900 | SLIT LAMPS |  |  | 08824 | 2016-12-01 | 2015-01-15 | 34610 | OPHTHALMOLOGY ON SITE CLINIC |  | USD |  | Active | UNIVERSITY NEW MEXICO HOSPITAL
82472 | 1096859 | VIASYS HEALTHCARE INC | VMAX ENCORE 20 | VMAX ENCORE 20 | ANALYZERS/ PHYSIOLOGIC/ PULMONARY FUNCTION | FOUND |  | PPA000005-A | 2016-07-18 | 2017-07-15 | 9025 | CLINICAL AND TRANSLATIONAL SCIENCE CENTER (07) |  | USD |  | Active | UNIVERSITY NEW MEXICO HOSPITAL
101621 | 1448293 | MIDMARK CORP | RITTER 204 (204-001) | RITTER 204 (204-001) | TABLES/ EXAMINATION/TREATMENT |  |  | V673245 |  | 2017-06-15 | 54080 | UNMMG - TRUMAN ST. CLINIC |  | USD |  | Active | UNIVERSITY NEW MEXICO HOSPITAL
95242 | 1478337 | MIDMARK CORP | RITTER 204 (204-001) | RITTER 204 (204-001) | TABLES/ EXAMINATION/TREATMENT |  |  | CNV |  | 2017-06-15 | 54080 | UNMMG - TRUMAN ST. CLINIC |  | USD |  | Active | UNIVERSITY NEW MEXICO HOSPITAL
95241 | 1478336 | MIDMARK CORP | RITTER 204 (204-001) | RITTER 204 (204-001) | TABLES/ EXAMINATION/TREATMENT |  |  | CNV |  | 2017-06-15 | 54080 | UNMMG - TRUMAN ST. CLINIC |  | USD |  | Active | UNIVERSITY NEW MEXICO HOSPITAL
95240 | 1478335 | MIDMARK CORP | RITTER 204 (204-001) | RITTER 204 (204-001) | TABLES/ EXAMINATION/TREATMENT |  |  | CNV |  | 2017-06-15 | 54080 | UNMMG - TRUMAN ST. CLINIC |  | USD |  | Active | UNIVERSITY NEW MEXICO HOSPITAL
95239 | 1478334 | MIDMARK CORP | RITTER 204 (204-001) | RITTER 204 (204-001) | TABLES/ EXAMINATION/TREATMENT |  |  | V1661856 |  | 2017-06-15 | 54080 | UNMMG - TRUMAN ST. CLINIC |  | USD |  | Active | UNIVERSITY NEW MEXICO HOSPITAL
101983 | 1447978 | MIDMARK CORP | RITTER 204 (204-001) | RITTER 204 (204-001) | TABLES/ EXAMINATION/TREATMENT |  |  | CNV |  | 2017-06-15 | 30080 | NORTH VALLEY CLINIC |  | USD |  | Active | UNIVERSITY NEW MEXICO HOSPITAL
91946 | 1379771 | MIDMARK CORP | RITTER 204 (204-001) | RITTER 204 (204-001) | TABLES/ EXAMINATION/TREATMENT |  |  | CNV |  | 2017-06-15 | 30080 | NORTH VALLEY CLINIC |  | USD |  | Active | UNIVERSITY NEW MEXICO HOSPITAL
82650 | 1162355 | MIDMARK CORP | RITTER 204 (204-001) | RITTER 204 (204-001) | TABLES/ EXAMINATION/TREATMENT | FOUND |  | V902976 | 2012-01-25 | 2012-01-15 | 9025 | CLINICAL AND TRANSLATIONAL SCIENCE CENTER (07) |  | USD |  | Active | UNIVERSITY NEW MEXICO HOSPITAL
73060 | 1083668 | MIDMARK CORP | RITTER 222 | 222-016 | TABLES/ EXAMINATION/TREATMENT |  |  | V765823 |  | 2017-06-15 | 34110 | WOMEN'S HEALTH CENTER |  | USD |  | Active | UNIVERSITY NEW MEXICO HOSPITAL
68416 | 1447216 | MIDMARK CORP | RITTER 222 | 222-016 | TABLES/ EXAMINATION/TREATMENT |  |  | V581335 |  | 2017-06-15 | 34110 | WOMEN'S HEALTH CENTER |  | USD |  | Active | UNIVERSITY NEW MEXICO HOSPITAL
67265 | 1140522 | MIDMARK CORP | RITTER 222 | 222-016 | TABLES/ EXAMINATION/TREATMENT |  |  | V574026 |  | 2017-06-15 | 34110 | WOMEN'S HEALTH CENTER |  | USD |  | Active | UNIVERSITY NEW MEXICO HOSPITAL
79078 | 1447211 | MIDMARK CORP | RITTER 222 | 222-016 | TABLES/ EXAMINATION/TREATMENT |  |  | V573988 |  | 2017-06-15 | 34110 | WOMEN'S HEALTH CENTER |  | USD |  | Active | UNIVERSITY NEW MEXICO HOSPITAL
46494 | 1140703 | MIDMARK CORP | RITTER 222 | 222-016 | TABLES/ EXAMINATION/TREATMENT |  |  | V572289 |  | 2017-06-15 | 34125 | WOMEN'S FACULTY & MIDWIFE CLIN |  | USD |  | Active | UNIVERSITY NEW MEXICO HOSPITAL
91400 | 1040639 | MIDMARK CORP | RITTER 222 | 222-016 | TABLES/ EXAMINATION/TREATMENT |  |  | CNV |  | 2017-05-15 | 34510 | OSIS SPORTS MEDICINE |  | USD |  | Active | UNIVERSITY NEW MEXICO HOSPITAL
95377 | 1477587 | PARKS MEDICAL ELECTRONICS INC | 909 | 909 | BLOOD-FLOW DETECTORS/ ULTRASONIC |  |  | 0909-000001070 |  | 2017-04-15 | 15000 | OPERATING ROOM |  | USD |  | Active | UNIVERSITY NEW MEXICO HOSPITAL
70575 | 1085654 | PARKS MEDICAL ELECTRONICS INC | 909 | 909 | BLOOD-FLOW DETECTORS/ ULTRASONIC | 558628 |  | 0909-000001047 | 2011-04-11 | 2011-04-15 | 15000 | OPERATING ROOM |  | USD | 1990 | Active | UNIVERSITY NEW MEXICO HOSPITAL
ACN 101021 | 1439686 | SCALE-TRONIX INC | 4302 | 4302 | SCALES/ DIAPER |  |  | 4302-927 |  | 2017-03-15 | 12410 | PEDIATRIC SPECIALTY CARE |  | USD |  | Active | UNIVERSITY NEW MEXICO HOSPITAL
101787 | 1447270 | SCALE-TRONIX INC | 4302 | 4302 | SCALES/ DIAPER |  |  | 4302-928 |  | 2017-06-15 | 12410 | PEDIATRIC SPECIALTY CARE |  | USD |  | Active | UNIVERSITY NEW MEXICO HOSPITAL
82666 | 1161902 | ARCOMA | 047-TM5 | 047-TM5 | TABLES/ IMAGING | FOUND |  | 11-2412 | 2017-05-24 | 2017-11-15 | 34510 | OSIS SPORTS MEDICINE |  | USD |  | Active | UNIVERSITY NEW MEXICO HOSPITAL
73314 | 1162176 | THE BREWER CO | ACCESS HIGH-LOW | ACCESS HIGH-LOW | TABLES/ EXAMINATION/TREATMENT | FOUND |  | HDL008568 | 2012-04-20 | 2012-04-15 | 30030 | CTH OUTPATIENT CLINIC |  | USD |  | Active | UNIVERSITY NEW MEXICO HOSPITAL
101590 | 1446593 | TERUMO MEDICAL CORP | ACS-152 | ACS-152 | TUBE SEALERS |  |  | 9008064 |  | 2017-05-15 | 74070 | LAB - BLOOD BANK |  | USD |  | Active | UNIVERSITY NEW MEXICO HOSPITAL
80301 | 1085902 | GE HEALTHCARE | TRAM (451N5) | TRAM (451N5) | MODULES/ MULTIPARAMETERS | 550955 |  | SBB10400064GA | 2015-09-14 | 2018-06-15 | 15055 | ANESTHESIA |  | USD | 7401.8 | Reactivated | UNIVERSITY NEW MEXICO HOSPITAL
98004 | 1478485 | MEDTRONIC INC | KANGAROO EPUMP | KANGAROO EPUMP | PUMPS/ ENTERAL FEEDING |  |  | C15131080 | 2016-11-01 | 2017-11-15 | 12110 | NEUROSCIENCE ICU |  | USD |  | Active | UNIVERSITY NEW MEXICO HOSPITAL
ACN 93781 | 1477950 | MEDTRONIC INC | KANGAROO EPUMP | KANGAROO EPUMP | PUMPS/ ENTERAL FEEDING |  |  | C15131946 | 2015-08-01 | 2017-11-15 | 21015 | ED-NORTH |  | USD |  | Active | UNIVERSITY NEW MEXICO HOSPITAL
98003 | 1478484 | MEDTRONIC INC | KANGAROO EPUMP | KANGAROO EPUMP | PUMPS/ ENTERAL FEEDING |  |  | c15131042 | 2016-11-17 | 2017-11-15 | 12220 | MED/SURG SUBACUTE (4-E) |  | USD |  | Active | UNIVERSITY NEW MEXICO HOSPITAL
83209 | 1162590 | MEDTRONIC INC | KANGAROO EPUMP | KANGAROO EPUMP | PUMPS/ ENTERAL FEEDING | 1041960 |  | C10319902 | 2016-07-20 | 2017-07-15 | 21030 | ER OBSERVATION |  | USD |  | Active | UNIVERSITY NEW MEXICO HOSPITAL
83208 | 1161946 | MEDTRONIC INC | KANGAROO EPUMP | KANGAROO EPUMP | PUMPS/ ENTERAL FEEDING | 1041960 |  | C13019882 | 2016-11-09 | 2017-11-15 | 21030 | ER OBSERVATION |  | USD |  | Active | UNIVERSITY NEW MEXICO HOSPITAL
80957 | 1085852 | MEDTRONIC INC | KANGAROO EPUMP | KANGAROO EPUMP | PUMPS/ ENTERAL FEEDING | 57927 |  | C0634199 | 2016-11-07 | 2017-11-15 | 12250 | ORTHOPEDICS (3-S) |  | USD | 0.01 | Active | UNIVERSITY NEW MEXICO HOSPITAL
80955 | 1085850 | MEDTRONIC INC | KANGAROO EPUMP | KANGAROO EPUMP | PUMPS/ ENTERAL FEEDING | 57927 |  | C0919842 | 2016-11-08 | 2017-11-15 | 12410 | PEDIATRIC SPECIALTY CARE |  | USD | 0.01 | Active | UNIVERSITY NEW MEXICO HOSPITAL
80956 | 1085851 | MEDTRONIC INC | KANGAROO EPUMP | KANGAROO EPUMP | PUMPS/ ENTERAL FEEDING | 57927 |  | C1058033 | 2016-11-08 | 2017-11-15 | 12410 | PEDIATRIC SPECIALTY CARE |  | USD | 0.01 | Reactivated | UNIVERSITY NEW MEXICO HOSPITAL
80954 | 1085849 | MEDTRONIC INC | KANGAROO EPUMP | KANGAROO EPUMP | PUMPS/ ENTERAL FEEDING | 57927 |  | C1057274 | 2016-11-17 | 2017-11-15 | 12220 | MED/SURG SUBACUTE (4-E) |  | USD | 0.01 | Active | UNIVERSITY NEW MEXICO HOSPITAL
82796 | 1162075 | GE MEDICAL SYSTEMS INFORMATION TECHNOLOGIES MONITORING DIV | PRN-50M | PRN-50M | PRINTERS |  |  | RPV11236919GA |  | 2017-06-15 | 15500 | OSIS OPERATING ROOM |  | USD |  | Active | UNIVERSITY NEW MEXICO HOSPITAL
95833 | 1478044 | COROMETRICS MEDICAL SYSTEMS INC | 170 SERIES | 170 SERIES | MONITORS/ BEDSIDE/ FETAL | FOUND |  | SAS1695699PAS | 2016-10-25 | 2017-10-15 | 12510 | WOMEN'S SPECIAL CARE |  | USD |  | Active | UNIVERSITY NEW MEXICO HOSPITAL
95832 | 1478043 | COROMETRICS MEDICAL SYSTEMS INC | 170 SERIES | 170 SERIES | MONITORS/ BEDSIDE/ FETAL | FOUND |  | SAS16165629PAS | 2016-10-25 | 2017-10-15 | 12510 | WOMEN'S SPECIAL CARE |  | USD |  | Active | UNIVERSITY NEW MEXICO HOSPITAL
84450 | 1198903 | NELLCOR INC | N-45 | N-45 | OXIMETERS/ PULSE | Found |  | 5541282576 | 2017-04-24 | 2018-04-15 | 35010 | UNM CARE - HOME SERVICES |  | USD |  | Active | UNIVERSITY NEW MEXICO HOSPITAL
82630 | 1162324 | SMITHS MEDICAL PM INC | BCI 3301 | BCI 3301 | OXIMETERS/ PULSE | FOUND |  | BB10020693 | 2017-01-01 | 2018-01-15 | 12035 | UPC INPATIENT ADULT SERVICES |  | USD |  | Active | UNIVERSITY NEW MEXICO HOSPITAL
82638 | 1162337 | SMITHS MEDICAL PM INC | BCI 3301 | BCI 3301 | OXIMETERS/ PULSE | FOUND |  | BB08060428 | 2017-01-13 | 2018-01-15 | 12035 | UPC INPATIENT ADULT SERVICES |  | USD |  | Active | UNIVERSITY NEW MEXICO HOSPITAL
101280 | 1231071 | RADIOMETER AMERICA INC | ABL 90 FLEX | ABL 90 FLEX | ANALYZERS/ POINT-OF-CARE/ WHOLE BLOOD/ GAS/PH |  |  | I393-090R0167N0002 | 2017-04-27 | 2018-04-15 | 71520 | PULMONARY DIAGNOSTICS |  | USD |  | Active | UNIVERSITY NEW MEXICO HOSPITAL
80738 | 1161777 | LUMENIS INC | VP POWERSUITE 20W | VP POWERSUITE 20W | LASERS | 566731 | 566731 | 110 | 2017-06-19 | 2017-12-15 | 70020 | ENDOSCOPY CENTER |  | USD | 55920 | Active | UNIVERSITY NEW MEXICO HOSPITAL
84687 | 1199068 | SCIFIT SYSTEMS INC | SCIFIT | SCIFIT | ERGOMETERS | FOUND |  | 660-014194 |  | 2014-12-15 | 71020 | CARDIAC REHAB |  | USD |  | Active | UNIVERSITY NEW MEXICO HOSPITAL
68759 | 1077385 | OLYMPUS AMERICA INC | EVIS EXERA II CLV-180 | EVIS EXERA II CLV-18 | LIGHT SOURCES/ FIBEROPTIC |  |  | 7807984 | 2017-06-09 | 2018-06-15 | 15000 | OPERATING ROOM |  | USD |  | Active | UNIVERSITY NEW MEXICO HOSPITAL
93769 | 1162199 | NEOPROBE CORP | NEO-2300 | NEO-2300 | PROBES/ GAMMA RADIATION DETECTION/ ABDOMINAL |  |  | 161068485 | 2017-05-30 | 2018-05-15 | 15500 | OSIS OPERATING ROOM |  | USD |  | Active | UNIVERSITY NEW MEXICO HOSPITAL
83822 | 1163299 | AMICO CORP | VR-CIUD-CMA | VR-CIUD-CMA | REGULATORS/ SUCTION |  |  | VGA05327BG |  | 2013-01-15 | 12460 | PEDIATRIC ICU |  | USD |  | Active | UNIVERSITY NEW MEXICO HOSPITAL
82494 | 1162028 | AMICO CORP | VR-CIUD-CMA | VR-CIUD-CMA | REGULATORS/ SUCTION | FOUND |  | VRA08292NH | 2012-04-13 | 2012-04-15 | 71040 | CARDIAC CATH LAB |  | USD |  | Active | UNIVERSITY NEW MEXICO HOSPITAL
40495 | 1448234 | MIDMARK CORP | RITTER 404 | RITTER 404 | TABLES/ EXAMINATION/TREATMENT |  |  | CNV |  | 2017-06-15 | 32050 | WESTSIDE FAMILY & SENIOR HLTH |  | USD |  | Active | UNIVERSITY NEW MEXICO HOSPITAL
55075 | 1143344 | MARQUETTE MEDICAL SYSTEMS INC | CLAB II PLUS 64 | CLAB II PLUS 64 | MICROELECTRODE AMPLIFIERS |  |  | K2XJ1282F |  | 2017-05-15 | 71040 | CARDIAC CATH LAB |  | USD |  | Active | UNIVERSITY NEW MEXICO HOSPITAL
98942 | 1439741 - VERIFY | WELCH ALLYN INC | SURETEMP PLUS (690) | SURETEMP PLUS (690) | THERMOMETERS/ ELECTRONIC |  |  | CNV |  | 2017-06-15 | 32050 | WESTSIDE FAMILY & SENIOR HLTH |  | USD |  | Active | UNIVERSITY NEW MEXICO HOSPITAL
101813 | 1447832 | WELCH ALLYN INC | SURETEMP PLUS (690) | SURETEMP PLUS (690) | THERMOMETERS/ ELECTRONIC |  |  | CNV |  | 2017-06-15 | 34125 | WOMEN'S FACULTY & MIDWIFE CLIN |  | USD |  | Active | UNIVERSITY NEW MEXICO HOSPITAL
101752 | 1447339 | WELCH ALLYN INC | SURETEMP PLUS (690) | SURETEMP PLUS (690) | THERMOMETERS/ ELECTRONIC |  |  | 13272346 |  | 2017-06-15 | 32040 | NE HEIGHTS CLINIC |  | USD |  | Active | UNIVERSITY NEW MEXICO HOSPITAL
101616 | 1448002 | WELCH ALLYN INC | SURETEMP PLUS (690) | SURETEMP PLUS (690) | THERMOMETERS/ ELECTRONIC |  |  | 15010159 |  | 2017-06-15 | 54080 | UNMMG - TRUMAN ST. CLINIC |  | USD |  | Active | UNIVERSITY NEW MEXICO HOSPITAL
101614 | 1448000 | WELCH ALLYN INC | SURETEMP PLUS (690) | SURETEMP PLUS (690) | THERMOMETERS/ ELECTRONIC |  |  | 15010025 |  | 2017-06-15 | 54080 | UNMMG - TRUMAN ST. CLINIC |  | USD |  | Active | UNIVERSITY NEW MEXICO HOSPITAL
101628 | 1447998 | WELCH ALLYN INC | SURETEMP PLUS (690) | SURETEMP PLUS (690) | THERMOMETERS/ ELECTRONIC |  |  | 14520656 |  | 2017-06-15 | 54080 | UNMMG - TRUMAN ST. CLINIC |  | USD |  | Active | UNIVERSITY NEW MEXICO HOSPITAL
101624 | 1447817 | WELCH ALLYN INC | SURETEMP PLUS (690) | SURETEMP PLUS (690) | THERMOMETERS/ ELECTRONIC |  |  | 15010026 |  | 2017-06-15 | 54080 | UNMMG - TRUMAN ST. CLINIC |  | USD |  | Active | UNIVERSITY NEW MEXICO HOSPITAL
91947 | 1379772 | WELCH ALLYN INC | SURETEMP PLUS (690) | SURETEMP PLUS (690) | THERMOMETERS/ ELECTRONIC |  |  | CNV |  | 2017-06-15 | 30080 | NORTH VALLEY CLINIC |  | USD |  | Active | UNIVERSITY NEW MEXICO HOSPITAL
80528 | 1161743 | WELCH ALLYN INC | SURETEMP PLUS (690) | SURETEMP PLUS (690) | THERMOMETERS/ ELECTRONIC | 561469 | 561469 | 1111029 | 2011-06-03 | 2011-06-15 | 71010 | PEDIATRIC CARDIOLOGY |  | USD | 261.54 | Active | UNIVERSITY NEW MEXICO HOSPITAL
80595 | 1096196 | WELCH ALLYN INC | SURETEMP PLUS (690) | SURETEMP PLUS (690) | THERMOMETERS/ ELECTRONIC |  |  | 11130835 | 2011-04-14 | 2011-05-15 | 12455 | NEWBORN ICU |  | USD |  | Active | UNIVERSITY NEW MEXICO HOSPITAL
80596 | 1096197 | WELCH ALLYN INC | SURETEMP PLUS (690) | SURETEMP PLUS (690) | THERMOMETERS/ ELECTRONIC |  |  | 11130843 | 2011-04-14 | 2011-05-15 | 12455 | NEWBORN ICU |  | USD |  | Active | UNIVERSITY NEW MEXICO HOSPITAL
80594 | 1096195 | WELCH ALLYN INC | SURETEMP PLUS (690) | SURETEMP PLUS (690) | THERMOMETERS/ ELECTRONIC |  |  | 11130833 | 2011-04-14 | 2011-05-15 | 12415 | INTERMEDIATE CARE NURSERY |  | USD |  | Active | UNIVERSITY NEW MEXICO HOSPITAL
80593 | 1096194 | WELCH ALLYN INC | SURETEMP PLUS (690) | SURETEMP PLUS (690) | THERMOMETERS/ ELECTRONIC |  |  | 11132452 | 2011-04-14 | 2011-05-15 | 12455 | NEWBORN ICU |  | USD |  | Active | UNIVERSITY NEW MEXICO HOSPITAL
80592 | 1096193 | WELCH ALLYN INC | SURETEMP PLUS (690) | SURETEMP PLUS (690) | THERMOMETERS/ ELECTRONIC |  |  | 11130840 | 2011-05-06 | 2011-05-15 | 12455 | NEWBORN ICU |  | USD |  | Active | UNIVERSITY NEW MEXICO HOSPITAL
80587 | 1096188 | WELCH ALLYN INC | SURETEMP PLUS (690) | SURETEMP PLUS (690) | THERMOMETERS/ ELECTRONIC |  |  | 1132448 | 2011-04-14 | 2011-05-15 | 12455 | NEWBORN ICU |  | USD |  | Active | UNIVERSITY NEW MEXICO HOSPITAL
80588 | 1096189 | WELCH ALLYN INC | SURETEMP PLUS (690) | SURETEMP PLUS (690) | THERMOMETERS/ ELECTRONIC |  |  | 11130836 | 2011-04-14 | 2011-05-15 | 12455 | NEWBORN ICU |  | USD |  | Active | UNIVERSITY NEW MEXICO HOSPITAL
80589 | 1096190 | WELCH ALLYN INC | SURETEMP PLUS (690) | SURETEMP PLUS (690) | THERMOMETERS/ ELECTRONIC |  |  | 11130839 | 2011-04-14 | 2011-05-15 | 12455 | NEWBORN ICU |  | USD |  | Active | UNIVERSITY NEW MEXICO HOSPITAL
80591 | 1096192 | WELCH ALLYN INC | SURETEMP PLUS (690) | SURETEMP PLUS (690) | THERMOMETERS/ ELECTRONIC |  |  | 11130703 | 2011-04-14 | 2011-05-15 | 12455 | NEWBORN ICU |  | USD |  | Active | UNIVERSITY NEW MEXICO HOSPITAL
80590 | 1096191 | WELCH ALLYN INC | SURETEMP PLUS (690) | SURETEMP PLUS (690) | THERMOMETERS/ ELECTRONIC |  |  | 11132450 | 2011-04-14 | 2011-05-15 | 12455 | NEWBORN ICU |  | USD |  | Active | UNIVERSITY NEW MEXICO HOSPITAL
70993 | 1143623 | NELLCOR INC | N-600X | N-600X | OXIMETERS/ PULSE |  | 531111 | G10808958 | 2017-01-25 | 2019-01-15 | 12480 | CTH REHAB-ORTHO UNIT |  | USD |  | Reactivated | UNIVERSITY NEW MEXICO HOSPITAL
70992 | 1143625 | NELLCOR INC | N-600X | N-600X | OXIMETERS/ PULSE |  | 531111 | G10808982 | 2017-01-25 | 2019-01-15 | 12480 | CTH REHAB-ORTHO UNIT |  | USD |  | Active | UNIVERSITY NEW MEXICO HOSPITAL
80505 | 1096056 | NELLCOR INC | N-600X | N-600X | OXIMETERS/ PULSE | 554239 |  | G11801553 | 2016-09-21 | 2018-09-15 | 34540 | SPORTS MEDICINE |  | USD |  | Active | UNIVERSITY NEW MEXICO HOSPITAL
70991 | 1143626 | NELLCOR INC | N-600X | N-600X | OXIMETERS/ PULSE |  | 531111 | G10809176 | 2016-10-25 | 2018-10-15 | 12510 | WOMEN'S SPECIAL CARE |  | USD |  | Active | UNIVERSITY NEW MEXICO HOSPITAL
80506 | 1096057 | NELLCOR INC | N-600X | N-600X | OXIMETERS/ PULSE | 554239 |  | G11801579 | 2017-01-23 | 2019-01-15 | 32025 | FAMILY PRACTICE CLINIC |  | USD |  | Active | UNIVERSITY NEW MEXICO HOSPITAL
80507 | 1096058 | NELLCOR INC | N-600X | N-600X | OXIMETERS/ PULSE | 554239 |  | G11801548 | 2016-08-03 | 2018-08-15 | 12360 | NEUROSCIENCE |  | USD |  | Active | UNIVERSITY NEW MEXICO HOSPITAL
70989 | 1143628 | NELLCOR INC | N-600X | N-600X | OXIMETERS/ PULSE |  | 531111 | G10809161 | 2017-02-28 | 2019-02-15 | 95700 | CLINICAL ENGINEERING |  | USD |  | Active | UNIVERSITY NEW MEXICO HOSPITAL
70988 | 1143629 | NELLCOR INC | N-600X | N-600X | OXIMETERS/ PULSE |  | 531111 | G10808437 | 2016-11-11 | 2018-11-15 | 12000 | LABOR AND DELIVERY |  | USD |  | Active | UNIVERSITY NEW MEXICO HOSPITAL
70987 | 1143605 | NELLCOR INC | N-600X | N-600X | OXIMETERS/ PULSE |  | 531111 | G10809146 | 2015-09-09 | 2016-09-15 | 71520 | PULMONARY DIAGNOSTICS |  | USD |  | Active | UNIVERSITY NEW MEXICO HOSPITAL
70986 | 1143606 | NELLCOR INC | N-600X | N-600X | OXIMETERS/ PULSE |  | 531111 | G10808984 | 2017-02-01 | 2019-02-15 | 70800 | NEONATAL AMBULANCE |  | USD |  | Active | UNIVERSITY NEW MEXICO HOSPITAL
70985 | 1143604 | NELLCOR INC | N-600X | N-600X | OXIMETERS/ PULSE |  | 531111 | G10809186 | 2017-02-01 | 2019-02-15 | 70800 | NEONATAL AMBULANCE |  | USD |  | Active | UNIVERSITY NEW MEXICO HOSPITAL
70983 | 1143622 | NELLCOR INC | N-600X | N-600X | OXIMETERS/ PULSE |  | 531111 | G10809153 | 2016-04-30 | 2018-04-15 | 15040 | PACU (RECOVERY ROOM 1) |  | USD |  | Active | UNIVERSITY NEW MEXICO HOSPITAL
70982 | 1143631 | NELLCOR INC | N-600X | N-600X | OXIMETERS/ PULSE |  | 531111 | G10809184 | 2016-10-28 | 2018-10-15 | 12420 | NEWBORN ICU |  | USD |  | Active | UNIVERSITY NEW MEXICO HOSPITAL
70980 | 1143633 | NELLCOR INC | N-600X | N-600X | OXIMETERS/ PULSE |  | 531111 | G10808995 | 2016-06-29 | 2018-06-15 | 12455 | NEWBORN ICU |  | USD |  | Reactivated | UNIVERSITY NEW MEXICO HOSPITAL
70979 | 1143634 | NELLCOR INC | N-600X | N-600X | OXIMETERS/ PULSE |  | 531111 | G10808977 | 2016-10-04 | 2018-10-15 | 12520 | MOTHER & BABY UNIT (3-E) BBRP |  | USD |  | Active | UNIVERSITY NEW MEXICO HOSPITAL
70978 | 1143635 | NELLCOR INC | N-600X | N-600X | OXIMETERS/ PULSE |  | 531111 | G10808976 | 2017-01-23 | 2019-01-15 | 12480 | CTH REHAB-ORTHO UNIT |  | USD |  | Active | UNIVERSITY NEW MEXICO HOSPITAL
70977 | 1143636 | NELLCOR INC | N-600X | N-600X | OXIMETERS/ PULSE |  | 531111 | G10808948 | 2016-10-05 | 2018-10-15 | 12420 | NEWBORN ICU |  | USD |  | Active | UNIVERSITY NEW MEXICO HOSPITAL
70976 | 1143637 | NELLCOR INC | N-600X | N-600X | OXIMETERS/ PULSE |  | 531111 | G10808948 | 2017-02-17 | 2019-02-15 | 12455 | NEWBORN ICU |  | USD |  | Active | UNIVERSITY NEW MEXICO HOSPITAL
70974 | 1143639 | NELLCOR INC | N-600X | N-600X | OXIMETERS/ PULSE |  | 531111 | G10809164 | 2016-10-05 | 2018-10-15 | 12520 | MOTHER & BABY UNIT (3-E) BBRP |  | USD |  | Active | UNIVERSITY NEW MEXICO HOSPITAL
70973 | 1143624 | NELLCOR INC | N-600X | N-600X | OXIMETERS/ PULSE |  | 531111 | G10808442 | 2017-01-04 | 2019-01-15 | 30030 | CTH OUTPATIENT CLINIC |  | USD |  | Active | UNIVERSITY NEW MEXICO HOSPITAL
70972 | 1143613 | NELLCOR INC | N-600X | N-600X | OXIMETERS/ PULSE | found | 531111 | G10808442 | 2016-10-01 | 2018-10-15 | 32050 | WESTSIDE FAMILY & SENIOR HLTH |  | USD |  | Reactivated | UNIVERSITY NEW MEXICO HOSPITAL
70971 | 1143614 | NELLCOR INC | N-600X | N-600X | OXIMETERS/ PULSE |  | 531111 | G10808972 | 2016-09-08 | 2018-09-15 | 71520 | PULMONARY DIAGNOSTICS |  | USD |  | Active | UNIVERSITY NEW MEXICO HOSPITAL
70970 | 1143615 | NELLCOR INC | N-600X | N-600X | OXIMETERS/ PULSE |  | 531111 | G10808999 | 2017-02-07 | 2019-02-15 | 12455 | NEWBORN ICU |  | USD |  | Active | UNIVERSITY NEW MEXICO HOSPITAL
70969 | 1143616 | NELLCOR INC | N-600X | N-600X | OXIMETERS/ PULSE |  | 531111 | G10808998 | 2016-10-07 | 2018-10-15 | 12520 | MOTHER & BABY UNIT (3-E) BBRP |  | USD |  | Active | UNIVERSITY NEW MEXICO HOSPITAL
70968 | 1143617 | NELLCOR INC | N-600X | N-600X | OXIMETERS/ PULSE |  | 531111 | G10808968 | 2016-10-01 | 2018-10-15 | 12520 | MOTHER & BABY UNIT (3-E) BBRP |  | USD |  | Active | UNIVERSITY NEW MEXICO HOSPITAL
70966 | 1143619 | NELLCOR INC | N-600X | N-600X | OXIMETERS/ PULSE |  | 531111 | G10808973 | 2017-02-03 | 2019-02-15 | 12455 | NEWBORN ICU |  | USD |  | Active | UNIVERSITY NEW MEXICO HOSPITAL
70965 | 1143596 | NELLCOR INC | N-600X | N-600X | OXIMETERS/ PULSE |  | 531111 | G10809160 | 2017-02-03 | 2019-02-15 | 12455 | NEWBORN ICU |  | USD |  | Active | UNIVERSITY NEW MEXICO HOSPITAL
70964 | 1143591 | NELLCOR INC | N-600X | N-600X | OXIMETERS/ PULSE |  | 531111 | G10808957 | 2017-01-25 | 2019-01-15 | 12480 | CTH REHAB-ORTHO UNIT |  | USD |  | Active | UNIVERSITY NEW MEXICO HOSPITAL
70963 | 1143592 | NELLCOR INC | N-600X | N-600X | OXIMETERS/ PULSE |  | 531111 | G1080896 | 2016-11-28 | 2018-11-15 | 12000 | LABOR AND DELIVERY |  | USD |  | Active | UNIVERSITY NEW MEXICO HOSPITAL
70962 | 1143569 | NELLCOR INC | N-600X | N-600X | OXIMETERS/ PULSE |  | 531111 | G10808808 | 2016-10-01 | 2018-10-15 | 32040 | NE HEIGHTS CLINIC |  | USD |  | Active | UNIVERSITY NEW MEXICO HOSPITAL
70961 | 1143570 | NELLCOR INC | N-600X | N-600X | OXIMETERS/ PULSE |  | 531111 | G10808778 | 2017-01-24 | 2019-01-15 | 34150 | PEDIATRICS CLINIC |  | USD |  | Active | UNIVERSITY NEW MEXICO HOSPITAL
70960 | 1143573 | NELLCOR INC | N-600X | N-600X | OXIMETERS/ PULSE |  | 531111 | G10808810 | 2016-10-05 | 2018-10-15 | 12420 | NEWBORN ICU |  | USD |  | Active | UNIVERSITY NEW MEXICO HOSPITAL
70958 | 1143572 | NELLCOR INC | N-600X | N-600X | OXIMETERS/ PULSE |  | 531111 | G10808809 | 2017-01-09 | 2019-01-15 | 71020 | CARDIAC REHAB |  | USD |  | Active | UNIVERSITY NEW MEXICO HOSPITAL
70957 | 1143559 | NELLCOR INC | N-600X | N-600X | OXIMETERS/ PULSE |  | 531111 | G10808806 | 2016-09-07 | 2018-09-15 | 78010 | NEURODIAGNOSTICS LAB |  | USD |  | Active | UNIVERSITY NEW MEXICO HOSPITAL
70955 | 1143576 | NELLCOR INC | N-600X | N-600X | OXIMETERS/ PULSE |  | 531111 | G10808767 | 2015-06-30 | 2016-06-15 | 15055 | ANESTHESIA |  | USD |  | Active | UNIVERSITY NEW MEXICO HOSPITAL
70954 | 1143564 | NELLCOR INC | N-600X | N-600X | OXIMETERS/ PULSE |  | 531111 | G10808163 | 2016-10-01 | 2017-10-15 | 70020 | ENDOSCOPY CENTER |  | USD |  | Active | UNIVERSITY NEW MEXICO HOSPITAL
70953 | 1143565 | NELLCOR INC | N-600X | N-600X | OXIMETERS/ PULSE |  | 531111 | G10808813 | 2015-10-02 | 2016-10-15 | 34350 | MEDICINE CLINIC |  | USD |  | Reactivated | UNIVERSITY NEW MEXICO HOSPITAL
70950 | 1143562 | NELLCOR INC | N-600X | N-600X | OXIMETERS/ PULSE |  | 531111 | G10808764 | 2016-10-25 | 2018-10-15 | 12510 | WOMEN'S SPECIAL CARE |  | USD |  | Active | UNIVERSITY NEW MEXICO HOSPITAL
70949 | 1143563 | NELLCOR INC | N-600X | N-600X | OXIMETERS/ PULSE |  | 531111 | G10808769 | 2016-10-14 | 2017-10-15 | 15060 | ANESTHESIA - BBRP |  | USD |  | Active | UNIVERSITY NEW MEXICO HOSPITAL
70948 | 1143566 | NELLCOR INC | N-600X | N-600X | OXIMETERS/ PULSE |  | 531111 | G10808776 | 2016-09-30 | 2018-09-15 | 71520 | PULMONARY DIAGNOSTICS |  | USD |  | Active | UNIVERSITY NEW MEXICO HOSPITAL
70947 | 1143567 | NELLCOR INC | N-600X | N-600X | OXIMETERS/ PULSE |  | 531111 | G10808761 | 2016-09-07 | 2018-09-15 | 78010 | NEURODIAGNOSTICS LAB |  | USD |  | Active | UNIVERSITY NEW MEXICO HOSPITAL
70946 | 1440357 | NELLCOR INC | N-600X | N-600X | OXIMETERS/ PULSE |  | 531111 | G10808772 | 2017-02-15 | 2019-02-15 | 12455 | NEWBORN ICU |  | USD |  | Active | UNIVERSITY NEW MEXICO HOSPITAL
70944 | 1143554 | NELLCOR INC | N-600X | N-600X | OXIMETERS/ PULSE |  | 531111 | G10808734 | 2017-01-24 | 2019-01-15 | 34150 | PEDIATRICS CLINIC |  | USD |  | Active | UNIVERSITY NEW MEXICO HOSPITAL
70941 | 1143557 | NELLCOR INC | N-600X | N-600X | OXIMETERS/ PULSE |  | 531111 | G10808771 | 2016-09-28 | 2018-09-15 | 78010 | NEURODIAGNOSTICS LAB |  | USD |  | Active | UNIVERSITY NEW MEXICO HOSPITAL
70940 | 1143550 | NELLCOR INC | N-600X | N-600X | OXIMETERS/ PULSE |  | 531111 | G10808785 | 2016-09-07 | 2018-09-15 | 78010 | NEURODIAGNOSTICS LAB |  | USD |  | Active | UNIVERSITY NEW MEXICO HOSPITAL
70939 | 1143558 | NELLCOR INC | N-600X | N-600X | OXIMETERS/ PULSE |  | 531111 | G10808753 | 2017-06-08 | 2019-06-15 | 15000 | OPERATING ROOM |  | USD |  | Active | UNIVERSITY NEW MEXICO HOSPITAL
70937 | 1143542 | NELLCOR INC | N-600X | N-600X | OXIMETERS/ PULSE |  | 531111 | G10808752 | 2016-12-16 | 2018-12-15 | 34230 | SURGICAL SPECIALTIES |  | USD |  | Active | UNIVERSITY NEW MEXICO HOSPITAL
70934 | 1143545 | NELLCOR INC | N-600X | N-600X | OXIMETERS/ PULSE |  | 531111 | G10808775 | 2015-10-15 | 2016-11-15 | 15060 | ANESTHESIA - BBRP |  | USD |  | Reactivated | UNIVERSITY NEW MEXICO HOSPITAL
70933 | 1143546 | NELLCOR INC | N-600X | N-600X | OXIMETERS/ PULSE |  | 531111 | G10808786 | 2017-02-28 | 2019-02-15 | 12455 | NEWBORN ICU |  | USD |  | Active | UNIVERSITY NEW MEXICO HOSPITAL
70932 | 1143547 | NELLCOR INC | N-600X | N-600X | OXIMETERS/ PULSE |  | 531111 | G10808855 | 2016-09-15 | 2018-09-15 | 72040 | I/P HEMODIALYSIS |  | USD |  | Active | UNIVERSITY NEW MEXICO HOSPITAL
70931 | 1143548 | NELLCOR INC | N-600X | N-600X | OXIMETERS/ PULSE |  | 531111 | G10808774 | 2017-07-13 | 2019-07-15 | 21015 | ED-NORTH |  | USD |  | Active | UNIVERSITY NEW MEXICO HOSPITAL
70930 | 1143549 | NELLCOR INC | N-600X | N-600X | OXIMETERS/ PULSE |  | 531111 | G10808751 | 2016-09-06 | 2018-09-15 | 71520 | PULMONARY DIAGNOSTICS |  | USD |  | Active | UNIVERSITY NEW MEXICO HOSPITAL
70919 | 1143540 | NELLCOR INC | N-600X | N-600X | OXIMETERS/ PULSE |  | 531111 | G10808975 | 2017-01-24 | 2019-01-15 | 12480 | CTH REHAB-ORTHO UNIT |  | USD |  | Active | UNIVERSITY NEW MEXICO HOSPITAL
80508 | 1096059 | NELLCOR INC | N-600X | N-600X | OXIMETERS/ PULSE | 554239 |  | G11801546 | 2016-08-03 | 2018-08-15 | 12360 | NEUROSCIENCE |  | USD |  | Active | UNIVERSITY NEW MEXICO HOSPITAL
80509 | 1096060 | NELLCOR INC | N-600X | N-600X | OXIMETERS/ PULSE | 554239 |  | G11801555 | 2017-05-26 | 2019-05-15 | 75090 | OSIS CT SCAN |  | USD |  | Active | UNIVERSITY NEW MEXICO HOSPITAL
101733 | 1447436 | MEDICAPTURE INC | MEDICAPTURE | USB300 | RECORDERS/ ELECTRONIC STORAGE/ DATA |  |  | 3013343 |  | 2017-06-15 | 15500 | OSIS OPERATING ROOM |  | USD |  | Active | UNIVERSITY NEW MEXICO HOSPITAL
82476 | 1096889 | SMR INDUSTRIES | Clear View | 18000 | WARMING UNITS/ MULTIPURPOSE | FOUND |  | 80-M-3805 | 2016-12-01 | 2017-12-15 | 34230 | SURGICAL SPECIALTIES |  | USD |  | Active | UNIVERSITY NEW MEXICO HOSPITAL
101561 | 1096777 - verify | UNITED METAL FABRICATORS INC | MEDICHOICE 5240 | UMF5240 | TABLES/ EXAMINATION/TREATMENT |  |  | 1077690 |  | 2017-10-15 | 34315 | CLINICAL NEUROSCIENCE CENTER |  | USD |  | Active | UNIVERSITY NEW MEXICO HOSPITAL
101559 | 1446733 | UNITED METAL FABRICATORS INC | MEDICHOICE 5240 | UMF5240 | TABLES/ EXAMINATION/TREATMENT |  |  | 107769AF |  | 2017-05-15 | 34315 | CLINICAL NEUROSCIENCE CENTER |  | USD |  | Active | UNIVERSITY NEW MEXICO HOSPITAL
101557 | 1446736 | UNITED METAL FABRICATORS INC | MEDICHOICE 5240 | UMF5240 | TABLES/ EXAMINATION/TREATMENT |  |  | 107769P |  | 2017-05-15 | 34315 | CLINICAL NEUROSCIENCE CENTER |  | USD |  | Active | UNIVERSITY NEW MEXICO HOSPITAL
101556 | 1446738 | UNITED METAL FABRICATORS INC | MEDICHOICE 5240 | UMF5240 | TABLES/ EXAMINATION/TREATMENT |  |  | 10769AK |  | 2017-05-15 | 34315 | CLINICAL NEUROSCIENCE CENTER |  | USD |  | Active | UNIVERSITY NEW MEXICO HOSPITAL
101429 | 1162563 | UNITED METAL FABRICATORS INC | MEDICHOICE 5240 | UMF5240 | TABLES/ EXAMINATION/TREATMENT |  |  | 112704-0008 |  | 2016-06-15 | 34530 | ORTHOPAEDICS FACULTY CLINIC |  | USD |  | Active | UNIVERSITY NEW MEXICO HOSPITAL
101518 | 1446757 | UNITED METAL FABRICATORS INC | MEDICHOICE 5240 | UMF5240 | TABLES/ EXAMINATION/TREATMENT |  |  | 107769AB |  | 2016-01-15 | 34315 | CLINICAL NEUROSCIENCE CENTER |  | USD |  | Active | UNIVERSITY NEW MEXICO HOSPITAL
101517 | 1446756 | UNITED METAL FABRICATORS INC | MEDICHOICE 5240 | UMF5240 | TABLES/ EXAMINATION/TREATMENT |  |  | 107769S |  | 2017-05-15 | 34315 | CLINICAL NEUROSCIENCE CENTER |  | USD |  | Active | UNIVERSITY NEW MEXICO HOSPITAL
83187 | 1162564 | UNITED METAL FABRICATORS INC | MEDICHOICE 5240 | UMF5240 | TABLES/ EXAMINATION/TREATMENT | 1032983 |  | 112704-0006 | 2013-03-11 | 2013-03-15 | 34520 | ORTHOPEDICS CLINIC |  | USD |  | Active | UNIVERSITY NEW MEXICO HOSPITAL
83183 | 1162561 | UNITED METAL FABRICATORS INC | MEDICHOICE 5240 | UMF5240 | TABLES/ EXAMINATION/TREATMENT | 1032983 |  | 112704-0007 | 2013-03-11 | 2013-03-15 | 34520 | ORTHOPEDICS CLINIC |  | USD |  | Active | UNIVERSITY NEW MEXICO HOSPITAL
83182 | 1162562 | UNITED METAL FABRICATORS INC | MEDICHOICE 5240 | UMF5240 | TABLES/ EXAMINATION/TREATMENT | 1032983 |  | 112704-0005 | 2013-03-11 | 2013-03-15 | 34520 | ORTHOPEDICS CLINIC |  | USD |  | Active | UNIVERSITY NEW MEXICO HOSPITAL
82579 | 1096810 | UNITED METAL FABRICATORS INC | MEDICHOICE 5240 | UMF5240 | TABLES/ EXAMINATION/TREATMENT | 578401 |  | 1077691 | 2012-04-29 | 2012-04-15 | 34315 | CLINICAL NEUROSCIENCE CENTER |  | USD | 995.5 | Active | UNIVERSITY NEW MEXICO HOSPITAL
82593 | 1096824 | UNITED METAL FABRICATORS INC | MEDICHOICE 5240 | UMF5240 | TABLES/ EXAMINATION/TREATMENT | 578401 |  | 107769K | 2012-04-29 | 2012-04-15 | 34315 | CLINICAL NEUROSCIENCE CENTER |  | USD | 995.5 | Active | UNIVERSITY NEW MEXICO HOSPITAL
82592 | 1096823 | UNITED METAL FABRICATORS INC | MEDICHOICE 5240 | UMF5240 | TABLES/ EXAMINATION/TREATMENT | 578401 |  | 107769H | 2012-04-29 | 2012-04-15 | 34315 | CLINICAL NEUROSCIENCE CENTER |  | USD | 995.5 | Active | UNIVERSITY NEW MEXICO HOSPITAL
82602 | 10996833 | UNITED METAL FABRICATORS INC | MEDICHOICE 5240 | UMF5240 | TABLES/ EXAMINATION/TREATMENT | 578401 |  | 107769AH | 2012-04-29 | 2012-04-15 | 34315 | CLINICAL NEUROSCIENCE CENTER |  | USD | 995.5 | Active | UNIVERSITY NEW MEXICO HOSPITAL
82549 | 1096780 | UNITED METAL FABRICATORS INC | MEDICHOICE 5240 | UMF5240 | TABLES/ EXAMINATION/TREATMENT | 578401 |  | 1077695 | 2012-04-29 | 2012-04-15 | 34315 | CLINICAL NEUROSCIENCE CENTER |  | USD | 995.5 | Active | UNIVERSITY NEW MEXICO HOSPITAL
82556 | 1096900 | UNITED METAL FABRICATORS INC | MEDICHOICE 5240 | UMF5240 | TABLES/ EXAMINATION/TREATMENT | 578401 |  | 107769Z | 2012-04-29 | 2012-04-15 | 34315 | CLINICAL NEUROSCIENCE CENTER |  | USD | 995.5 | Active | UNIVERSITY NEW MEXICO HOSPITAL
82555 | 1096899 | UNITED METAL FABRICATORS INC | MEDICHOICE 5240 | UMF5240 | TABLES/ EXAMINATION/TREATMENT | 578401 |  | 107769P | 2012-04-29 | 2012-04-15 | 34315 | CLINICAL NEUROSCIENCE CENTER |  | USD | 995.5 | Active | UNIVERSITY NEW MEXICO HOSPITAL
82550 | 1096781 | UNITED METAL FABRICATORS INC | MEDICHOICE 5240 | UMF5240 | TABLES/ EXAMINATION/TREATMENT | 578401 |  | 107769AG | 2012-04-29 | 2012-04-15 | 34315 | CLINICAL NEUROSCIENCE CENTER |  | USD | 995.5 | Active | UNIVERSITY NEW MEXICO HOSPITAL
82551 | 1096805 | UNITED METAL FABRICATORS INC | MEDICHOICE 5240 | UMF5240 | TABLES/ EXAMINATION/TREATMENT | 578401 |  | 107769C | 2012-04-29 | 2012-04-15 | 34315 | CLINICAL NEUROSCIENCE CENTER |  | USD | 995.5 | Active | UNIVERSITY NEW MEXICO HOSPITAL
82580 | 1096811 | UNITED METAL FABRICATORS INC | MEDICHOICE 5240 | UMF5240 | TABLES/ EXAMINATION/TREATMENT | 578401 |  | 107769 | 2012-04-29 | 2012-04-15 | 34315 | CLINICAL NEUROSCIENCE CENTER |  | USD | 995.5 | Active | UNIVERSITY NEW MEXICO HOSPITAL
80069 | 1096779 | UNITED METAL FABRICATORS INC | MEDICHOICE 5240 | UMF5240 | TABLES/ EXAMINATION/TREATMENT | 578401 |  | 107769AE | 2012-04-29 | 2012-04-15 | 34315 | CLINICAL NEUROSCIENCE CENTER |  | USD | 995.5 | Active | UNIVERSITY NEW MEXICO HOSPITAL
82601 | 1096832 | UNITED METAL FABRICATORS INC | MEDICHOICE 5240 | UMF5240 | TABLES/ EXAMINATION/TREATMENT | 578401 |  | 107769AL | 2012-04-29 | 2012-04-15 | 34315 | CLINICAL NEUROSCIENCE CENTER |  | USD | 995.5 | Active | UNIVERSITY NEW MEXICO HOSPITAL
80067 | 1096777 | UNITED METAL FABRICATORS INC | MEDICHOICE 5240 | UMF5240 | TABLES/ EXAMINATION/TREATMENT | 578401 |  | 107769O | 2012-04-29 | 2012-04-15 | 34315 | CLINICAL NEUROSCIENCE CENTER |  | USD | 995.5 | Active | UNIVERSITY NEW MEXICO HOSPITAL
82578 | 1096809 | UNITED METAL FABRICATORS INC | MEDICHOICE 5240 | UMF5240 | TABLES/ EXAMINATION/TREATMENT | 578401 |  | 107769Q | 2012-04-29 | 2012-04-15 | 34315 | CLINICAL NEUROSCIENCE CENTER |  | USD | 995.5 | Active | UNIVERSITY NEW MEXICO HOSPITAL
82552 | 1096806 | UNITED METAL FABRICATORS INC | MEDICHOICE 5240 | UMF5240 | TABLES/ EXAMINATION/TREATMENT | 578401 |  | 107769R | 2012-04-29 | 2012-04-15 | 34315 | CLINICAL NEUROSCIENCE CENTER |  | USD | 995.5 | Active | UNIVERSITY NEW MEXICO HOSPITAL
82581 | 1096812 | UNITED METAL FABRICATORS INC | MEDICHOICE 5240 | UMF5240 | TABLES/ EXAMINATION/TREATMENT | 578401 |  | 107769 | 2012-04-29 | 2012-04-15 | 34315 | CLINICAL NEUROSCIENCE CENTER |  | USD | 995.5 | Active | UNIVERSITY NEW MEXICO HOSPITAL
80068 | 1096778 | UNITED METAL FABRICATORS INC | MEDICHOICE 5240 | UMF5240 | TABLES/ EXAMINATION/TREATMENT | 578401 |  | 107769Y | 2012-04-29 | 2012-04-15 | 34315 | CLINICAL NEUROSCIENCE CENTER |  | USD | 995.5 | Active | UNIVERSITY NEW MEXICO HOSPITAL
82582 | 1096813 | UNITED METAL FABRICATORS INC | MEDICHOICE 5240 | UMF5240 | TABLES/ EXAMINATION/TREATMENT | 578401 |  | 107769AJ | 2012-04-29 | 2012-04-15 | 34315 | CLINICAL NEUROSCIENCE CENTER |  | USD | 995.5 | Active | UNIVERSITY NEW MEXICO HOSPITAL
82583 | 1096814 | UNITED METAL FABRICATORS INC | MEDICHOICE 5240 | UMF5240 | TABLES/ EXAMINATION/TREATMENT | 578401 |  | 107769T | 2012-04-29 | 2012-04-15 | 34315 | CLINICAL NEUROSCIENCE CENTER |  | USD | 995.5 | Active | UNIVERSITY NEW MEXICO HOSPITAL
82584 | 1096815 | UNITED METAL FABRICATORS INC | MEDICHOICE 5240 | UMF5240 | TABLES/ EXAMINATION/TREATMENT | 578401 |  | 107769AK | 2012-04-29 | 2012-04-15 | 34315 | CLINICAL NEUROSCIENCE CENTER |  | USD | 995.5 | Active | UNIVERSITY NEW MEXICO HOSPITAL
82585 | 1096816 | UNITED METAL FABRICATORS INC | MEDICHOICE 5240 | UMF5240 | TABLES/ EXAMINATION/TREATMENT | 578401 |  | 107769J | 2012-04-29 | 2012-04-15 | 34315 | CLINICAL NEUROSCIENCE CENTER |  | USD | 995.5 | Active | UNIVERSITY NEW MEXICO HOSPITAL
82586 | 1096817 | UNITED METAL FABRICATORS INC | MEDICHOICE 5240 | UMF5240 | TABLES/ EXAMINATION/TREATMENT | 578401 |  | 107769X | 2012-04-29 | 2012-04-15 | 34315 | CLINICAL NEUROSCIENCE CENTER |  | USD | 995.5 | Active | UNIVERSITY NEW MEXICO HOSPITAL
82587 | 1096818 | UNITED METAL FABRICATORS INC | MEDICHOICE 5240 | UMF5240 | TABLES/ EXAMINATION/TREATMENT | 578401 |  | 107769U | 2012-04-29 | 2012-04-15 | 34315 | CLINICAL NEUROSCIENCE CENTER |  | USD | 995.5 | Active | UNIVERSITY NEW MEXICO HOSPITAL
82520 | 1096775 | UNITED METAL FABRICATORS INC | MEDICHOICE 5240 | UMF5240 | TABLES/ EXAMINATION/TREATMENT | 578401 |  | 107769W | 2012-04-29 | 2012-04-15 | 34315 | CLINICAL NEUROSCIENCE CENTER |  | USD | 995.5 | Active | UNIVERSITY NEW MEXICO HOSPITAL
82622 | 1161901 | UNITED METAL FABRICATORS INC | MEDICHOICE 5240 | UMF5240 | TABLES/ EXAMINATION/TREATMENT | 578401 |  | 107769E | 2012-04-29 | 2012-04-15 | 34315 | CLINICAL NEUROSCIENCE CENTER |  | USD | 995.5 | Active | UNIVERSITY NEW MEXICO HOSPITAL
82600 | 1096831 | UNITED METAL FABRICATORS INC | MEDICHOICE 5240 | UMF5240 | TABLES/ EXAMINATION/TREATMENT | 578401 |  | 107769D | 2012-04-29 | 2012-04-15 | 34315 | CLINICAL NEUROSCIENCE CENTER |  | USD | 995.5 | Active | UNIVERSITY NEW MEXICO HOSPITAL
82599 | 1096830 | UNITED METAL FABRICATORS INC | MEDICHOICE 5240 | UMF5240 | TABLES/ EXAMINATION/TREATMENT | 578401 |  | 107769F | 2012-04-29 | 2012-04-15 | 34315 | CLINICAL NEUROSCIENCE CENTER |  | USD | 995.5 | Active | UNIVERSITY NEW MEXICO HOSPITAL
82598 | 1096829 | UNITED METAL FABRICATORS INC | MEDICHOICE 5240 | UMF5240 | TABLES/ EXAMINATION/TREATMENT | 578401 |  | 107769G | 2012-04-29 | 2012-04-15 | 34315 | CLINICAL NEUROSCIENCE CENTER |  | USD | 995.5 | Active | UNIVERSITY NEW MEXICO HOSPITAL
82595 | 1096826 | UNITED METAL FABRICATORS INC | MEDICHOICE 5240 | UMF5240 | TABLES/ EXAMINATION/TREATMENT | 578401 |  | 107796M | 2012-04-29 | 2012-04-15 | 34530 | ORTHOPAEDICS FACULTY CLINIC |  | USD | 995.5 | Active | UNIVERSITY NEW MEXICO HOSPITAL
82594 | 1096825 | UNITED METAL FABRICATORS INC | MEDICHOICE 5240 | UMF5240 | TABLES/ EXAMINATION/TREATMENT | 578401 |  | 107769N | 2012-04-29 | 2012-04-15 | 34315 | CLINICAL NEUROSCIENCE CENTER |  | USD | 995.5 | Active | UNIVERSITY NEW MEXICO HOSPITAL
82596 | 1096827 | UNITED METAL FABRICATORS INC | MEDICHOICE 5240 | UMF5240 | TABLES/ EXAMINATION/TREATMENT | 578401 |  | 107769AC | 2012-04-29 | 2012-04-15 | 34315 | CLINICAL NEUROSCIENCE CENTER |  | USD | 995.5 | Active | UNIVERSITY NEW MEXICO HOSPITAL
82589 | 1096820 | UNITED METAL FABRICATORS INC | MEDICHOICE 5240 | UMF5240 | TABLES/ EXAMINATION/TREATMENT | 578401 |  | 107769A | 2012-04-29 | 2012-04-15 | 34315 | CLINICAL NEUROSCIENCE CENTER |  | USD | 995.5 | Active | UNIVERSITY NEW MEXICO HOSPITAL
82588 | 1096819 | UNITED METAL FABRICATORS INC | MEDICHOICE 5240 | UMF5240 | TABLES/ EXAMINATION/TREATMENT | 578401 |  | 107769V | 2012-04-29 | 2012-04-15 | 34315 | CLINICAL NEUROSCIENCE CENTER |  | USD | 995.5 | Active | UNIVERSITY NEW MEXICO HOSPITAL
82591 | 1096822 | UNITED METAL FABRICATORS INC | MEDICHOICE 5240 | UMF5240 | TABLES/ EXAMINATION/TREATMENT | 578481 |  | 107769B | 2012-04-28 | 2012-04-15 | 34315 | CLINICAL NEUROSCIENCE CENTER |  | USD | 995.5 | Active | UNIVERSITY NEW MEXICO HOSPITAL
82590 | 1096821 | UNITED METAL FABRICATORS INC | MEDICHOICE 5240 | UMF5240 | TABLES/ EXAMINATION/TREATMENT | 578401 |  | 107769L | 2012-04-28 | 2012-04-15 | 34315 | CLINICAL NEUROSCIENCE CENTER |  | USD | 995.5 | Active | UNIVERSITY NEW MEXICO HOSPITAL
68118 | 1144501 | CARL ZEISS INC MICROSCOPY & IMAGING SYSTEMS | COLPOSCOPE 150 FC | COLPOSCOPE 150 FC | COLPOSCOPES | Found |  | 468295 | 2016-12-16 | 2016-12-15 | 30115 | SE HEIGHTS CLINIC-SAN PABLO |  | USD |  | Active | UNIVERSITY NEW MEXICO HOSPITAL
95678 | 1477891 | OLYMPUS AMERICA INC ENDOSCOPY GROUP | EVIS EXERA III CV-190 | EVIS EXERA III CV-190 | VIDEO IMAGE PROCESSORS/ ENDOSCOPIC |  |  | 7620021 | 2016-09-01 | 2017-09-15 | 71520 | PULMONARY DIAGNOSTICS |  | USD |  | Active | UNIVERSITY NEW MEXICO HOSPITAL
95808 | 1478041 | SKYTRON LLC | EZ SLIDE | 3502 | TABLES/ OPERATING |  |  | SUT-20162-0439 | 2017-05-31 | 2017-11-15 | 15500 | OSIS OPERATING ROOM |  | USD |  | Active | UNIVERSITY NEW MEXICO HOSPITAL
98680 | 1420429 | LEICA MICROSYSTEMS INC | ST4020 | ST4020 | SLIDE STAINERS/ HEMATOLOGY | 1175120-CAP |  | 0980/04.2016 | 2017-04-11 | 2018-04-15 | 34655 | DERMATOLOGY CLINIC 1021 MED |  | USD | 5540.4 | Active | UNIVERSITY NEW MEXICO HOSPITAL
83179 | 1162558 | OLYMPUS AMERICA INC | OEV-261H | OEV-261H | MONITORS/ VIDEO | 1036602-0-CAP |  | 7257755 | 2012-12-20 | 2012-12-15 | 70020 | ENDOSCOPY CENTER |  | USD |  | Active | UNIVERSITY NEW MEXICO HOSPITAL
54937 | 1096928 | ANGELANTONI INDUSTRIE SPA | HEMOSAFE USC 115 | HEMOSAFE USC 115 | REFRIGERATORS/ BLOOD BANK | FOUND |  | 45844 | 2017-01-30 | 2018-01-15 | 74070 | LAB - BLOOD BANK |  | USD |  | Active | UNIVERSITY NEW MEXICO HOSPITAL
54939 | 1096934 | ANGELANTONI INDUSTRIE SPA | HEMONINE 2 | HEMONINE 2 | REFRIGERATORS/ BLOOD BANK | FOUND |  | 45845 | 2017-01-27 | 2018-01-15 | 74070 | LAB - BLOOD BANK |  | USD |  | Active | UNIVERSITY NEW MEXICO HOSPITAL
54944 | 1096933 | ANGELANTONI INDUSTRIE SPA | HEMONINE 2 | HEMONINE 2 | REFRIGERATORS/ BLOOD BANK | FOUND |  | 45844 | 2017-01-01 | 2018-01-15 | 15040 | PACU (RECOVERY ROOM 1) |  | USD |  | Active | UNIVERSITY NEW MEXICO HOSPITAL
80076 | 1096920 | JEWETT REFRIGERATOR CO INC | CT1-1B18 | CT1-1B18 | REFRIGERATORS/ BLOOD BANK | FOUND |  | O12S1274484OS | 2017-01-27 | 2018-01-15 | 74070 | LAB - BLOOD BANK |  | USD |  | Active | UNIVERSITY NEW MEXICO HOSPITAL
54945 | 1096935 | JEWETT REFRIGERATOR CO INC | CT1-1B18 | CT1-1B18 | REFRIGERATORS/ BLOOD BANK | FOUND |  | O06S127384OS | 2017-01-30 | 2018-01-15 | 74070 | LAB - BLOOD BANK |  | USD |  | Active | UNIVERSITY NEW MEXICO HOSPITAL
54940 | 1096932 | JEWETT REFRIGERATOR CO INC | CT1-1B18 | CT1-1B18 | REFRIGERATORS/ BLOOD BANK | FOUND |  | O20S127608OS | 2017-01-27 | 2018-01-15 | 74070 | LAB - BLOOD BANK |  | USD |  | Active | UNIVERSITY NEW MEXICO HOSPITAL
54943 | 1096929 | JEWETT REFRIGERATOR CO INC | CT1-1B18 | CT1-1B18 | REFRIGERATORS/ BLOOD BANK | FOUND |  | O085127434 | 2017-01-27 | 2018-01-15 | 74070 | LAB - BLOOD BANK |  | USD |  | Active | UNIVERSITY NEW MEXICO HOSPITAL
54941 | 1096931 | JEWETT REFRIGERATOR CO INC | CT1-1B18 | CT1-1B18 | REFRIGERATORS/ BLOOD BANK | FOUND |  | N30S127258OS | 2017-01-01 | 2018-01-15 | 74070 | LAB - BLOOD BANK |  | USD |  | Active | UNIVERSITY NEW MEXICO HOSPITAL
88534 | 1448405 | OLYMPUS AMERICA INC | OEV-262H | OEV-262H | MONITORS/ MEDICAL GRADE DISPLAY |  |  | 7418404 |  | 2017-05-15 | 70020 | ENDOSCOPY CENTER |  | USD |  | Active | UNIVERSITY NEW MEXICO HOSPITAL
88533 | 1448409 | OLYMPUS AMERICA INC | OEV-262H | OEV-262H | MONITORS/ MEDICAL GRADE DISPLAY |  |  | 7418611 |  | 2017-12-15 | 70020 | ENDOSCOPY CENTER |  | USD |  | Active | UNIVERSITY NEW MEXICO HOSPITAL
48797 | 1096926 | JEWETT REFRIGERATOR CO INC | LTV-21A37 | LTV-21A37 | FREEZERS/ BLOOD | FOUND |  | O02P-276304-OP | 2017-01-01 | 2018-01-15 | 74070 | LAB - BLOOD BANK |  | USD |  | Active | UNIVERSITY NEW MEXICO HOSPITAL
48871 | 1096923 | HARRIS MANUFACTURER | HLT-23V-30PFA18 | HLT-23V-30PFA18 | FREEZERS/ LABORATORY | FOUND |  | W01P-116963-WP | 2017-01-01 | 2018-01-15 | 74070 | LAB - BLOOD BANK |  | USD |  | Active | UNIVERSITY NEW MEXICO HOSPITAL
80119 | 1096918 | THERMO FISHER SCIENTIFIC INC | UFP233A19 | UFP233A19 | FREEZERS/ LABORATORY | FOUND |  | N28U-140164-OU | 2017-01-01 | 2018-01-15 | 74070 | LAB - BLOOD BANK |  | USD |  | Active | UNIVERSITY NEW MEXICO HOSPITAL
101620 | 1448292 | NICOLET VASCULAR INC | ELITE 100 | ELITE 100 | BLOOD-FLOW DETECTORS/ ULTRASONIC |  |  | EAM1027 |  | 2017-06-15 | 34125 | WOMEN'S FACULTY & MIDWIFE CLIN |  | USD |  | Active | UNIVERSITY NEW MEXICO HOSPITAL
101816 | 1447839 | NICOLET VASCULAR INC | ELITE 100 | ELITE 100 | BLOOD-FLOW DETECTORS/ ULTRASONIC |  |  | EAM1026 |  | 2017-06-15 | 34125 | WOMEN'S FACULTY & MIDWIFE CLIN |  | USD |  | Active | UNIVERSITY NEW MEXICO HOSPITAL
91363 | 1040581 | COVIDIEN | FORCE ARGON II | FORCE ARGON II | ELECTROSURGICAL UNIT/ MONO/ BI-POLAR/ ARGON-ENHANCED |  |  | G1C782U | 2017-06-16 | 2017-12-15 | 15000 | OPERATING ROOM |  | USD |  | Active | UNIVERSITY NEW MEXICO HOSPITAL
25414 | 1096919 | REVCO SCIENTIFIC INC | REB2304ABA | REB2304ABA | REFRIGERATORS/ LABORATORY | FOUND |  | T09D1410324TC | 2017-01-01 | 2018-01-15 | 74070 | LAB - BLOOD BANK |  | USD |  | Active | UNIVERSITY NEW MEXICO HOSPITAL
89244 | 1478250 | VERATHON INC | BLADDERSCAN (BVI-9400) | BVI-9400 | SCANNING SYSTEMS/ULTRASONIC/DIAGNOSTIC (BIOMED) |  |  | B4303918 | 2017-05-15 | 2018-05-15 | 12230 | GEN MED/SAC (4-W) |  | USD |  | Active | UNIVERSITY NEW MEXICO HOSPITAL
45454 | 1084802 | FISHER & PAYKEL HEALTHCARE INC | INNERVATOR242 | INNERVATOR242 | STIMULATORS/ ELECTRICAL/ PERIPHERAL NERVE/ BLOCK M |  |  | 021101001881 | 2012-05-25 | 2012-05-15 | 12120 | MEDICAL/CARDIAC ICU |  | USD |  | Active | UNIVERSITY NEW MEXICO HOSPITAL
70765 | 1143486 | PACKARD BIOSCIENCE CO | A2020 | A2020 | COUNTERS/ SCINTILLATION/ LIQUID |  |  | ipjoo3461p | 2012-10-15 | 2012-10-15 | 34025 | CARDIOLOGY CLINIC |  | USD |  | Active | UNIVERSITY NEW MEXICO HOSPITAL
82391 | 1096683 | NOT ASSIGNED | NASOMETER II 6400 | NASOMETER II 6400 | AUDIOMETERS | 583194 |  | 38154-04 | 2011-11-11 | 2012-11-15 | 76020 | SPEECH/LANGUAGE PATHOLOGY |  | USD | 0.01 | Active | UNIVERSITY NEW MEXICO HOSPITAL
82628 | 1162321 | WELCH ALLYN INC | 23300 | 23300 | AUDIOMETERS | FOUND |  | 200700142 | 2012-01-05 | 2017-06-15 | 32030 | UNM LOBOCARE CLINIC |  | USD |  | Active | UNIVERSITY NEW MEXICO HOSPITAL
82665 | 1096845 | PRECISION SCIENTIFIC INC | SHAKER | SHAKER | SHAKERS/ LABORATORY | FOUND |  | 1065 | 2012-04-25 | 2012-04-15 | 3180-CDD | UNMMG - CENTER FOR DEVELOPMENT AND DISABILITIES |  | USD |  | Active | UNIVERSITY NEW MEXICO HOSPITAL
64331 | 1085518 | NEURO TECHNOLOGY INC | MICROSTIM | MICROSTIM | STIMULATORS/ ELECTRICAL/ PERIPHERAL NERVE |  |  | EF30215 |  | 2017-06-15 | 15055 | ANESTHESIA |  | USD |  | Active | UNIVERSITY NEW MEXICO HOSPITAL
82660 | 1162365 | VWR INTERNATIONAL (NORTH AMERICA) | K-550G | K-550G | MIXERS/ CLINICAL LABORATORY | FOUND |  | 1491 | 2012-01-25 | 2012-07-15 | 9025 | CLINICAL AND TRANSLATIONAL SCIENCE CENTER (07) |  | USD |  | Active | UNIVERSITY NEW MEXICO HOSPITAL
70557 | 1085519 | NEURO TECHNOLOGY INC | MICROSTIM PLUS | MICROSTIM PLUS | STIMULATORS/ ELECTRICAL/ PERIPHERAL NERVE/ BLOCK M |  |  | EF050261 | 2012-01-03 | 2012-01-15 | 15055 | ANESTHESIA |  | USD |  | Active | UNIVERSITY NEW MEXICO HOSPITAL
79085 | 1184467 | PENTAX MEDICAL CO | EPK-1000 | EPK-1000 | PROCESSORS/ VIDEO | 538047 |  | UD013385 2009 | 2012-12-28 | 2015-11-15 | 76020 | SPEECH/LANGUAGE PATHOLOGY |  | USD | 24870.01 | Active | UNIVERSITY NEW MEXICO HOSPITAL
80716 | 1096221 | NICOLET BIOMEDICAL INC | VIKINGSELECT | VIKINGSELECT | MONITORS/ EMG | 566292 | 566292 | RB080202MR | 2012-06-28 | 2012-06-15 | 34610 | OPHTHALMOLOGY ON SITE CLINIC |  | USD | 30577 | Active | UNIVERSITY NEW MEXICO HOSPITAL
ACN 84586 | 1198809 | STOCKERT GmbH | 60-02-15 | 60-02-15 | PUMPS/ EXTRACORPOREAL PERFUSION |  |  | 60S09414F | 2016-07-21 | 2017-07-15 | 70050 | ECMO |  | USD |  | Active | UNIVERSITY NEW MEXICO HOSPITAL
83814 | 1440483 | CardioQuip | MCH-1000 | MCH-1000 | WARMING UNITS/ PATIENT/ CIRCULATING-FLUID |  |  | 13160086 | 2017-05-29 | 2018-04-15 | 12460 | PEDIATRIC ICU |  | USD |  | Active | UNIVERSITY NEW MEXICO HOSPITAL
83813 | 1440482 | CardioQuip | MCH-1000 | MCH-1000 | WARMING UNITS/ PATIENT/ CIRCULATING-FLUID |  |  | 1160428 | 2017-05-29 | 2018-04-15 | 12460 | PEDIATRIC ICU |  | USD |  | Active | UNIVERSITY NEW MEXICO HOSPITAL
70590 | 1096564 | REICHERT ANALYTICAL INSTRUMENTS | TONO-PEN XL | TONO-PEN XL | TONOMETERS/ OPHTHALMIC | found |  | 3.08.0748 | 2011-10-28 | 2017-06-15 | 34610 | OPHTHALMOLOGY ON SITE CLINIC |  | USD |  | Active | UNIVERSITY NEW MEXICO HOSPITAL
45237 | 1096580 | NOT ASSIGNED | SWIFT | SWIFT | MICROSCOPES LIGHT/ LABORATORY/ BRIGHTFIELD | FOUND |  | 915495 | 2012-11-13 | 2012-11-15 | 70020 | ENDOSCOPY CENTER |  | USD |  | Active | UNIVERSITY NEW MEXICO HOSPITAL
68672 | 1144298 | INTERNATIONAL TECHNIDYNE CORP | SIGNATURE ELITE | SIGNATURE ELITE | COAGULATORS/ TIMER/ BLOOD | CONSIGNMENT | CONSIGNMENT | SE3768 |  | 2016-09-15 | 71040 | CARDIAC CATH LAB |  | USD | 0 | Reactivated | UNIVERSITY NEW MEXICO HOSPITAL
82661 | 1162366 | SCIENTIFIC INDUSTRIES INC | GENIE 2 | G-560 | MIXERS/ CLINICAL LABORATORY | FOUND |  | 2-392165 | 2012-01-25 | 2012-07-15 | 9025 | CLINICAL AND TRANSLATIONAL SCIENCE CENTER (07) |  | USD |  | Active | UNIVERSITY NEW MEXICO HOSPITAL
82603 | 1096846 | LAB-LINE INSTRUMENTS INC | 4625-1CEM | 4625-1CEM | SHAKERS/ LABORATORY | FOUND |  | 594-4423 | 2012-01-25 | 2012-07-15 | 9025 | CLINICAL AND TRANSLATIONAL SCIENCE CENTER (07) |  | USD |  | Active | UNIVERSITY NEW MEXICO HOSPITAL
70896 | 1143496 | BIODEX MEDICAL SYSTEMS INC | ATOM LAB 950 | 187-225 | THYROID UPTAKE SYSTEMS |  |  | 10060618 | 2017-05-29 | 2018-01-15 | 75010 | RADIOLOGY - CT SCAN |  | USD |  | Active | UNIVERSITY NEW MEXICO HOSPITAL
82264 | 1096499 | KARL STORZ ENDOSCOPY-AMERICA INC | SC-WU26-A1511 | SC-WU26-A1511 | MONITORS/ VIDEO |  |  | 11-178585 |  | 2017-04-15 | 15000 | OPERATING ROOM |  | USD |  | Active | UNIVERSITY NEW MEXICO HOSPITAL
ACN 101034 | 1440233 | KARL STORZ ENDOSCOPY-AMERICA INC | SC-WU26-A1511 | SC-WU26-A1511 | MONITORS/ VIDEO |  |  | 13-232567 |  | 2017-03-15 | 15005 | OPERATING ROOM - BBRP |  | USD |  | Active | UNIVERSITY NEW MEXICO HOSPITAL
ACN 101035 | 1440231 | KARL STORZ ENDOSCOPY-AMERICA INC | SC-WU26-A1511 | SC-WU26-A1511 | MONITORS/ VIDEO |  |  | 13-232568 |  | 2017-03-15 | 15005 | OPERATING ROOM - BBRP |  | USD |  | Active | UNIVERSITY NEW MEXICO HOSPITAL
64784 | 1003003 | KARL STORZ ENDOSCOPY-AMERICA INC | SC-WU26-A1511 | SC-WU26-A1511 | MONITORS/ VIDEO | FOUND |  | 08-117869 |  | 2017-06-15 | 15000 | OPERATING ROOM |  | USD |  | Active | UNIVERSITY NEW MEXICO HOSPITAL
83588 | 1163117 | HARVEST TECHNOLOGIES CORP | SMARTPREP2 | SMARTPREP2 | CENTRIFUGES182 | 1030183 |  | SMP2-4881 | 2012-11-15 | 2013-06-15 | 15000 | OPERATING ROOM |  | USD | 0 | Active | UNIVERSITY NEW MEXICO HOSPITAL
82609 | 1096852 | CAREFUSION INC | MAS SCREEN IOS | MAS SCREEN IOS | SPIROMETERS | FOUND |  | 733046 | 2016-07-18 | 2017-07-15 | 9025 | CLINICAL AND TRANSLATIONAL SCIENCE CENTER (07) |  | USD |  | Active | UNIVERSITY NEW MEXICO HOSPITAL
52648 | 1142698 | WELCH ALLYN INC | 76700 | 76700 | OPHTHALMOSCOPE/OTOSCOPES |  |  | 13 | 2013-02-08 | 2013-02-15 | 54080 | UNMMG - TRUMAN ST. CLINIC |  | USD |  | Active | UNIVERSITY NEW MEXICO HOSPITAL
83893 | 1163366 | WELCH ALLYN INC | 76700 | 76700 | OPHTHALMOSCOPE/OTOSCOPES |  |  | 11 | 2013-02-08 | 2013-02-15 | 54080 | UNMMG - TRUMAN ST. CLINIC |  | USD |  | Active | UNIVERSITY NEW MEXICO HOSPITAL
83890 | 1163363 | WELCH ALLYN INC | 76700 | 76700 | OPHTHALMOSCOPE/OTOSCOPES |  |  | 11234 | 2013-02-08 | 2013-02-15 | 54080 | UNMMG - TRUMAN ST. CLINIC |  | USD |  | Active | UNIVERSITY NEW MEXICO HOSPITAL
82313 | 1162332 | WELCH ALLYN INC | 76700 | 76700 | OPHTHALMOSCOPE/OTOSCOPES | FOUND |  | NONE | 2012-01-23 | 2012-01-15 | 9025 | CLINICAL AND TRANSLATIONAL SCIENCE CENTER (07) |  | USD |  | Active | UNIVERSITY NEW MEXICO HOSPITAL
82309 | 1162328 | WELCH ALLYN INC | 76700 | 76700 | OPHTHALMOSCOPE/OTOSCOPES | FOUND |  | NONE | 2012-01-24 | 2012-01-15 | 9025 | CLINICAL AND TRANSLATIONAL SCIENCE CENTER (07) |  | USD |  | Active | UNIVERSITY NEW MEXICO HOSPITAL
82308 | 1162327 | WELCH ALLYN INC | 76700 | 76700 | OPHTHALMOSCOPE/OTOSCOPES | FOUND |  | NONE | 2012-01-24 | 2012-01-15 | 9025 | CLINICAL AND TRANSLATIONAL SCIENCE CENTER (07) |  | USD |  | Active | UNIVERSITY NEW MEXICO HOSPITAL
82307 | 1162326 | WELCH ALLYN INC | 76700 | 76700 | OPHTHALMOSCOPE/OTOSCOPES | FOUND |  | NONE | 2012-01-24 | 2012-01-15 | 9025 | CLINICAL AND TRANSLATIONAL SCIENCE CENTER (07) |  | USD |  | Active | UNIVERSITY NEW MEXICO HOSPITAL
82642 | 1162345 | INTOXIMETERS | Alco-Sensor FST | F-000224-01 | ANALYZERS/ POINT-OF-CARE/ BREATH/ ALCOHOL | 588143 |  | 070706 | 2017-01-01 | 2018-01-15 | 12035 | UPC INPATIENT ADULT SERVICES |  | USD | 545.01 | Active | UNIVERSITY NEW MEXICO HOSPITAL
95759 | 1477962 | MEDICOOL, INC. | FileStream II | 1811 | DRILLS |  |  | 1811030714 |  | 2017-06-15 | 32040 | NE HEIGHTS CLINIC |  | USD |  | Active | UNIVERSITY NEW MEXICO HOSPITAL
98185 | 1397668 | MEDICOOL, INC. | FileStream II | 1811 | DRILLS |  |  | F013725 |  | 2017-06-15 | 32045 | SOUTHWEST MESA CLINIC |  | USD |  | Active | UNIVERSITY NEW MEXICO HOSPITAL
95756 | 1477896 | MEDICOOL, INC. | FileStream II | 1811 | DRILLS |  |  | F013731 |  | 2017-06-15 | 30080 | NORTH VALLEY CLINIC |  | USD |  | Active | UNIVERSITY NEW MEXICO HOSPITAL
98583 | 1399661 | 3M HEALTH CARE | ATTEST 490 | 490 | STERILIZATION PROCESS INDICATORS |  |  | 202174 |  | 2016-09-15 | 15010 | STERILE PROCESSING |  | USD |  | Active | UNIVERSITY NEW MEXICO HOSPITAL
95702 | 1477905 | 3M HEALTH CARE | ATTEST 490 | 490 | STERILIZATION PROCESS INDICATORS |  |  | 110284 |  | 2017-01-15 | 15010 | STERILE PROCESSING |  | USD |  | Active | UNIVERSITY NEW MEXICO HOSPITAL
80060 | 1085977 | Tower Medical Systems | MD250-2 | MD250-2 | TABLES/EXAM/TREATMENT/ADJUSTABLE/OBSTETRICAL | FOUND |  | 001150 | 2016-08-16 | 2017-10-15 | 34115 | WOMEN'S ULTRASOUND CLINIC |  | USD |  | Active | UNIVERSITY NEW MEXICO HOSPITAL
101199 | 1422484 | TRIPP LITE | OMNISMART | 350HG | POWER SYSTEMS/ UNINTERRUPTIBLE |  |  | 2428AVHOM875700235 | 2017-04-28 | 2018-04-15 | 12360 | NEUROSCIENCE |  | USD |  | Active | UNIVERSITY NEW MEXICO HOSPITAL
101196 | 1422441 | TRIPP LITE | OMNISMART | 350HG | POWER SYSTEMS/ UNINTERRUPTIBLE |  |  | 2428AVHOM875700158 | 2017-04-28 | 2018-04-15 | 12360 | NEUROSCIENCE |  | USD |  | Active | UNIVERSITY NEW MEXICO HOSPITAL
101195 | 1422442 | TRIPP LITE | OMNISMART | 350HG | POWER SYSTEMS/ UNINTERRUPTIBLE |  |  | 2428AVHOM875700175 | 2017-04-28 | 2018-04-15 | 12360 | NEUROSCIENCE |  | USD |  | Active | UNIVERSITY NEW MEXICO HOSPITAL
101252 | 1422269 | TRIPP LITE | OMNISMART | 350HG | POWER SYSTEMS/ UNINTERRUPTIBLE |  |  | 2415AY0OM875700163 | 2017-04-28 | 2018-04-15 | 12360 | NEUROSCIENCE |  | USD |  | Active | UNIVERSITY NEW MEXICO HOSPITAL
| ZZCLEANROOMS | CLEAN ROOM INTERNATIONAL | SAM | SAM 22 NCR | FILTRATION SYSTEMS |  |  | N/A | 2016-11-17 | 2017-11-15 | 4310-PHARMACY | ZZPHARMACY |  | USD |  | Active | UNIVERSITY NEW MEXICO HOSPITAL
101480 | 1447532 | AMVEX CORP | VACUUM REGULATOR | VACUUM REGULATOR | REGULATORS/ SUCTION |  |  | VRA07340BH |  | 2017-04-15 | 12220 | MED/SURG SUBACUTE (4-E) |  | USD |  | Active | UNIVERSITY NEW MEXICO HOSPITAL
101437 | 1447514 | AMVEX CORP | VACUUM REGULATOR | VACUUM REGULATOR | REGULATORS/ SUCTION |  |  | CNV |  | 2017-04-15 | 12220 | MED/SURG SUBACUTE (4-E) |  | USD |  | Active | UNIVERSITY NEW MEXICO HOSPITAL
101436 | 1447513 | AMVEX CORP | VACUUM REGULATOR | VACUUM REGULATOR | REGULATORS/ SUCTION |  |  | VRA06173BH |  | 2017-04-15 | 12220 | MED/SURG SUBACUTE (4-E) |  | USD |  | Active | UNIVERSITY NEW MEXICO HOSPITAL
101435 | 1447512 | AMVEX CORP | VACUUM REGULATOR | VACUUM REGULATOR | REGULATORS/ SUCTION |  |  | VRA06176BH |  | 2017-04-15 | 12220 | MED/SURG SUBACUTE (4-E) |  | USD |  | Active | UNIVERSITY NEW MEXICO HOSPITAL
101479 | 1447531 | AMVEX CORP | VACUUM REGULATOR | VACUUM REGULATOR | REGULATORS/ SUCTION |  |  | VRA07342BH |  | 2017-04-15 | 12220 | MED/SURG SUBACUTE (4-E) |  | USD |  | Active | UNIVERSITY NEW MEXICO HOSPITAL
101478 | 1447530 | AMVEX CORP | VACUUM REGULATOR | VACUUM REGULATOR | REGULATORS/ SUCTION |  |  | CNV |  | 2017-04-15 | 12220 | MED/SURG SUBACUTE (4-E) |  | USD |  | Active | UNIVERSITY NEW MEXICO HOSPITAL
101477 | 1447551 | AMVEX CORP | VACUUM REGULATOR | VACUUM REGULATOR | REGULATORS/ SUCTION |  |  | CNV |  | 2017-04-15 | 12220 | MED/SURG SUBACUTE (4-E) |  | USD |  | Active | UNIVERSITY NEW MEXICO HOSPITAL
101476 | 1447550 | AMVEX CORP | VACUUM REGULATOR | VACUUM REGULATOR | REGULATORS/ SUCTION |  |  | CNV |  | 2017-04-15 | 12220 | MED/SURG SUBACUTE (4-E) |  | USD |  | Active | UNIVERSITY NEW MEXICO HOSPITAL
68801 | 1143073 | AMVEX CORP | VACUUM REGULATOR | VACUUM REGULATOR | REGULATORS/ SUCTION |  |  | VRA08651LH |  | 2017-04-15 | 12220 | MED/SURG SUBACUTE (4-E) |  | USD |  | Active | UNIVERSITY NEW MEXICO HOSPITAL
101452 | 1447529 | AMVEX CORP | VACUUM REGULATOR | VACUUM REGULATOR | REGULATORS/ SUCTION |  |  | VRA07352BH |  | 2017-04-15 | 12220 | MED/SURG SUBACUTE (4-E) |  | USD |  | Active | UNIVERSITY NEW MEXICO HOSPITAL
101453 | 1447528 | AMVEX CORP | VACUUM REGULATOR | VACUUM REGULATOR | REGULATORS/ SUCTION |  |  | CNV |  | 2017-04-15 | 12220 | MED/SURG SUBACUTE (4-E) |  | USD |  | Active | UNIVERSITY NEW MEXICO HOSPITAL
101450 | 1447527 | AMVEX CORP | VACUUM REGULATOR | VACUUM REGULATOR | REGULATORS/ SUCTION |  |  | CNV |  | 2017-04-15 | 12220 | MED/SURG SUBACUTE (4-E) |  | USD |  | Active | UNIVERSITY NEW MEXICO HOSPITAL
101449 | 1447526 | AMVEX CORP | VACUUM REGULATOR | VACUUM REGULATOR | REGULATORS/ SUCTION |  |  | CNV |  | 2017-04-15 | 12220 | MED/SURG SUBACUTE (4-E) |  | USD |  | Active | UNIVERSITY NEW MEXICO HOSPITAL
101448 | 1447525 | AMVEX CORP | VACUUM REGULATOR | VACUUM REGULATOR | REGULATORS/ SUCTION |  |  | CNV |  | 2017-04-15 | 12220 | MED/SURG SUBACUTE (4-E) |  | USD |  | Active | UNIVERSITY NEW MEXICO HOSPITAL
101447 | 1447524 | AMVEX CORP | VACUUM REGULATOR | VACUUM REGULATOR | REGULATORS/ SUCTION |  |  | CNV |  | 2017-04-15 | 12220 | MED/SURG SUBACUTE (4-E) |  | USD |  | Active | UNIVERSITY NEW MEXICO HOSPITAL
101446 | 1447523 | AMVEX CORP | VACUUM REGULATOR | VACUUM REGULATOR | REGULATORS/ SUCTION |  |  | CNV |  | 2017-04-15 | 12220 | MED/SURG SUBACUTE (4-E) |  | USD |  | Active | UNIVERSITY NEW MEXICO HOSPITAL
101268 | 1421916 | AMVEX CORP | VACUUM REGULATOR | VACUUM REGULATOR | REGULATORS/ SUCTION |  |  | VRA08020CF |  | 2017-04-15 | 72040 | I/P HEMODIALYSIS |  | USD |  | Active | UNIVERSITY NEW MEXICO HOSPITAL
101444 | 1447521 | AMVEX CORP | VACUUM REGULATOR | VACUUM REGULATOR | REGULATORS/ SUCTION |  |  | VRA0733BH |  | 2017-04-15 | 12220 | MED/SURG SUBACUTE (4-E) |  | USD |  | Active | UNIVERSITY NEW MEXICO HOSPITAL
101545 | 1448361 | AMVEX CORP | VACUUM REGULATOR | VACUUM REGULATOR | REGULATORS/ SUCTION |  |  | VRA08994BH |  | 2017-04-15 | 15040 | PACU (RECOVERY ROOM 1) |  | USD |  | Active | UNIVERSITY NEW MEXICO HOSPITAL
101443 | 1447520 | AMVEX CORP | VACUUM REGULATOR | VACUUM REGULATOR | REGULATORS/ SUCTION |  |  | CNV |  | 2017-04-15 | 12220 | MED/SURG SUBACUTE (4-E) |  | USD |  | Active | UNIVERSITY NEW MEXICO HOSPITAL
101434 | 1447510 | AMVEX CORP | VACUUM REGULATOR | VACUUM REGULATOR | REGULATORS/ SUCTION |  |  | VRA06174BH |  | 2017-04-15 | 12220 | MED/SURG SUBACUTE (4-E) |  | USD |  | Active | UNIVERSITY NEW MEXICO HOSPITAL
70116 | 1084281 | AMVEX CORP | VACUUM REGULATOR | VACUUM REGULATOR | REGULATORS/ SUCTION |  |  | CNV |  | 2017-04-15 | 12360 | NEUROSCIENCE |  | USD |  | Active | UNIVERSITY NEW MEXICO HOSPITAL
101433 | 1447506 | AMVEX CORP | VACUUM REGULATOR | VACUUM REGULATOR | REGULATORS/ SUCTION |  |  | CNV |  | 2017-04-15 | 12220 | MED/SURG SUBACUTE (4-E) |  | USD |  | Active | UNIVERSITY NEW MEXICO HOSPITAL
101432 | 1447505 | AMVEX CORP | VACUUM REGULATOR | VACUUM REGULATOR | REGULATORS/ SUCTION |  |  | CNV |  | 2017-04-15 | 12220 | MED/SURG SUBACUTE (4-E) |  | USD |  | Active | UNIVERSITY NEW MEXICO HOSPITAL
101265 | 1447503 | AMVEX CORP | VACUUM REGULATOR | VACUUM REGULATOR | REGULATORS/ SUCTION |  |  | VRA07337KG |  | 2017-04-15 | 12220 | MED/SURG SUBACUTE (4-E) |  | USD |  | Active | UNIVERSITY NEW MEXICO HOSPITAL
101266 | 1447502 | AMVEX CORP | VACUUM REGULATOR | VACUUM REGULATOR | REGULATORS/ SUCTION |  |  | VRA07339BH |  | 2017-04-15 | 12220 | MED/SURG SUBACUTE (4-E) |  | USD |  | Active | UNIVERSITY NEW MEXICO HOSPITAL
101258 | 1440208 | AMVEX CORP | VACUUM REGULATOR | VACUUM REGULATOR | REGULATORS/ SUCTION |  |  | VRA06171BH |  | 2017-04-15 | 12220 | MED/SURG SUBACUTE (4-E) |  | USD |  | Active | UNIVERSITY NEW MEXICO HOSPITAL
101257 | 1440207 | AMVEX CORP | VACUUM REGULATOR | VACUUM REGULATOR | REGULATORS/ SUCTION |  |  | VRA05120CH |  | 2017-04-15 | 12220 | MED/SURG SUBACUTE (4-E) |  | USD |  | Active | UNIVERSITY NEW MEXICO HOSPITAL
101256 | 1440204 | AMVEX CORP | VACUUM REGULATOR | VACUUM REGULATOR | REGULATORS/ SUCTION |  |  | VRA05461BG |  | 2017-04-15 | 12220 | MED/SURG SUBACUTE (4-E) |  | USD |  | Active | UNIVERSITY NEW MEXICO HOSPITAL
101298 | 1440179 | AMVEX CORP | VACUUM REGULATOR | VACUUM REGULATOR | REGULATORS/ SUCTION |  |  | CNV |  | 2017-04-15 | 12220 | MED/SURG SUBACUTE (4-E) |  | USD |  | Active | UNIVERSITY NEW MEXICO HOSPITAL
101275 | 1440203 | AMVEX CORP | VACUUM REGULATOR | VACUUM REGULATOR | REGULATORS/ SUCTION |  |  | CNV |  | 2017-04-15 | 12220 | MED/SURG SUBACUTE (4-E) |  | USD |  | Active | UNIVERSITY NEW MEXICO HOSPITAL
101299 | 1440202 | AMVEX CORP | VACUUM REGULATOR | VACUUM REGULATOR | REGULATORS/ SUCTION |  |  | VRA06172BH |  | 2017-04-15 | 12220 | MED/SURG SUBACUTE (4-E) |  | USD |  | Active | UNIVERSITY NEW MEXICO HOSPITAL
101294 | 1440201 | AMVEX CORP | VACUUM REGULATOR | VACUUM REGULATOR | REGULATORS/ SUCTION |  |  | CNV |  | 2017-04-15 | 12220 | MED/SURG SUBACUTE (4-E) |  | USD |  | Active | UNIVERSITY NEW MEXICO HOSPITAL
101604 | 1446619 | AMVEX CORP | VACUUM REGULATOR | VACUUM REGULATOR | REGULATORS/ SUCTION |  |  | VRA08298NH |  | 2017-04-15 | 71040 | CARDIAC CATH LAB |  | USD |  | Active | UNIVERSITY NEW MEXICO HOSPITAL
101274 | 1421908 | AMVEX CORP | VACUUM REGULATOR | VACUUM REGULATOR | REGULATORS/ SUCTION |  |  | VRA07334BH |  | 2017-04-15 | 12220 | MED/SURG SUBACUTE (4-E) |  | USD |  | Active | UNIVERSITY NEW MEXICO HOSPITAL
101489 | 1446540 | AMVEX CORP | VACUUM REGULATOR | VACUUM REGULATOR | REGULATORS/ SUCTION |  |  | VRA08291NH |  | 2017-04-15 | 71040 | CARDIAC CATH LAB |  | USD |  | Active | UNIVERSITY NEW MEXICO HOSPITAL
101285 | 1422226 | AMVEX CORP | VACUUM REGULATOR | VACUUM REGULATOR | REGULATORS/ SUCTION |  |  | VRA24501 |  | 2017-04-15 | 12320 | GENERAL MEDICINE (5-W) |  | USD |  | Active | UNIVERSITY NEW MEXICO HOSPITAL
101276 | 1440188 | AMVEX CORP | VACUUM REGULATOR | VACUUM REGULATOR | REGULATORS/ SUCTION |  |  | CNV |  | 2017-04-15 | 12220 | MED/SURG SUBACUTE (4-E) |  | USD |  | Active | UNIVERSITY NEW MEXICO HOSPITAL
101295 | 1421919 | AMVEX CORP | VACUUM REGULATOR | VACUUM REGULATOR | REGULATORS/ SUCTION |  |  | CNV |  | 2017-04-15 | 12220 | MED/SURG SUBACUTE (4-E) |  | USD |  | Active | UNIVERSITY NEW MEXICO HOSPITAL
101281 | 1422221 | AMVEX CORP | VACUUM REGULATOR | VACUUM REGULATOR | REGULATORS/ SUCTION |  |  | VRA |  | 2017-04-15 | 71520 | PULMONARY DIAGNOSTICS |  | USD |  | Active | UNIVERSITY NEW MEXICO HOSPITAL
101271 | 1421775 | AMVEX CORP | VACUUM REGULATOR | VACUUM REGULATOR | REGULATORS/ SUCTION |  |  | CNV |  | 2017-04-15 | 12220 | MED/SURG SUBACUTE (4-E) |  | USD |  | Active | UNIVERSITY NEW MEXICO HOSPITAL
101100 | 1422337 | AMVEX CORP | VACUUM REGULATOR | VACUUM REGULATOR | REGULATORS/ SUCTION |  |  | VRA05272BG |  | 2017-04-15 | 21015 | ED-NORTH |  | USD |  | Active | UNIVERSITY NEW MEXICO HOSPITAL
83906 | 1162749 | AMVEX CORP | VACUUM REGULATOR | VACUUM REGULATOR | REGULATORS/ SUCTION |  |  | VRA07344BH |  | 2017-04-15 | 12340 | SURGICAL SPECIALITY UNIT (4-S) |  | USD |  | Active | UNIVERSITY NEW MEXICO HOSPITAL
55399 | 1440407 | AMVEX CORP | VACUUM REGULATOR | VACUUM REGULATOR | REGULATORS/ SUCTION |  |  | CNV |  | 2017-04-15 | 12360 | NEUROSCIENCE |  | USD |  | Active | UNIVERSITY NEW MEXICO HOSPITAL
95984 | 1420380 | AMVEX CORP | VACUUM REGULATOR | VACUUM REGULATOR | REGULATORS/ SUCTION |  |  | CNV |  | 2017-04-15 | 12220 | MED/SURG SUBACUTE (4-E) |  | USD |  | Active | UNIVERSITY NEW MEXICO HOSPITAL
60440 | 1140242 | AMVEX CORP | VACUUM REGULATOR | VACUUM REGULATOR | REGULATORS/ SUCTION |  |  | VRA05396BG |  | 2017-04-15 | 21015 | ED-NORTH |  | USD |  | Active | UNIVERSITY NEW MEXICO HOSPITAL
60454 | 1422393 | AMVEX CORP | VACUUM REGULATOR | VACUUM REGULATOR | REGULATORS/ SUCTION |  |  | VRA05170BG |  | 2017-04-15 | 21015 | ED-NORTH |  | USD |  | Active | UNIVERSITY NEW MEXICO HOSPITAL
101211 | 1440435 - VERIFY | AMVEX CORP | VACUUM REGULATOR | VACUUM REGULATOR | REGULATORS/ SUCTION |  |  | VRA 055188G |  | 2017-04-15 | 12415 | INTERMEDIATE CARE NURSERY |  | USD |  | Active | UNIVERSITY NEW MEXICO HOSPITAL
58021 | 1141986 - VERIFY | AMVEX CORP | VACUUM REGULATOR | VACUUM REGULATOR | REGULATORS/ SUCTION |  |  | CNV |  | 2017-04-15 | 12455 | NEWBORN ICU |  | USD |  | Active | UNIVERSITY NEW MEXICO HOSPITAL
1422457 | ACN 101317 | AMVEX CORP | VACUUM REGULATOR | VACUUM REGULATOR | REGULATORS/ SUCTION |  |  | CNV |  | 2017-04-15 | 21020 | PEDIATRIC EMERGENCY DEPARTMENT |  | USD |  | Active | UNIVERSITY NEW MEXICO HOSPITAL
101316 | 1422455 | AMVEX CORP | VACUUM REGULATOR | VACUUM REGULATOR | REGULATORS/ SUCTION |  |  | VRA05505BG |  | 2017-04-15 | 21020 | PEDIATRIC EMERGENCY DEPARTMENT |  | USD |  | Active | UNIVERSITY NEW MEXICO HOSPITAL
60452 | 1422451 | AMVEX CORP | VACUUM REGULATOR | VACUUM REGULATOR | REGULATORS/ SUCTION |  |  | VRA05247BG |  | 2017-04-15 | 21020 | PEDIATRIC EMERGENCY DEPARTMENT |  | USD |  | Active | UNIVERSITY NEW MEXICO HOSPITAL
101312 | 1422305 | AMVEX CORP | VACUUM REGULATOR | VACUUM REGULATOR | REGULATORS/ SUCTION |  |  | VRA05197BG |  | 2017-04-15 | 21020 | PEDIATRIC EMERGENCY DEPARTMENT |  | USD |  | Active | UNIVERSITY NEW MEXICO HOSPITAL
60446 | 1422472 | AMVEX CORP | VACUUM REGULATOR | VACUUM REGULATOR | REGULATORS/ SUCTION |  |  | VRA053558BG |  | 2017-04-15 | 21015 | ED-NORTH |  | USD |  | Active | UNIVERSITY NEW MEXICO HOSPITAL
60449 | 1422407 | AMVEX CORP | VACUUM REGULATOR | VACUUM REGULATOR | REGULATORS/ SUCTION |  |  | CNV |  | 2017-04-15 | 21015 | ED-NORTH |  | USD |  | Active | UNIVERSITY NEW MEXICO HOSPITAL
101364 | 1421964 | AMVEX CORP | VACUUM REGULATOR | VACUUM REGULATOR | REGULATORS/ SUCTION |  |  | VRA04290BG |  | 2017-04-15 | 21015 | ED-NORTH |  | USD |  | Active | UNIVERSITY NEW MEXICO HOSPITAL
84961 | 1199306 | AMVEX CORP | VACUUM REGULATOR | VACUUM REGULATOR | REGULATORS/ SUCTION |  |  | VRA0856GM |  | 2017-04-15 | 12130 | TRAUMA/SURGICAL ICU |  | USD |  | Active | UNIVERSITY NEW MEXICO HOSPITAL
84972 | 1199299 | AMVEX CORP | VACUUM REGULATOR | VACUUM REGULATOR | REGULATORS/ SUCTION |  |  | VRA08570GM |  | 2017-04-15 | 12130 | TRAUMA/SURGICAL ICU |  | USD |  | Active | UNIVERSITY NEW MEXICO HOSPITAL
60441 | 1004970 | AMVEX CORP | VACUUM REGULATOR | VACUUM REGULATOR | REGULATORS/ SUCTION |  |  | VRA05171BG |  | 2017-04-15 | 21015 | ED-NORTH |  | USD |  | Active | UNIVERSITY NEW MEXICO HOSPITAL
84966 | 1199311 | AMVEX CORP | VACUUM REGULATOR | VACUUM REGULATOR | REGULATORS/ SUCTION |  |  | VRA09098GM |  | 2017-04-15 | 12130 | TRAUMA/SURGICAL ICU |  | USD |  | Active | UNIVERSITY NEW MEXICO HOSPITAL
84960 | 1199296 | AMVEX CORP | VACUUM REGULATOR | VACUUM REGULATOR | REGULATORS/ SUCTION |  |  | VRA08555GM |  | 2017-04-15 | 12130 | TRAUMA/SURGICAL ICU |  | USD |  | Active | UNIVERSITY NEW MEXICO HOSPITAL
101237 | 1421975 | AMVEX CORP | VACUUM REGULATOR | VACUUM REGULATOR | REGULATORS/ SUCTION |  |  | VRA05273BG |  | 2017-04-15 | 21015 | ED-NORTH |  | USD |  | Active | UNIVERSITY NEW MEXICO HOSPITAL
60453 | 1422208 | AMVEX CORP | VACUUM REGULATOR | VACUUM REGULATOR | REGULATORS/ SUCTION |  |  | VRA05176BG |  | 2017-04-15 | 21015 | ED-NORTH |  | USD |  | Active | UNIVERSITY NEW MEXICO HOSPITAL
101309 | 1421955 | AMVEX CORP | VACUUM REGULATOR | VACUUM REGULATOR | REGULATORS/ SUCTION |  |  | CNV |  | 2017-04-15 | 21015 | ED-NORTH |  | USD |  | Active | UNIVERSITY NEW MEXICO HOSPITAL
1422205 | ACN 101362 | AMVEX CORP | VACUUM REGULATOR | VACUUM REGULATOR | REGULATORS/ SUCTION |  |  | VRA05340BG |  | 2017-04-15 | 21015 | ED-NORTH |  | USD |  | Active | UNIVERSITY NEW MEXICO HOSPITAL
84962 | 1199307 | AMVEX CORP | VACUUM REGULATOR | VACUUM REGULATOR | REGULATORS/ SUCTION |  |  | VRA08566GM |  | 2017-04-15 | 12130 | TRAUMA/SURGICAL ICU |  | USD |  | Active | UNIVERSITY NEW MEXICO HOSPITAL
84948 | 1199319 | AMVEX CORP | VACUUM REGULATOR | VACUUM REGULATOR | REGULATORS/ SUCTION |  |  | VRA09243GM |  | 2017-04-15 | 12130 | TRAUMA/SURGICAL ICU |  | USD |  | Active | UNIVERSITY NEW MEXICO HOSPITAL
84950 | 1199321 | AMVEX CORP | VACUUM REGULATOR | VACUUM REGULATOR | REGULATORS/ SUCTION |  |  | VRA09231GM |  | 2017-04-15 | 12130 | TRAUMA/SURGICAL ICU |  | USD |  | Active | UNIVERSITY NEW MEXICO HOSPITAL
84951 | 1199322 | AMVEX CORP | VACUUM REGULATOR | VACUUM REGULATOR | REGULATORS/ SUCTION |  |  | VRA09202GM |  | 2017-04-15 | 12130 | TRAUMA/SURGICAL ICU |  | USD |  | Active | UNIVERSITY NEW MEXICO HOSPITAL
60303 | 1422203 | AMVEX CORP | VACUUM REGULATOR | VACUUM REGULATOR | REGULATORS/ SUCTION |  |  | VRA05361BG |  | 2017-04-15 | 21015 | ED-NORTH |  | USD |  | Active | UNIVERSITY NEW MEXICO HOSPITAL
101232 | 1422074 | AMVEX CORP | VACUUM REGULATOR | VACUUM REGULATOR | REGULATORS/ SUCTION |  |  | VRA05393BG |  | 2017-04-15 | 21015 | ED-NORTH |  | USD |  | Active | UNIVERSITY NEW MEXICO HOSPITAL
84963 | 1199308 | AMVEX CORP | VACUUM REGULATOR | VACUUM REGULATOR | REGULATORS/ SUCTION |  |  | VRA08571GM |  | 2017-04-15 | 12130 | TRAUMA/SURGICAL ICU |  | USD |  | Active | UNIVERSITY NEW MEXICO HOSPITAL
101360 | 1422201 | AMVEX CORP | VACUUM REGULATOR | VACUUM REGULATOR | REGULATORS/ SUCTION |  |  | VRA 05225BG |  | 2017-04-15 | 21015 | ED-NORTH |  | USD |  | Active | UNIVERSITY NEW MEXICO HOSPITAL
84632 | 1198852 | AMVEX CORP | VACUUM REGULATOR | VACUUM REGULATOR | REGULATORS/ SUCTION |  |  | VRA05772GM |  | 2017-04-15 | 12110 | NEUROSCIENCE ICU |  | USD |  | Active | UNIVERSITY NEW MEXICO HOSPITAL
101357 | 1422163 | AMVEX CORP | VACUUM REGULATOR | VACUUM REGULATOR | REGULATORS/ SUCTION |  |  | VRA14415JN |  | 2017-04-15 | 12130 | TRAUMA/SURGICAL ICU |  | USD |  | Active | UNIVERSITY NEW MEXICO HOSPITAL
101230 | 1422078 | AMVEX CORP | VACUUM REGULATOR | VACUUM REGULATOR | REGULATORS/ SUCTION |  |  | VRA05223BG |  | 2017-04-15 | 21015 | ED-NORTH |  | USD |  | Active | UNIVERSITY NEW MEXICO HOSPITAL
84952 | 1199323 | AMVEX CORP | VACUUM REGULATOR | VACUUM REGULATOR | REGULATORS/ SUCTION |  |  | VRA09242GM |  | 2017-04-15 | 12130 | TRAUMA/SURGICAL ICU |  | USD |  | Active | UNIVERSITY NEW MEXICO HOSPITAL
84958 | 1199294 | AMVEX CORP | VACUUM REGULATOR | VACUUM REGULATOR | REGULATORS/ SUCTION |  |  | VRA09233GM |  | 2017-04-15 | 12130 | TRAUMA/SURGICAL ICU |  | USD |  | Active | UNIVERSITY NEW MEXICO HOSPITAL
84627 | 1198847 | AMVEX CORP | VACUUM REGULATOR | VACUUM REGULATOR | REGULATORS/ SUCTION |  |  | VRA05774GM |  | 2017-04-15 | 12110 | NEUROSCIENCE ICU |  | USD |  | Active | UNIVERSITY NEW MEXICO HOSPITAL
84964 | 1199309 | AMVEX CORP | VACUUM REGULATOR | VACUUM REGULATOR | REGULATORS/ SUCTION |  |  | VRA08562GM |  | 2017-04-15 | 12130 | TRAUMA/SURGICAL ICU |  | USD |  | Active | UNIVERSITY NEW MEXICO HOSPITAL
84959 | 1199295 | AMVEX CORP | VACUUM REGULATOR | VACUUM REGULATOR | REGULATORS/ SUCTION |  |  | VRA08563GM |  | 2017-04-15 | 12130 | TRAUMA/SURGICAL ICU |  | USD |  | Active | UNIVERSITY NEW MEXICO HOSPITAL
84626 | 1198846 | AMVEX CORP | VACUUM REGULATOR | VACUUM REGULATOR | REGULATORS/ SUCTION |  |  | VRA05765GM |  | 2017-04-15 | 12110 | NEUROSCIENCE ICU |  | USD |  | Active | UNIVERSITY NEW MEXICO HOSPITAL
84954 | 1199290 | AMVEX CORP | VACUUM REGULATOR | VACUUM REGULATOR | REGULATORS/ SUCTION |  |  | VRA09097GM |  | 2017-04-15 | 12130 | TRAUMA/SURGICAL ICU |  | USD |  | Active | UNIVERSITY NEW MEXICO HOSPITAL
98978 | 1421942 | AMVEX CORP | VACUUM REGULATOR | VACUUM REGULATOR | REGULATORS/ SUCTION |  |  | VRA05708JM |  | 2017-04-15 | 12120 | MEDICAL/CARDIAC ICU |  | USD |  | Active | UNIVERSITY NEW MEXICO HOSPITAL
84957 | 1199293 | AMVEX CORP | VACUUM REGULATOR | VACUUM REGULATOR | REGULATORS/ SUCTION |  |  | VRA08239GM |  | 2017-04-15 | 12130 | TRAUMA/SURGICAL ICU |  | USD |  | Active | UNIVERSITY NEW MEXICO HOSPITAL
84968 | 1199313 | AMVEX CORP | VACUUM REGULATOR | VACUUM REGULATOR | REGULATORS/ SUCTION |  |  | VRA08561GM |  | 2017-04-15 | 12130 | TRAUMA/SURGICAL ICU |  | USD |  | Active | UNIVERSITY NEW MEXICO HOSPITAL
84969 | 1199314 | AMVEX CORP | VACUUM REGULATOR | VACUUM REGULATOR | REGULATORS/ SUCTION |  |  | VRA09100GM |  | 2017-04-15 | 12130 | TRAUMA/SURGICAL ICU |  | USD |  | Active | UNIVERSITY NEW MEXICO HOSPITAL
101236 | 1440447 | AMVEX CORP | VACUUM REGULATOR | VACUUM REGULATOR | REGULATORS/ SUCTION |  |  | VRA05709JM |  | 2017-04-15 | 12120 | MEDICAL/CARDIAC ICU |  | USD |  | Active | UNIVERSITY NEW MEXICO HOSPITAL
84967 | 1199312 | AMVEX CORP | VACUUM REGULATOR | VACUUM REGULATOR | REGULATORS/ SUCTION |  |  | CNV |  | 2017-04-15 | 12130 | TRAUMA/SURGICAL ICU |  | USD |  | Active | UNIVERSITY NEW MEXICO HOSPITAL
84970 | 1199297 | AMVEX CORP | VACUUM REGULATOR | VACUUM REGULATOR | REGULATORS/ SUCTION |  |  | VRA09099GM |  | 2017-04-15 | 12130 | TRAUMA/SURGICAL ICU |  | USD |  | Active | UNIVERSITY NEW MEXICO HOSPITAL
101341 | 1422028 | AMVEX CORP | VACUUM REGULATOR | VACUUM REGULATOR | REGULATORS/ SUCTION |  |  | VRA05230G |  | 2017-04-15 | 12120 | MEDICAL/CARDIAC ICU |  | USD |  | Active | UNIVERSITY NEW MEXICO HOSPITAL
84631 | 1198851 | AMVEX CORP | VACUUM REGULATOR | VACUUM REGULATOR | REGULATORS/ SUCTION |  |  | VRA05776GM |  | 2017-04-15 | 12110 | NEUROSCIENCE ICU |  | USD |  | Active | UNIVERSITY NEW MEXICO HOSPITAL
84956 | 1199292 | AMVEX CORP | VACUUM REGULATOR | VACUUM REGULATOR | REGULATORS/ SUCTION |  |  | VRA09232GM |  | 2017-04-15 | 12130 | TRAUMA/SURGICAL ICU |  | USD |  | Active | UNIVERSITY NEW MEXICO HOSPITAL
84971 | 1199298 | AMVEX CORP | VACUUM REGULATOR | VACUUM REGULATOR | REGULATORS/ SUCTION |  |  | VRA08569GM |  | 2017-04-15 | 12130 | TRAUMA/SURGICAL ICU |  | USD |  | Active | UNIVERSITY NEW MEXICO HOSPITAL
101235 | 1440443 | AMVEX CORP | VACUUM REGULATOR | VACUUM REGULATOR | REGULATORS/ SUCTION |  |  | VRA05714JM |  | 2017-04-15 | 12120 | MEDICAL/CARDIAC ICU |  | USD |  | Active | UNIVERSITY NEW MEXICO HOSPITAL
84953 | 1199289 | AMVEX CORP | VACUUM REGULATOR | VACUUM REGULATOR | REGULATORS/ SUCTION |  |  | VRA09235GM |  | 2017-04-15 | 12130 | TRAUMA/SURGICAL ICU |  | USD |  | Active | UNIVERSITY NEW MEXICO HOSPITAL
84943 | 1199288 | AMVEX CORP | VACUUM REGULATOR | VACUUM REGULATOR | REGULATORS/ SUCTION |  |  | VRA09241GM |  | 2017-04-15 | 12130 | TRAUMA/SURGICAL ICU |  | USD |  | Active | UNIVERSITY NEW MEXICO HOSPITAL
101356 | 1422161 | AMVEX CORP | VACUUM REGULATOR | VACUUM REGULATOR | REGULATORS/ SUCTION |  |  | VRA14416JN |  | 2017-04-15 | 12130 | TRAUMA/SURGICAL ICU |  | USD |  | Active | UNIVERSITY NEW MEXICO HOSPITAL
101306 | 1422238 | AMVEX CORP | VACUUM REGULATOR | VACUUM REGULATOR | REGULATORS/ SUCTION |  |  | VRA05246BG |  | 2017-04-15 | 21015 | ED-NORTH |  | USD |  | Active | UNIVERSITY NEW MEXICO HOSPITAL
84946 | 1199317 | AMVEX CORP | VACUUM REGULATOR | VACUUM REGULATOR | REGULATORS/ SUCTION |  |  | VRA09239GM |  | 2017-04-15 | 12130 | TRAUMA/SURGICAL ICU |  | USD |  | Active | UNIVERSITY NEW MEXICO HOSPITAL
101338 | 1422020 | AMVEX CORP | VACUUM REGULATOR | VACUUM REGULATOR | REGULATORS/ SUCTION |  |  | VRA07835JM |  | 2017-04-15 | 12120 | MEDICAL/CARDIAC ICU |  | USD |  | Active | UNIVERSITY NEW MEXICO HOSPITAL
84635 | 1198855 | AMVEX CORP | VACUUM REGULATOR | VACUUM REGULATOR | REGULATORS/ SUCTION |  |  | ARA05775GM |  | 2017-04-15 | 12110 | NEUROSCIENCE ICU |  | USD |  | Active | UNIVERSITY NEW MEXICO HOSPITAL
101337 | 1422015 | AMVEX CORP | VACUUM REGULATOR | VACUUM REGULATOR | REGULATORS/ SUCTION |  |  | VRA05710JM |  | 2017-04-15 | 12120 | MEDICAL/CARDIAC ICU |  | USD |  | Active | UNIVERSITY NEW MEXICO HOSPITAL
101304 | 1422231 | AMVEX CORP | VACUUM REGULATOR | VACUUM REGULATOR | REGULATORS/ SUCTION |  |  | VRA05268BG |  | 2017-04-15 | 21015 | ED-NORTH |  | USD |  | Active | UNIVERSITY NEW MEXICO HOSPITAL
84965 | 1199310 | AMVEX CORP | VACUUM REGULATOR | VACUUM REGULATOR | REGULATORS/ SUCTION |  |  | VRA08567GM |  | 2017-04-15 | 12130 | TRAUMA/SURGICAL ICU |  | USD |  | Active | UNIVERSITY NEW MEXICO HOSPITAL
101336 | 1422012 | AMVEX CORP | VACUUM REGULATOR | VACUUM REGULATOR | REGULATORS/ SUCTION |  |  | CNV |  | 2017-04-15 | 12120 | MEDICAL/CARDIAC ICU |  | USD |  | Active | UNIVERSITY NEW MEXICO HOSPITAL
101177 | 1422069 | AMVEX CORP | VACUUM REGULATOR | VACUUM REGULATOR | REGULATORS/ SUCTION |  |  | VRA16177BH |  | 2017-04-15 | 12130 | TRAUMA/SURGICAL ICU |  | USD |  | Active | UNIVERSITY NEW MEXICO HOSPITAL
101166 | 1421994 | AMVEX CORP | VACUUM REGULATOR | VACUUM REGULATOR | REGULATORS/ SUCTION |  |  | VRA07834JM |  | 2017-04-15 | 12120 | MEDICAL/CARDIAC ICU |  | USD |  | Active | UNIVERSITY NEW MEXICO HOSPITAL
101178 | 1422068 | AMVEX CORP | VACUUM REGULATOR | VACUUM REGULATOR | REGULATORS/ SUCTION |  |  | VRA14418JN |  | 2017-04-15 | 12130 | TRAUMA/SURGICAL ICU |  | USD |  | Active | UNIVERSITY NEW MEXICO HOSPITAL
101335 | 1422011 | AMVEX CORP | VACUUM REGULATOR | VACUUM REGULATOR | REGULATORS/ SUCTION |  |  | CNV |  | 2017-04-15 | 12120 | MEDICAL/CARDIAC ICU |  | USD |  | Active | UNIVERSITY NEW MEXICO HOSPITAL
101345 | 1422049 | AMVEX CORP | VACUUM REGULATOR | VACUUM REGULATOR | REGULATORS/ SUCTION |  |  | CNV |  | 2017-04-15 | 12120 | MEDICAL/CARDIAC ICU |  | USD |  | Active | UNIVERSITY NEW MEXICO HOSPITAL
101303 | 1422230 | AMVEX CORP | VACUUM REGULATOR | VACUUM REGULATOR | REGULATORS/ SUCTION |  |  | VRA 05390BG |  | 2017-04-15 | 21015 | ED-NORTH |  | USD |  | Active | UNIVERSITY NEW MEXICO HOSPITAL
60362 | 1440372 | AMVEX CORP | VACUUM REGULATOR | VACUUM REGULATOR | REGULATORS/ SUCTION |  |  | VRA05523BG |  | 2017-04-15 | 12520 | MOTHER & BABY UNIT (3-E) BBRP |  | USD |  | Active | UNIVERSITY NEW MEXICO HOSPITAL
84955 | 1199291 | AMVEX CORP | VACUUM REGULATOR | VACUUM REGULATOR | REGULATORS/ SUCTION |  |  | VRA09236GM |  | 2017-04-15 | 12130 | TRAUMA/SURGICAL ICU |  | USD |  | Active | UNIVERSITY NEW MEXICO HOSPITAL
101346 | 1422048 | AMVEX CORP | VACUUM REGULATOR | VACUUM REGULATOR | REGULATORS/ SUCTION |  |  | CNV |  | 2017-04-15 | 12120 | MEDICAL/CARDIAC ICU |  | USD |  | Active | UNIVERSITY NEW MEXICO HOSPITAL
101211 | 1440435 | AMVEX CORP | VACUUM REGULATOR | VACUUM REGULATOR | REGULATORS/ SUCTION |  |  | VRA 055188G |  | 2017-04-15 | 12415 | INTERMEDIATE CARE NURSERY |  | USD |  | Active | UNIVERSITY NEW MEXICO HOSPITAL
84944 | 1199315 | AMVEX CORP | VACUUM REGULATOR | VACUUM REGULATOR | REGULATORS/ SUCTION |  |  | VRA09245GM |  | 2017-04-15 | 12130 | TRAUMA/SURGICAL ICU |  | USD |  | Active | UNIVERSITY NEW MEXICO HOSPITAL
101344 | 1422045 | AMVEX CORP | VACUUM REGULATOR | VACUUM REGULATOR | REGULATORS/ SUCTION |  |  | VRA07833JM |  | 2017-04-15 | 12120 | MEDICAL/CARDIAC ICU |  | USD |  | Active | UNIVERSITY NEW MEXICO HOSPITAL
84633 | 1198853 | AMVEX CORP | VACUUM REGULATOR | VACUUM REGULATOR | REGULATORS/ SUCTION |  |  | VRA05769GM |  | 2017-04-15 | 12110 | NEUROSCIENCE ICU |  | USD |  | Active | UNIVERSITY NEW MEXICO HOSPITAL
60442 | 1422143 | AMVEX CORP | VACUUM REGULATOR | VACUUM REGULATOR | REGULATORS/ SUCTION |  |  | VRA05239BG |  | 2017-04-15 | 12110 | NEUROSCIENCE ICU |  | USD |  | Active | UNIVERSITY NEW MEXICO HOSPITAL
84949 | 1199320 | AMVEX CORP | VACUUM REGULATOR | VACUUM REGULATOR | REGULATORS/ SUCTION |  |  | VRA09237GM |  | 2017-04-15 | 12130 | TRAUMA/SURGICAL ICU |  | USD |  | Active | UNIVERSITY NEW MEXICO HOSPITAL
84630 | 1198850 | AMVEX CORP | VACUUM REGULATOR | VACUUM REGULATOR | REGULATORS/ SUCTION |  |  | VRA05764GM |  | 2017-04-15 | 12110 | NEUROSCIENCE ICU |  | USD |  | Active | UNIVERSITY NEW MEXICO HOSPITAL
101226 | 1422142 | AMVEX CORP | VACUUM REGULATOR | VACUUM REGULATOR | REGULATORS/ SUCTION |  |  | VRA05257BG |  | 2017-04-15 | 12110 | NEUROSCIENCE ICU |  | USD |  | Active | UNIVERSITY NEW MEXICO HOSPITAL
84947 | 1199318 | AMVEX CORP | VACUUM REGULATOR | VACUUM REGULATOR | REGULATORS/ SUCTION |  |  | VRA09234GM |  | 2017-04-15 | 12130 | TRAUMA/SURGICAL ICU |  | USD |  | Active | UNIVERSITY NEW MEXICO HOSPITAL
101333 | 1422002 | AMVEX CORP | VACUUM REGULATOR | VACUUM REGULATOR | REGULATORS/ SUCTION |  |  | VRA0576JM |  | 2017-04-15 | 12120 | MEDICAL/CARDIAC ICU |  | USD |  | Active | UNIVERSITY NEW MEXICO HOSPITAL
101342 | 1422041 | AMVEX CORP | VACUUM REGULATOR | VACUUM REGULATOR | REGULATORS/ SUCTION |  |  | VRA05711JM |  | 2017-04-15 | 12120 | MEDICAL/CARDIAC ICU |  | USD |  | Active | UNIVERSITY NEW MEXICO HOSPITAL
101300 | 1422185 | AMVEX CORP | VACUUM REGULATOR | VACUUM REGULATOR | REGULATORS/ SUCTION |  |  | VRA05312BG |  | 2017-04-15 | 21015 | ED-NORTH |  | USD |  | Active | UNIVERSITY NEW MEXICO HOSPITAL
ACN 58021 | 1141986 | AMVEX CORP | VACUUM REGULATOR | VACUUM REGULATOR | REGULATORS/ SUCTION |  |  | CNV |  | 2017-03-15 | 12455 | NEWBORN ICU |  | USD |  | Active | UNIVERSITY NEW MEXICO HOSPITAL
ACN 98994 | 1440134 | AMVEX CORP | VACUUM REGULATOR | VACUUM REGULATOR | REGULATORS/ SUCTION |  |  | VRA05343 BG |  | 2017-03-15 | 12455 | NEWBORN ICU |  | USD |  | Active | UNIVERSITY NEW MEXICO HOSPITAL
ACN 101069 | 1439844 | AMVEX CORP | VACUUM REGULATOR | VACUUM REGULATOR | REGULATORS/ SUCTION |  |  | VRA05509BG |  | 2017-03-15 | 12415 | INTERMEDIATE CARE NURSERY |  | USD |  | Active | UNIVERSITY NEW MEXICO HOSPITAL
ACN 98974 | 1439980 | AMVEX CORP | VACUUM REGULATOR | VACUUM REGULATOR | REGULATORS/ SUCTION |  |  | VRA05253BG |  | 2017-03-15 | 12480 | CTH REHAB-ORTHO UNIT |  | USD |  | Active | UNIVERSITY NEW MEXICO HOSPITAL
ACN 98973 | 1439873 | AMVEX CORP | VACUUM REGULATOR | VACUUM REGULATOR | REGULATORS/ SUCTION |  |  | VRA05267BG |  | 2017-03-15 | 12480 | CTH REHAB-ORTHO UNIT |  | USD |  | Active | UNIVERSITY NEW MEXICO HOSPITAL
ACN 98972 | 1439874 | AMVEX CORP | VACUUM REGULATOR | VACUUM REGULATOR | REGULATORS/ SUCTION |  |  | VRA05269BG |  | 2017-03-15 | 12480 | CTH REHAB-ORTHO UNIT |  | USD |  | Active | UNIVERSITY NEW MEXICO HOSPITAL
ACN 101108 | 1439808 | AMVEX CORP | VACUUM REGULATOR | VACUUM REGULATOR | REGULATORS/ SUCTION |  |  | VRA05395BG |  | 2017-03-15 | 12480 | CTH REHAB-ORTHO UNIT |  | USD |  | Active | UNIVERSITY NEW MEXICO HOSPITAL
ACN 67837 | 1142626 | AMVEX CORP | VACUUM REGULATOR | VACUUM REGULATOR | REGULATORS/ SUCTION |  |  | VRA05365BG |  | 2017-03-15 | 12000 | LABOR AND DELIVERY |  | USD |  | Active | UNIVERSITY NEW MEXICO HOSPITAL
ACN 60448 | 1140223 | AMVEX CORP | VACUUM REGULATOR | VACUUM REGULATOR | REGULATORS/ SUCTION |  |  | VRA05471BG |  | 2017-03-15 | 21015 | ED-NORTH |  | USD |  | Active | UNIVERSITY NEW MEXICO HOSPITAL
ACN 98970 | 1439876 | AMVEX CORP | VACUUM REGULATOR | VACUUM REGULATOR | REGULATORS/ SUCTION |  |  | VRA05278BG |  | 2017-03-15 | 12480 | CTH REHAB-ORTHO UNIT |  | USD |  | Active | UNIVERSITY NEW MEXICO HOSPITAL
ACN 101107 | 1439810 | AMVEX CORP | VACUUM REGULATOR | VACUUM REGULATOR | REGULATORS/ SUCTION |  |  | VRA05356GB |  | 2017-03-15 | 12480 | CTH REHAB-ORTHO UNIT |  | USD |  | Active | UNIVERSITY NEW MEXICO HOSPITAL
ACN 98969 | 1439913 | AMVEX CORP | VACUUM REGULATOR | VACUUM REGULATOR | REGULATORS/ SUCTION |  |  | VRA05242BG |  | 2017-03-15 | 12480 | CTH REHAB-ORTHO UNIT |  | USD |  | Active | UNIVERSITY NEW MEXICO HOSPITAL
ACN 98968 | 1439877 | AMVEX CORP | VACUUM REGULATOR | VACUUM REGULATOR | REGULATORS/ SUCTION |  |  | VRA05389BG |  | 2017-03-15 | 12480 | CTH REHAB-ORTHO UNIT |  | USD |  | Active | UNIVERSITY NEW MEXICO HOSPITAL
ACN 101106 | 1439806 | AMVEX CORP | VACUUM REGULATOR | VACUUM REGULATOR | REGULATORS/ SUCTION |  |  | CNV |  | 2017-03-15 | 12480 | CTH REHAB-ORTHO UNIT |  | USD |  | Active | UNIVERSITY NEW MEXICO HOSPITAL
ACN 101145 | 1440083 | AMVEX CORP | VACUUM REGULATOR | VACUUM REGULATOR | REGULATORS/ SUCTION |  |  | VRA05188BG |  | 2017-03-15 | 12510 | WOMEN'S SPECIAL CARE |  | USD |  | Active | UNIVERSITY NEW MEXICO HOSPITAL
ACN 101008 | 1439988 | AMVEX CORP | VACUUM REGULATOR | VACUUM REGULATOR | REGULATORS/ SUCTION |  |  | VRA05183BG |  | 2017-03-15 | 12015 | PEDIATRIC INFUSION UNIT PIU |  | USD |  | Active | UNIVERSITY NEW MEXICO HOSPITAL
ACN 98967 | 1439912 | AMVEX CORP | VACUUM REGULATOR | VACUUM REGULATOR | REGULATORS/ SUCTION |  |  | VRA05355BG |  | 2017-03-15 | 12480 | CTH REHAB-ORTHO UNIT |  | USD |  | Active | UNIVERSITY NEW MEXICO HOSPITAL
ACN 101144 | 1440080 | AMVEX CORP | VACUUM REGULATOR | VACUUM REGULATOR | REGULATORS/ SUCTION |  |  | VRA05463BG |  | 2017-03-15 | 12510 | WOMEN'S SPECIAL CARE |  | USD |  | Active | UNIVERSITY NEW MEXICO HOSPITAL
ACN 64304 | 1439804 | AMVEX CORP | VACUUM REGULATOR | VACUUM REGULATOR | REGULATORS/ SUCTION |  |  | VRA05307BG |  | 2017-03-15 | 12480 | CTH REHAB-ORTHO UNIT |  | USD |  | Active | UNIVERSITY NEW MEXICO HOSPITAL
ACN 98966 | 1439879 | AMVEX CORP | VACUUM REGULATOR | VACUUM REGULATOR | REGULATORS/ SUCTION |  |  | VRA05178BG |  | 2017-03-15 | 12480 | CTH REHAB-ORTHO UNIT |  | USD |  | Active | UNIVERSITY NEW MEXICO HOSPITAL
ACN 101123 | 1439784 | AMVEX CORP | VACUUM REGULATOR | VACUUM REGULATOR | REGULATORS/ SUCTION |  |  | VRA05238BG |  | 2017-03-15 | 12460 | PEDIATRIC ICU |  | USD |  | Active | UNIVERSITY NEW MEXICO HOSPITAL
ACN 101121 | 1439782 | AMVEX CORP | VACUUM REGULATOR | VACUUM REGULATOR | REGULATORS/ SUCTION |  |  | VRA05264BG |  | 2017-03-15 | 12460 | PEDIATRIC ICU |  | USD |  | Active | UNIVERSITY NEW MEXICO HOSPITAL
ACN 101120 | 1439778 | AMVEX CORP | VACUUM REGULATOR | VACUUM REGULATOR | REGULATORS/ SUCTION |  |  | VRA05285BG |  | 2017-03-15 | 12460 | PEDIATRIC ICU |  | USD |  | Active | UNIVERSITY NEW MEXICO HOSPITAL
ACN 101119 | 1439777 | AMVEX CORP | VACUUM REGULATOR | VACUUM REGULATOR | REGULATORS/ SUCTION |  |  | VRA05588BG |  | 2017-03-15 | 12460 | PEDIATRIC ICU |  | USD |  | Active | UNIVERSITY NEW MEXICO HOSPITAL
ACN 101117 | 1439772 | AMVEX CORP | VACUUM REGULATOR | VACUUM REGULATOR | REGULATORS/ SUCTION |  |  | VRA05386BG |  | 2017-03-15 | 12460 | PEDIATRIC ICU |  | USD |  | Active | UNIVERSITY NEW MEXICO HOSPITAL
ACN 60529 | 1439769 | AMVEX CORP | VACUUM REGULATOR | VACUUM REGULATOR | REGULATORS/ SUCTION |  |  | VRAO5437BG |  | 2017-03-15 | 12460 | PEDIATRIC ICU |  | USD |  | Active | UNIVERSITY NEW MEXICO HOSPITAL
ACN 101134 | 1439898 | AMVEX CORP | VACUUM REGULATOR | VACUUM REGULATOR | REGULATORS/ SUCTION |  |  | VRA05345BG |  | 2017-03-15 | 12460 | PEDIATRIC ICU |  | USD |  | Active | UNIVERSITY NEW MEXICO HOSPITAL
ACN 60302 | 1439897 | AMVEX CORP | VACUUM REGULATOR | VACUUM REGULATOR | REGULATORS/ SUCTION |  |  | VRA05346BG |  | 2017-03-15 | 12460 | PEDIATRIC ICU |  | USD |  | Active | UNIVERSITY NEW MEXICO HOSPITAL
ACN 101132 | 1439891 | AMVEX CORP | VACUUM REGULATOR | VACUUM REGULATOR | REGULATORS/ SUCTION |  |  | VRA05294BG |  | 2017-03-15 | 12460 | PEDIATRIC ICU |  | USD |  | Active | UNIVERSITY NEW MEXICO HOSPITAL
ACN 101131 | 1439890 | AMVEX CORP | VACUUM REGULATOR | VACUUM REGULATOR | REGULATORS/ SUCTION |  |  | VRA05263BG |  | 2017-03-15 | 12460 | PEDIATRIC ICU |  | USD |  | Active | UNIVERSITY NEW MEXICO HOSPITAL
ACN 101005 | 1439884 | AMVEX CORP | VACUUM REGULATOR | VACUUM REGULATOR | REGULATORS/ SUCTION |  |  | VRA05394BG |  | 2017-03-15 | 12460 | PEDIATRIC ICU |  | USD |  | Active | UNIVERSITY NEW MEXICO HOSPITAL
ACN 101014 | 1439591 | AMVEX CORP | VACUUM REGULATOR | VACUUM REGULATOR | REGULATORS/ SUCTION |  |  | VRA05221BG |  | 2017-03-15 | 12430 | GENERAL PEDIATRICS UNIT |  | USD |  | Active | UNIVERSITY NEW MEXICO HOSPITAL
ACN 60431 | 1439619 | AMVEX CORP | VACUUM REGULATOR | VACUUM REGULATOR | REGULATORS/ SUCTION |  |  | VRA05379BG |  | 2017-03-15 | 12015 | PEDIATRIC INFUSION UNIT PIU |  | USD |  | Active | UNIVERSITY NEW MEXICO HOSPITAL
ACN 60432 | 1439617 | AMVEX CORP | VACUUM REGULATOR | VACUUM REGULATOR | REGULATORS/ SUCTION |  |  | VRA05348BG |  | 2017-03-15 | 12015 | PEDIATRIC INFUSION UNIT PIU |  | USD |  | Active | UNIVERSITY NEW MEXICO HOSPITAL
ACN 60428 | 1439616 | AMVEX CORP | VACUUM REGULATOR | VACUUM REGULATOR | REGULATORS/ SUCTION |  |  | VRA05320BG |  | 2017-03-15 | 12015 | PEDIATRIC INFUSION UNIT PIU |  | USD |  | Active | UNIVERSITY NEW MEXICO HOSPITAL
ACN 101128 | 1439948 | AMVEX CORP | VACUUM REGULATOR | VACUUM REGULATOR | REGULATORS/ SUCTION |  |  | VRA05359BG |  | 2017-03-15 | 12460 | PEDIATRIC ICU |  | USD |  | Active | UNIVERSITY NEW MEXICO HOSPITAL
ACN 101113 | 1439698 | AMVEX CORP | VACUUM REGULATOR | VACUUM REGULATOR | REGULATORS/ SUCTION |  |  | VRA05489BG |  | 2017-03-15 | 12410 | PEDIATRIC SPECIALTY CARE |  | USD |  | Active | UNIVERSITY NEW MEXICO HOSPITAL
ACN 60436 | 1439614 | AMVEX CORP | VACUUM REGULATOR | VACUUM REGULATOR | REGULATORS/ SUCTION |  |  | VRA05329BG |  | 2017-03-15 | 12015 | PEDIATRIC INFUSION UNIT PIU |  | USD |  | Active | UNIVERSITY NEW MEXICO HOSPITAL
ACN 101127 | 1439947 | AMVEX CORP | VACUUM REGULATOR | VACUUM REGULATOR | REGULATORS/ SUCTION |  |  | VRA05293BG |  | 2017-03-15 | 12460 | PEDIATRIC ICU |  | USD |  | Active | UNIVERSITY NEW MEXICO HOSPITAL
ACN 60433 | 1439574 | AMVEX CORP | VACUUM REGULATOR | VACUUM REGULATOR | REGULATORS/ SUCTION |  |  | VRA05317BG |  | 2017-03-15 | 12015 | PEDIATRIC INFUSION UNIT PIU |  | USD |  | Active | UNIVERSITY NEW MEXICO HOSPITAL
ACN 60434 | 1439612 | AMVEX CORP | VACUUM REGULATOR | VACUUM REGULATOR | REGULATORS/ SUCTION |  |  | VRA05196GB |  | 2017-03-15 | 12015 | PEDIATRIC INFUSION UNIT PIU |  | USD |  | Active | UNIVERSITY NEW MEXICO HOSPITAL
ACN 101022 | 1439689 | AMVEX CORP | VACUUM REGULATOR | VACUUM REGULATOR | REGULATORS/ SUCTION |  |  | VRA05484BG |  | 2017-03-15 | 12410 | PEDIATRIC SPECIALTY CARE |  | USD |  | Active | UNIVERSITY NEW MEXICO HOSPITAL
ACN 101036 | 1439635 | AMVEX CORP | VACUUM REGULATOR | VACUUM REGULATOR | REGULATORS/ SUCTION |  |  | VRA05367BG |  | 2017-03-15 | 12430 | GENERAL PEDIATRICS UNIT |  | USD |  | Active | UNIVERSITY NEW MEXICO HOSPITAL
ACN 60430 | 1439572 | AMVEX CORP | VACUUM REGULATOR | VACUUM REGULATOR | REGULATORS/ SUCTION |  |  | VRA05254BG |  | 2017-03-15 | 12015 | PEDIATRIC INFUSION UNIT PIU |  | USD |  | Active | UNIVERSITY NEW MEXICO HOSPITAL
ACN 60427 | 1439611 | AMVEX CORP | VACUUM REGULATOR | VACUUM REGULATOR | REGULATORS/ SUCTION |  |  | VRA05342BG |  | 2017-03-15 | 12015 | PEDIATRIC INFUSION UNIT PIU |  | USD |  | Active | UNIVERSITY NEW MEXICO HOSPITAL
ACN 60426 | 1439571 | AMVEX CORP | VACUUM REGULATOR | VACUUM REGULATOR | REGULATORS/ SUCTION |  |  | VRA05205BG |  | 2017-03-15 | 12015 | PEDIATRIC INFUSION UNIT PIU |  | USD |  | Active | UNIVERSITY NEW MEXICO HOSPITAL
ACN 101002 | 1439674 | AMVEX CORP | VACUUM REGULATOR | VACUUM REGULATOR | REGULATORS/ SUCTION |  |  | VRA05282BG |  | 2017-03-15 | 12410 | PEDIATRIC SPECIALTY CARE |  | USD |  | Active | UNIVERSITY NEW MEXICO HOSPITAL
ACN 60458 | 1141129 | AMVEX CORP | VACUUM REGULATOR | VACUUM REGULATOR | REGULATORS/ SUCTION |  |  | VRAA05369BG |  | 2017-03-15 | 12015 | PEDIATRIC INFUSION UNIT PIU |  | USD |  | Active | UNIVERSITY NEW MEXICO HOSPITAL
ACN 101125 | 1439959 | AMVEX CORP | VACUUM REGULATOR | VACUUM REGULATOR | REGULATORS/ SUCTION |  |  | VRA0525BBG |  | 2017-03-15 | 12460 | PEDIATRIC ICU |  | USD |  | Active | UNIVERSITY NEW MEXICO HOSPITAL
ACN 60437 | 1439570 | AMVEX CORP | VACUUM REGULATOR | VACUUM REGULATOR | REGULATORS/ SUCTION |  |  | VRA05319BG |  | 2017-03-15 | 12015 | PEDIATRIC INFUSION UNIT PIU |  | USD |  | Active | UNIVERSITY NEW MEXICO HOSPITAL
ACN 101017 | 1439604 | AMVEX CORP | VACUUM REGULATOR | VACUUM REGULATOR | REGULATORS/ SUCTION |  |  | VRA05299BG |  | 2017-03-15 | 12430 | GENERAL PEDIATRICS UNIT |  | USD |  | Active | UNIVERSITY NEW MEXICO HOSPITAL
ACN 60435 | 1439569 | AMVEX CORP | VACUUM REGULATOR | VACUUM REGULATOR | REGULATORS/ SUCTION |  |  | VRA05326BG |  | 2017-03-15 | 12015 | PEDIATRIC INFUSION UNIT PIU |  | USD |  | Active | UNIVERSITY NEW MEXICO HOSPITAL
ACN 101001 | 1439564 | AMVEX CORP | VACUUM REGULATOR | VACUUM REGULATOR | REGULATORS/ SUCTION |  |  | VRA05331BG |  | 2017-03-15 | 12430 | GENERAL PEDIATRICS UNIT |  | USD |  | Active | UNIVERSITY NEW MEXICO HOSPITAL
ACN 101124 | 1439664 | AMVEX CORP | VACUUM REGULATOR | VACUUM REGULATOR | REGULATORS/ SUCTION |  |  | VRA05277BG |  | 2017-03-15 | 12410 | PEDIATRIC SPECIALTY CARE |  | USD |  | Active | UNIVERSITY NEW MEXICO HOSPITAL
ACN 101016 | 1439601 | AMVEX CORP | VACUUM REGULATOR | VACUUM REGULATOR | REGULATORS/ SUCTION |  |  | VRA05377BG |  | 2017-03-15 | 12430 | GENERAL PEDIATRICS UNIT |  | USD |  | Active | UNIVERSITY NEW MEXICO HOSPITAL
101833 | 1447815 | AMVEX CORP | VACUUM REGULATOR | VACUUM REGULATOR | REGULATORS/ SUCTION |  |  | CNV |  | 2017-06-15 | 100000 | UNM DENTAL |  | USD |  | Active | UNIVERSITY NEW MEXICO HOSPITAL
101832 | 1447814 | AMVEX CORP | VACUUM REGULATOR | VACUUM REGULATOR | REGULATORS/ SUCTION |  |  | CNV |  | 2017-06-15 | 100000 | UNM DENTAL |  | USD |  | Active | UNIVERSITY NEW MEXICO HOSPITAL
101831 | 1447813 | AMVEX CORP | VACUUM REGULATOR | VACUUM REGULATOR | REGULATORS/ SUCTION |  |  | CNV |  | 2017-06-15 | 100000 | UNM DENTAL |  | USD |  | Active | UNIVERSITY NEW MEXICO HOSPITAL
101829 | 1447799 | AMVEX CORP | VACUUM REGULATOR | VACUUM REGULATOR | REGULATORS/ SUCTION |  |  | CNV |  | 2017-06-15 | 100000 | UNM DENTAL |  | USD |  | Active | UNIVERSITY NEW MEXICO HOSPITAL
101827 | 1447812 | AMVEX CORP | VACUUM REGULATOR | VACUUM REGULATOR | REGULATORS/ SUCTION |  |  | CNV |  | 2017-06-15 | 100000 | UNM DENTAL |  | USD |  | Active | UNIVERSITY NEW MEXICO HOSPITAL
101818 | 1447809 | AMVEX CORP | VACUUM REGULATOR | VACUUM REGULATOR | REGULATORS/ SUCTION |  |  | CNV |  | 2017-06-15 | 100000 | UNM DENTAL |  | USD |  | Active | UNIVERSITY NEW MEXICO HOSPITAL
101790 | 1447441 | AMVEX CORP | VACUUM REGULATOR | VACUUM REGULATOR | REGULATORS/ SUCTION |  |  | VRA05231BG |  | 2017-06-15 | 12460 | PEDIATRIC ICU |  | USD |  | Active | UNIVERSITY NEW MEXICO HOSPITAL
101788 | 1447308 | AMVEX CORP | VACUUM REGULATOR | VACUUM REGULATOR | REGULATORS/ SUCTION |  |  | VRA05287BG |  | 2017-06-15 | 12460 | PEDIATRIC ICU |  | USD |  | Active | UNIVERSITY NEW MEXICO HOSPITAL
101635 | 1447803 | AMVEX CORP | VACUUM REGULATOR | VACUUM REGULATOR | REGULATORS/ SUCTION |  |  | CNV |  | 2017-06-15 | 100000 | UNM DENTAL |  | USD |  | Active | UNIVERSITY NEW MEXICO HOSPITAL
101634 | 1447802 | AMVEX CORP | VACUUM REGULATOR | VACUUM REGULATOR | REGULATORS/ SUCTION |  |  | CNV |  | 2017-06-15 | 100000 | UNM DENTAL |  | USD |  | Active | UNIVERSITY NEW MEXICO HOSPITAL
101630 | 1447801 | AMVEX CORP | VACUUM REGULATOR | VACUUM REGULATOR | REGULATORS/ SUCTION |  |  | CNV |  | 2017-06-15 | 100000 | UNM DENTAL |  | USD |  | Active | UNIVERSITY NEW MEXICO HOSPITAL
101921 | 1448238 | AMVEX CORP | VACUUM REGULATOR | VACUUM REGULATOR | REGULATORS/ SUCTION |  |  | CNV |  | 2017-06-15 | 21015 | ED-NORTH |  | USD |  | Active | UNIVERSITY NEW MEXICO HOSPITAL
60451 | 1448237 | AMVEX CORP | VACUUM REGULATOR | VACUUM REGULATOR | REGULATORS/ SUCTION |  |  | CNV |  | 2017-06-15 | 21015 | ED-NORTH |  | USD |  | Active | UNIVERSITY NEW MEXICO HOSPITAL
101922 | 1448235 | AMVEX CORP | VACUUM REGULATOR | VACUUM REGULATOR | REGULATORS/ SUCTION |  |  | CNV |  | 2017-06-15 | 21015 | ED-NORTH |  | USD |  | Active | UNIVERSITY NEW MEXICO HOSPITAL
101938 | 1448181 | AMVEX CORP | VACUUM REGULATOR | VACUUM REGULATOR | REGULATORS/ SUCTION |  |  | VRA 05241BG |  | 2017-06-15 | 21015 | ED-NORTH |  | USD |  | Active | UNIVERSITY NEW MEXICO HOSPITAL
60438 | 1446700 | AMVEX CORP | VACUUM REGULATOR | VACUUM REGULATOR | REGULATORS/ SUCTION |  |  | VRA05309BG |  | 2017-05-15 | 75025 | RADIOLOGY - INTERVENTIONAL RAD |  | USD |  | Active | UNIVERSITY NEW MEXICO HOSPITAL
101524 | 1446570 | AMVEX CORP | VACUUM REGULATOR | VACUUM REGULATOR | REGULATORS/ SUCTION |  |  | VRA08299NH |  | 2017-05-15 | 71040 | CARDIAC CATH LAB |  | USD |  | Active | UNIVERSITY NEW MEXICO HOSPITAL
101520 | 1446575 | AMVEX CORP | VACUUM REGULATOR | VACUUM REGULATOR | REGULATORS/ SUCTION |  |  | VRA08297NH |  | 2017-12-15 | 71040 | CARDIAC CATH LAB |  | USD |  | Active | UNIVERSITY NEW MEXICO HOSPITAL
101549 | 1448371 | AMVEX CORP | VACUUM REGULATOR | VACUUM REGULATOR | REGULATORS/ SUCTION |  |  | VRA08996BH |  | 2017-05-15 | 15040 | PACU (RECOVERY ROOM 1) |  | USD |  | Active | UNIVERSITY NEW MEXICO HOSPITAL
101859 | 1447669 | AMVEX CORP | VACUUM REGULATOR | VACUUM REGULATOR | REGULATORS/ SUCTION |  |  | VRA05330BG |  | 2017-05-15 | 75090 | OSIS CT SCAN |  | USD |  | Active | UNIVERSITY NEW MEXICO HOSPITAL
60450 | 1447666 | AMVEX CORP | VACUUM REGULATOR | VACUUM REGULATOR | REGULATORS/ SUCTION |  |  | VRA05364BG |  | 2017-05-15 | 75090 | OSIS CT SCAN |  | USD |  | Active | UNIVERSITY NEW MEXICO HOSPITAL
101542 | 1448381 | AMVEX CORP | VACUUM REGULATOR | VACUUM REGULATOR | REGULATORS/ SUCTION |  |  | VRA 08992BH |  | 2017-05-15 | 15040 | PACU (RECOVERY ROOM 1) |  | USD |  | Active | UNIVERSITY NEW MEXICO HOSPITAL
101495 | 1446557 | AMVEX CORP | VACUUM REGULATOR | VACUUM REGULATOR | REGULATORS/ SUCTION |  |  | VRA08293NH |  | 2017-05-15 | 71040 | CARDIAC CATH LAB |  | USD |  | Active | UNIVERSITY NEW MEXICO HOSPITAL
101527 | 1446605 | AMVEX CORP | VACUUM REGULATOR | VACUUM REGULATOR | REGULATORS/ SUCTION |  |  | VRA05436BG |  | 2017-05-15 | 95700 | CLINICAL ENGINEERING |  | USD |  | Active | UNIVERSITY NEW MEXICO HOSPITAL
101496 | 1446558 | AMVEX CORP | VACUUM REGULATOR | VACUUM REGULATOR | REGULATORS/ SUCTION |  |  | VRA05646KI |  | 2017-05-15 | 71040 | CARDIAC CATH LAB |  | USD |  | Active | UNIVERSITY NEW MEXICO HOSPITAL
101506 | 1446559 | AMVEX CORP | VACUUM REGULATOR | VACUUM REGULATOR | REGULATORS/ SUCTION |  |  | VRA08290NH |  | 2017-05-15 | 71040 | CARDIAC CATH LAB |  | USD |  | Active | UNIVERSITY NEW MEXICO HOSPITAL
101505 | 1446552 | AMVEX CORP | VACUUM REGULATOR | VACUUM REGULATOR | REGULATORS/ SUCTION |  |  | VRA08294NH |  | 2017-05-15 | 71040 | CARDIAC CATH LAB |  | USD |  | Active | UNIVERSITY NEW MEXICO HOSPITAL
101543 | 1448363 | AMVEX CORP | VACUUM REGULATOR | VACUUM REGULATOR | REGULATORS/ SUCTION |  |  | VRA 08995BH |  | 2017-05-15 | 15040 | PACU (RECOVERY ROOM 1) |  | USD |  | Active | UNIVERSITY NEW MEXICO HOSPITAL
| 1446781 | AMVEX CORP | VACUUM REGULATOR | VACUUM REGULATOR | REGULATORS/ SUCTION |  |  | VRA05275BG |  | 2017-05-15 | 12430 | GENERAL PEDIATRICS UNIT |  | USD |  | Active | UNIVERSITY NEW MEXICO HOSPITAL
101504 | 1446551 | AMVEX CORP | VACUUM REGULATOR | VACUUM REGULATOR | REGULATORS/ SUCTION |  |  | VRA08296NH |  | 2017-05-15 | 71040 | CARDIAC CATH LAB |  | USD |  | Active | UNIVERSITY NEW MEXICO HOSPITAL
101784 | 1446773 | MEDTRONIC INC | FUSION ENT NAVIGATION | FUSION ENT NAVIGATION | PROCESSORS/ ELECTRONIC IMAGE |  |  | N06504458 | 2017-05-31 | 2018-05-15 | 15500 | OSIS OPERATING ROOM |  | USD |  | Active | UNIVERSITY NEW MEXICO HOSPITAL
70588 | 1085684 | OMANO MICROSCOPES | AC100 | AC100 | MICROSCOPES |  |  | 0617867 | 2017-01-01 | 2018-01-15 | 34125 | WOMEN'S FACULTY & MIDWIFE CLIN |  | USD |  | Active | UNIVERSITY NEW MEXICO HOSPITAL
98336 | 1400002 | THE BREWER CO | ACCESS HI-LO EXAM TABLE | 6501 | TABLES/ EXAMINATION/TREATMENT |  |  | CNV |  | 2017-05-15 | 30030 | CTH OUTPATIENT CLINIC |  | USD |  | Active | UNIVERSITY NEW MEXICO HOSPITAL
98332 | 1400001 | THE BREWER CO | ACCESS HI-LO EXAM TABLE | 6501 | TABLES/ EXAMINATION/TREATMENT |  |  | CNV |  | 2017-05-15 | 30030 | CTH OUTPATIENT CLINIC |  | USD |  | Active | UNIVERSITY NEW MEXICO HOSPITAL
98337 | 1400000 | THE BREWER CO | ACCESS HI-LO EXAM TABLE | 6501 | TABLES/ EXAMINATION/TREATMENT |  |  | CNV |  | 2017-05-15 | 30030 | CTH OUTPATIENT CLINIC |  | USD |  | Active | UNIVERSITY NEW MEXICO HOSPITAL
101609 | 1448342 | THE BREWER CO | ACCESS HI-LO EXAM TABLE | 6501 | TABLES/ EXAMINATION/TREATMENT |  |  | hl007327 |  | 2017-05-15 | 30030 | CTH OUTPATIENT CLINIC |  | USD |  | Active | UNIVERSITY NEW MEXICO HOSPITAL
101608 | 1448341 | THE BREWER CO | ACCESS HI-LO EXAM TABLE | 6501 | TABLES/ EXAMINATION/TREATMENT |  |  | hl005918 |  | 2017-05-15 | 30030 | CTH OUTPATIENT CLINIC |  | USD |  | Active | UNIVERSITY NEW MEXICO HOSPITAL
61436 | 1379799 | FUJI MEDICAL SYSTEMS USA INC | CLEARVIEW | CR-IR 368 | DIGITAL IMAGING SYSTEMS/ COMPUTED RADIOGRAPHY |  |  | 67220941 | 2017-09-15 | 2017-02-15 | 75000 | RADIOLOGY - GENERAL |  | USD |  | Active | UNIVERSITY NEW MEXICO HOSPITAL
91361 | 1040579 | UNITED METAL FABRICATORS INC | UMF-4040 | UMF-4040 | TABLES/ EXAMINATION/TREATMENT |  |  | 119465001 |  | 2017-06-15 | 34125 | WOMEN'S FACULTY & MIDWIFE CLIN |  | USD |  | Active | UNIVERSITY NEW MEXICO HOSPITAL
80121 | 1143674 | BIOSENSE WEBSTER | CARTO 3 | FG-5400-00 | STEREOTACTIC SYSTEMS |  |  | 11478 | 2017-05-29 | 2018-01-15 | 71040 | CARDIAC CATH LAB |  | USD |  | Active | UNIVERSITY NEW MEXICO HOSPITAL
95899 | 1477908 | ARTHREX INC | SYNERGY UHD4 | AR-3200-0021 | CONTROLLERS | 1219129 |  | DBE170005 | 2017-06-16 | 2017-06-15 | 15500 | OSIS OPERATING ROOM |  | USD |  | Active | UNIVERSITY NEW MEXICO HOSPITAL
95897 | 1477907 | ARTHREX INC | SYNERGY UHD4 | AR-3200-0021 | CONTROLLERS | 1219129 |  | DBD170064 | 2017-06-16 | 2017-06-15 | 15500 | OSIS OPERATING ROOM |  | USD |  | Active | UNIVERSITY NEW MEXICO HOSPITAL
ACN 58329 | 1439832 | ONEAC CORP | ONM300J-S1 | ONM300J-S1 | POWER SYSTEMS/ UNINTERRUPTIBLE |  |  | 0645-3890 | 2017-05-18 | 2018-05-15 | 95700 | CLINICAL ENGINEERING |  | USD |  | Reactivated | UNIVERSITY NEW MEXICO HOSPITAL
82251 | 1085956 | SSCOR INC | 2314B | 2314B | ASPIRATORS | FOUND |  | M19277 | 2017-07-17 | 2018-07-15 | 21035 | URGENT CARE CENTER |  | USD |  | Active | UNIVERSITY NEW MEXICO HOSPITAL
93604 | 1380189 | NANOSONICS | TROPHON PRINTER | DT2205 | PRINTERS |  |  | D3915120180 |  | 2017-04-15 | 34110 | WOMEN'S HEALTH CENTER |  | USD |  | Active | UNIVERSITY NEW MEXICO HOSPITAL
93608 | 1380193 | NANOSONICS | TROPHON PRINTER | DT2205 | PRINTERS |  |  | D3915120383 |  | 2017-04-15 | 34115 | WOMEN'S ULTRASOUND CLINIC |  | USD |  | Active | UNIVERSITY NEW MEXICO HOSPITAL
93611 | 1380196 | NANOSONICS | TROPHON PRINTER | DT2205 | PRINTERS |  |  | D3915120177 |  | 2017-04-15 | 34115 | WOMEN'S ULTRASOUND CLINIC |  | USD |  | Active | UNIVERSITY NEW MEXICO HOSPITAL
ACN 93617 | 1380202 | NANOSONICS | TROPHON PRINTER | DT2205 | PRINTERS |  |  | D3915120405 |  | 2017-03-15 | 12000 | LABOR AND DELIVERY |  | USD |  | Active | UNIVERSITY NEW MEXICO HOSPITAL
93612 | 1380197 | NANOSONICS | TROPHON PRINTER | DT2205 | PRINTERS |  |  | D3915120167 |  | 2017-05-15 | 75050 | RADIOLOGY - ULTRASOUND |  | USD |  | Active | UNIVERSITY NEW MEXICO HOSPITAL
93613 | 1380198 | NANOSONICS | TROPHON PRINTER | DT2205 | PRINTERS |  |  | D3915120172 |  | 2017-05-15 | 75050 | RADIOLOGY - ULTRASOUND |  | USD |  | Active | UNIVERSITY NEW MEXICO HOSPITAL
93615 | 1380200 | NANOSONICS | TROPHON PRINTER | DT2205 | PRINTERS |  |  | D3915120406 |  | 2017-05-15 | 75050 | RADIOLOGY - ULTRASOUND |  | USD |  | Active | UNIVERSITY NEW MEXICO HOSPITAL
93621 | 1380206 | NANOSONICS | TROPHON PRINTER | DT2205 | PRINTERS |  |  | D3915120365 |  | 2017-05-15 | 75025 | RADIOLOGY - INTERVENTIONAL RAD |  | USD |  | Active | UNIVERSITY NEW MEXICO HOSPITAL
93605 | 1380190 | NANOSONICS | TROPHON PRINTER | DT2205 | PRINTERS |  |  | D3915120166 |  | 2017-05-15 | 34250 | UROLOGY |  | USD |  | Active | UNIVERSITY NEW MEXICO HOSPITAL
84381 | 1198756 | OLYMPUS AMERICA INC | VISERA ELITE | CLV-S190 | LIGHT SOURCES | 1048814-0-CAP |  | 7303287 | 2016-11-01 | 2017-11-15 | 76020 | SPEECH/LANGUAGE PATHOLOGY |  | USD |  | Active | UNIVERSITY NEW MEXICO HOSPITAL
101769 | 1447204 | REICHERT INC | 11625B | 11625B | PHOROMETERS |  |  | 50837-0408 |  | 2017-06-15 | 34620 | OPHTHALMOLOGY OFF SITE CLINIC |  | USD |  | Active | UNIVERSITY NEW MEXICO HOSPITAL
52994 | 1448449 | HEINE | EN-30 | EN-30 | OPHTHALMOSCOPE/OTOSCOPES |  |  | 09892 |  | 2017-05-15 | 34610 | OPHTHALMOLOGY ON SITE CLINIC |  | USD |  | Active | UNIVERSITY NEW MEXICO HOSPITAL
101471 | 1448446 | HEINE | EN-30 | EN-30 | OPHTHALMOSCOPE/OTOSCOPES |  |  | 1100002520 |  | 2017-05-15 | 34610 | OPHTHALMOLOGY ON SITE CLINIC |  | USD |  | Active | UNIVERSITY NEW MEXICO HOSPITAL
101472 | 1448436 | HEINE | EN-30 | EN-30 | OPHTHALMOSCOPE/OTOSCOPES |  |  | 1004 |  | 2017-05-15 | 34610 | OPHTHALMOLOGY ON SITE CLINIC |  | USD |  | Active | UNIVERSITY NEW MEXICO HOSPITAL
95127 | 1477835 | MEDELA INC | Waterless Milk Warmer | 87115 | WARMING UNITS |  |  | 1435654 | 2017-02-01 | 2018-02-15 | 12455 | NEWBORN ICU |  | USD |  | Active | UNIVERSITY NEW MEXICO HOSPITAL
84939 | 1199377 | MEDELA INC | Waterless Milk Warmer | 87115 | WARMING UNITS |  |  | 1427658 | 2017-02-01 | 2018-02-15 | 12415 | INTERMEDIATE CARE NURSERY |  | USD |  | Active | UNIVERSITY NEW MEXICO HOSPITAL
95128 | 1477836 | MEDELA INC | Waterless Milk Warmer | 87115 | WARMING UNITS |  |  | 1435655 | 2017-02-01 | 2018-02-15 | 12420 | NEWBORN ICU |  | USD |  | Active | UNIVERSITY NEW MEXICO HOSPITAL
101373 | 1440167 - VERIFY | STRYKER INSTRUMENTS DIV STRYKER CORP | 7110-120 | 7110-120 | BATTERY CHARGERS |  |  | 1410601523 |  | 2017-06-15 | 15010 | STERILE PROCESSING |  | USD |  | Active | UNIVERSITY NEW MEXICO HOSPITAL
93400 | 1379960 | ADAM EQUIPMENT | CPWplus | 75 | SCALES/ INFANT | Found |  | AE63103166 | 2017-04-14 | 2018-04-15 | 30030 | CTH OUTPATIENT CLINIC |  | USD |  | Active | UNIVERSITY NEW MEXICO HOSPITAL
95334 | 1380334 | ADAM EQUIPMENT | CPWplus | 75 | SCALES/ INFANT |  |  | AE39817410 | 2017-05-31 | 2018-01-15 | 30030 | CTH OUTPATIENT CLINIC |  | USD |  | Active | UNIVERSITY NEW MEXICO HOSPITAL
95194 | 1380337 | ADAM EQUIPMENT | CPWplus | 75 | SCALES/ INFANT |  |  | AE39817432 | 2017-05-31 | 2018-01-15 | 30030 | CTH OUTPATIENT CLINIC |  | USD |  | Active | UNIVERSITY NEW MEXICO HOSPITAL
95193 | 1380336 | ADAM EQUIPMENT | CPWplus | 75 | SCALES/ INFANT |  |  | AE39816638 | 2017-05-31 | 2018-01-15 | 30030 | CTH OUTPATIENT CLINIC |  | USD |  | Active | UNIVERSITY NEW MEXICO HOSPITAL
95335 | 1380335 | ADAM EQUIPMENT | CPWplus | 75 | SCALES/ INFANT |  |  | AE39817409 | 2017-05-31 | 2018-01-15 | 30030 | CTH OUTPATIENT CLINIC |  | USD |  | Active | UNIVERSITY NEW MEXICO HOSPITAL
| 1421555 | ThermoWorks | 3001 | 3001 | HEATING BLOCKS | CC/KIRKLAND/34339 |  | D16050141 | 2017-03-22 | 2018-03-15 | 95700 | CLINICAL ENGINEERING |  | USD |  | Active | UNIVERSITY NEW MEXICO HOSPITAL
93485 | 1380030 | ZOLL MEDICAL CORP | PROPAQ MD | PROPAQ MD | DEFIBRILLATOR/ MONITOR/ PACEMAKERS | 2000787-0-CAP |  | AI15C003854 | 2017-02-01 | 2018-02-15 | 70800 | NEONATAL AMBULANCE |  | USD |  | Active | UNIVERSITY NEW MEXICO HOSPITAL
98839 | 1420421 | KARL STORZ ENDOSCOPY-AMERICA INC | C-MAC | 8403 ZX | VIDEO SYSTEMS/ ENDOSCOPIC/ CHIP CAMERA/ LARYNGOSCOPIC INTUBATION | 2001202-0-MCAP |  | ST9211 | 2017-02-28 | 2018-02-15 | 12455 | NEWBORN ICU |  | USD | 6087.2 | Active | UNIVERSITY NEW MEXICO HOSPITAL
80970 | 1085862 | AMVEX CORP | VR-CIUD-DHD-A | VR-CIUD-DHD-A | REGULATORS/ SUCTION | FOUND |  | VRA07350BH | 2011-10-24 | 2011-10-15 | 12230 | GEN MED/SAC (4-W) |  | USD | 0 | Active | UNIVERSITY NEW MEXICO HOSPITAL
80969 | 1085863 | AMVEX CORP | VR-CIUD-DHD-A | VR-CIUD-DHD-A | REGULATORS/ SUCTION | FOUND |  | VRA07335BH | 2011-10-24 | 2011-10-15 | 12230 | GEN MED/SAC (4-W) |  | USD | 0 | Active | UNIVERSITY NEW MEXICO HOSPITAL
80968 | 1085864 | AMVEX CORP | VR-CIUD-DHD-A | VR-CIUD-DHD-A | REGULATORS/ SUCTION | FOUND |  | VRA07575DJ | 2011-10-24 | 2011-10-15 | 12220 | MED/SURG SUBACUTE (4-E) |  | USD | 0 | Active | UNIVERSITY NEW MEXICO HOSPITAL
80242 | 1163372 | AMVEX CORP | VR-CIUD-DHD-N | VR-CIUD-DHD-N | REGULATORS/ SUCTION | FOUND |  | VRA05303BG | 2013-02-18 | 2013-02-15 | 12430 | GENERAL PEDIATRICS UNIT |  | USD |  | Active | UNIVERSITY NEW MEXICO HOSPITAL
73313 | 1162178 | OCTANE FITNESS | Pro 4700 | Pro 4700 | EXERCISERS | FOUND |  | F1009AP00835-02 | 2012-05-16 | 2017-06-15 | 30030 | CTH OUTPATIENT CLINIC |  | USD |  | Active | UNIVERSITY NEW MEXICO HOSPITAL
95677 | 1477890 | OLYMPUS AMERICA INC | EVIS EXERA III CLV-190 | EVIS EXERA III CLV-190 | LIGHT SOURCES/ FIBEROPTIC |  |  | 7667455 | 2016-09-01 | 2017-09-15 | 71520 | PULMONARY DIAGNOSTICS |  | USD |  | Active | UNIVERSITY NEW MEXICO HOSPITAL
93261 | 1040618 | OLYMPUS AMERICA INC | EVIS EXERA III CLV-190 | EVIS EXERA III CLV-190 | LIGHT SOURCES/ FIBEROPTIC |  |  | CNV | 2017-05-29 | 2017-10-15 | 70020 | ENDOSCOPY CENTER |  | USD |  | Active | UNIVERSITY NEW MEXICO HOSPITAL
95882 | 1478107 | JOERNS HEALTHCARE INC | HPL-700 | HPL-700 | LIFTS/ PATIENT TRANSFER |  |  | 11000128630103 | 2017-06-30 | 2017-06-15 | 15000 | OPERATING ROOM |  | USD |  | Active | UNIVERSITY NEW MEXICO HOSPITAL
98110 | 1379883 | ACCUVEIN LLC | AV400 | AV400 | TRANSILLUMINATORS |  |  | AV161900032 |  | 2017-04-15 | 12320 | GENERAL MEDICINE (5-W) |  | USD |  | Active | UNIVERSITY NEW MEXICO HOSPITAL
82677 | 1096471 | GE HEALTHCARE | CARESCAPE V100 | 2034803-005 | MONITORS/ PHYSIOLOGIC/ VITAL SIGNS | 590502 |  | SH611510187SA | 2016-11-01 | 2017-11-15 | 32055 | 1209 CLINIC |  | USD | 3386.33 | Active | UNIVERSITY NEW MEXICO HOSPITAL
98682 | 1420431 | CANON USA INC | CR-2 | CR-2 | CAMERAS/ OPHTHALMIC | 1181142-0-CAP |  | 210049 | 2017-03-13 | 2017-02-15 | 34620 | OPHTHALMOLOGY OFF SITE CLINIC |  | USD | 23083 | Active | UNIVERSITY NEW MEXICO HOSPITAL
93165 | 1478189 | CANON USA INC | CR-2 | CR-2 | CAMERAS/ OPHTHALMIC | 1181144-0-CAP |  | 210042 | 2017-03-13 | 2017-02-15 | 34610 | OPHTHALMOLOGY ON SITE CLINIC |  | USD | 23083 | Active | UNIVERSITY NEW MEXICO HOSPITAL
95114 | 1478187 | CANON USA INC | CR-2 | CR-2 | CAMERAS/ OPHTHALMIC | 1181139-0-CAP |  | 100807 | 2017-02-15 | 2017-02-15 | 32050 | WESTSIDE FAMILY & SENIOR HLTH |  | USD |  | Active | UNIVERSITY NEW MEXICO HOSPITAL
95113 | 1478186 | CANON USA INC | CR-2 | CR-2 | CAMERAS/ OPHTHALMIC | 1181143-0-CAP |  | 100807 | 2017-02-15 | 2017-02-15 | 32025 | FAMILY PRACTICE CLINIC |  | USD |  | Active | UNIVERSITY NEW MEXICO HOSPITAL
95115 | 1478188 | CANON USA INC | CR-2 | CR-2 | CAMERAS/ OPHTHALMIC | 1181136-0-CAP |  | 100829 | 2017-02-15 | 2017-02-15 | 30080 | NORTH VALLEY CLINIC |  | USD |  | Active | UNIVERSITY NEW MEXICO HOSPITAL
95306 | 1478437 | VERATHON INC | GLIDESCOPE GVM | GLIDESCOPE GVM | LARYNGOSCOPES |  |  | AN163152 |  | 2017-06-15 | 12120 | MEDICAL/CARDIAC ICU |  | USD |  | Active | UNIVERSITY NEW MEXICO HOSPITAL
| 1477903 | VERATHON INC | GLIDESCOPE GVM | GLIDESCOPE GVM | LARYNGOSCOPES |  |  | AN163169 | 2016-07-31 | 2016-07-15 | 21015 | ED-NORTH |  | USD |  | Active | UNIVERSITY NEW MEXICO HOSPITAL
ACN 101054 | 1440011 | BAXTER | EASY SPRAY | EASY SPRAY | REGULATORS |  |  | 03193 |  | 2017-03-15 | 15045 | PACU - BBRP |  | USD |  | Active | UNIVERSITY NEW MEXICO HOSPITAL
93471 | 1380016 | HILL-ROM INC | METANEB | METANEB | MUCUS CLEARANCE DEVICES |  |  | Q006MN0002 |  | 2017-04-15 | 12130 | TRAUMA/SURGICAL ICU |  | USD |  | Active | UNIVERSITY NEW MEXICO HOSPITAL
ACN 93472 | 1380017 | HILL-ROM INC | METANEB | METANEB | MUCUS CLEARANCE DEVICES |  |  | Q0020016MN |  | 2017-03-15 | 71510 | PULMONARY SERVICES |  | USD |  | Active | UNIVERSITY NEW MEXICO HOSPITAL
70581 | 1085697 | MOTT MANUFACTURING | 7121000 | 7121000 | HOODS | 553687 | 553687 | 45640 | 2016-11-01 | 2017-11-15 | 34655 | DERMATOLOGY CLINIC 1021 MED |  | USD | 7141.75 | Active | UNIVERSITY NEW MEXICO HOSPITAL
98330 | 1399990 | Barkey GmbH & Co. KG | PLASMATHERM | PLASMATHERM | PLASMA THAWERS |  |  | 1110705 | 2017-05-29 | 2018-01-15 | 74070 | LAB - BLOOD BANK |  | USD |  | Active | UNIVERSITY NEW MEXICO HOSPITAL
98329 | 1399989 | Barkey GmbH & Co. KG | PLASMATHERM | PLASMATHERM | PLASMA THAWERS |  |  | 1110704 | 2017-05-29 | 2018-01-15 | 74070 | LAB - BLOOD BANK |  | USD |  | Active | UNIVERSITY NEW MEXICO HOSPITAL
83211 | 1162648 | COOPER SURGICAL INC | ClearTone | CT250 | BLOOD-FLOW DETECTORS/ ULTRASONIC | FOUND |  | CC003371 | 2013-03-08 | 2013-03-15 | 12000 | LABOR AND DELIVERY |  | USD |  | Active | UNIVERSITY NEW MEXICO HOSPITAL
58324 | 1449509 | ONEAC CORP | ONe404 | ONe404 | POWER SYSTEMS/ UNINTERRUPTIBLE | FOUND |  | 06394662 | 2017-05-18 | 2018-05-15 | 95700 | CLINICAL ENGINEERING |  | USD |  | Active | UNIVERSITY NEW MEXICO HOSPITAL
98014 | 1478098 | GRASON-STADLER INC | AUDIOSTAR PRO | AUDIOSTAR PRO | AUDIOMETERS | 1188478 |  | GS006560 | 2016-10-01 | 2017-10-15 | 76025 | AUDIOLOGY |  | USD |  | Active | UNIVERSITY NEW MEXICO HOSPITAL
98013 | 1478097 | GRASON-STADLER INC | AUDIOSTAR PRO | AUDIOSTAR PRO | AUDIOMETERS |  |  | GSGS0065218 | 2017-04-27 | 2017-11-15 | 76025 | AUDIOLOGY |  | USD |  | Active | UNIVERSITY NEW MEXICO HOSPITAL
98015 | 1478099 | GRASON-STADLER INC | AUDIOSTAR PRO | AUDIOSTAR PRO | AUDIOMETERS |  |  | CNV |  | 2017-06-15 | 32040 | NE HEIGHTS CLINIC |  | USD |  | Active | UNIVERSITY NEW MEXICO HOSPITAL
98016 | 1419038 | GRASON-STADLER INC | AUDIOSTAR PRO | AUDIOSTAR PRO | AUDIOMETERS |  |  | CNV | 2016-10-01 | 2017-10-15 | 32040 | NE HEIGHTS CLINIC |  | USD |  | Active | UNIVERSITY NEW MEXICO HOSPITAL
83329 | 1162789 | CANDELA CORP | ALEX TRIVANTAGE | ALEX TRIVANTAGE | LASERS/ ND:YAG | 1012899-0cap |  | 9914-2025-0618 | 2017-06-27 | 2017-12-15 | 34655 | DERMATOLOGY CLINIC 1021 MED |  | USD | 12000 | Active | UNIVERSITY NEW MEXICO HOSPITAL
101603 | 1446670 | EIZO | FLEXSCAN | S2133 | MONITORS/ VIDEO |  |  | 42666092US |  | 2017-05-15 | 71040 | CARDIAC CATH LAB |  | USD |  | Active | UNIVERSITY NEW MEXICO HOSPITAL
55092 | 1446577 | EIZO | FLEXSCAN | S2133 | MONITORS/ VIDEO |  |  | 42685092US |  | 2017-05-15 | 71040 | CARDIAC CATH LAB |  | USD |  | Active | UNIVERSITY NEW MEXICO HOSPITAL
101553 | 1446725 | PARKER LABORATORIES INC | 83-03 | 83-03 | WARMING UNITS/ GEL |  |  | 01083L01749 |  | 2017-05-15 | 75050 | RADIOLOGY - ULTRASOUND |  | USD |  | Active | UNIVERSITY NEW MEXICO HOSPITAL
101562 | 1446728 | PARKER LABORATORIES INC | 83-03 | 83-03 | WARMING UNITS/ GEL |  |  | 02123L16633T |  | 2017-05-15 | 75050 | RADIOLOGY - ULTRASOUND |  | USD |  | Active | UNIVERSITY NEW MEXICO HOSPITAL
101563 | 1446722 | PARKER LABORATORIES INC | 83-03 | 83-03 | WARMING UNITS/ GEL |  |  | 029507BF11 |  | 2018-01-15 | 75050 | RADIOLOGY - ULTRASOUND |  | USD |  | Active | UNIVERSITY NEW MEXICO HOSPITAL
93038 | 1379709 | MEDTRONIC INC | VITATRON | 2090 | PROGRAMMER/TESTERS/IMPLANTABLE CARDIAC PACEMAKER |  |  | CNV | 2016-10-01 | 2017-10-15 | 12320 | GENERAL MEDICINE (5-W) |  | USD |  | Active | UNIVERSITY NEW MEXICO HOSPITAL
55822 | 1142776 | SONY CORP OF AMERICA | UP-21MD | UP-21MD | PRINTERS/ VIDEO | FOUND |  | 13981 | 2012-12-19 | 2012-11-15 | 34250 | UROLOGY |  | USD |  | Active | UNIVERSITY NEW MEXICO HOSPITAL
91362 | 1040580 | COVIDIEN | FORCE FX-CS | FORCE FX-CS | ELECTROSURGICAL UNITS |  |  | 4975A | 2017-06-16 | 2017-12-15 | 15000 | OPERATING ROOM |  | USD |  | Active | UNIVERSITY NEW MEXICO HOSPITAL
| 1096231 | FLUKE BIOMEDICAL CORP | ESA612 | ESA612 | TESTERS/ ELECTRICAL SAFETY | FOUND - PHILIPS EQ |  | 1707027 | 2017-03-21 | 2018-03-15 | 95700 | CLINICAL ENGINEERING |  | USD |  | Active | UNIVERSITY NEW MEXICO HOSPITAL
98927 | 1421606 | IRADIMED CORP | MRIDIUM (3860+) | 3860+ | INFUSION CONTROLLERS | 1211590-0-MCAP |  | IR60103131 | 2017-04-07 | 2018-01-15 | 75040 | RADIOLOGY - MRI |  | USD | 6290 | Active | UNIVERSITY NEW MEXICO HOSPITAL
62121 | 1399648 | FUJIFILM MEDICAL SYSTEMS USA | FUJI FCR CARBON IMG | 555066 | DIGITAL IMAGING SYSTEMS/ COMPUTED RADIOGRAPHY |  |  | 67220941 | 2017-09-15 | 2017-02-15 | 75000 | RADIOLOGY - GENERAL |  | USD |  | Active | UNIVERSITY NEW MEXICO HOSPITAL
98813 | 1421575 | FUJIFILM MEDICAL SYSTEMS USA | FUJI FCR CARBON XL IMG | 555082 | DIGITAL IMAGING SYSTEMS/ COMPUTED RADIOGRAPHY |  |  | 67222750 | 2017-09-15 | 2017-02-15 | 32025 | FAMILY PRACTICE CLINIC |  | USD |  | Active | UNIVERSITY NEW MEXICO HOSPITAL
98713 | 1420443 | FUJIFILM MEDICAL SYSTEMS USA | FUJI FCR-XG1 IMG | 531249 | DIGITAL IMAGING SYSTEMS/ COMPUTED RADIOGRAPHY |  |  | 56533382 | 2017-09-15 | 2017-02-15 | 15500 | OSIS OPERATING ROOM |  | USD |  | Active | UNIVERSITY NEW MEXICO HOSPITAL
98815 | 1421578 | FUJIFILM MEDICAL SYSTEMS USA | FUJI FCR-XG1 IMG | 531249 | DIGITAL IMAGING SYSTEMS/ COMPUTED RADIOGRAPHY |  |  | 56934767 | 2017-09-15 | 2017-02-15 | 32025 | FAMILY PRACTICE CLINIC |  | USD |  | Active | UNIVERSITY NEW MEXICO HOSPITAL
57077 | 1420452 | FUJIFILM MEDICAL SYSTEMS USA | FUJI FCR-XG1 IMG | 531249 | DIGITAL IMAGING SYSTEMS/ COMPUTED RADIOGRAPHY |  |  | 56433051B | 2017-09-15 | 2017-02-15 | 75000 | RADIOLOGY - GENERAL |  | USD |  | Active | UNIVERSITY NEW MEXICO HOSPITAL
61444 | 1420450 | FUJIFILM MEDICAL SYSTEMS USA | FUJI FCR-XG1 IMG | 531249 | DIGITAL IMAGING SYSTEMS/ COMPUTED RADIOGRAPHY |  |  | 56332510B | 2017-09-15 | 2017-02-15 | 75000 | RADIOLOGY - GENERAL |  | USD |  | Active | UNIVERSITY NEW MEXICO HOSPITAL
57076 | 1421574 | FUJIFILM MEDICAL SYSTEMS USA | FUJI FCR XG5000 IMG | 531248 | DIGITAL IMAGING SYSTEMS/ COMPUTED RADIOGRAPHY |  |  | 57022363 | 2017-09-15 | 2017-04-15 | 75000 | RADIOLOGY - GENERAL |  | USD |  | Reactivated | UNIVERSITY NEW MEXICO HOSPITAL
61439 | 1420444 | FUJIFILM MEDICAL SYSTEMS USA | FUJI FCR XG5000 IMG | 531248 | DIGITAL IMAGING SYSTEMS/ COMPUTED RADIOGRAPHY |  |  | 57022355 | 2017-09-15 | 2017-02-15 | 75000 | RADIOLOGY - GENERAL |  | USD |  | Active | UNIVERSITY NEW MEXICO HOSPITAL
62125 | 1399965 | FUJIFILM MEDICAL SYSTEMS USA | FUJI FCR XG5000 IMG | 531248 | DIGITAL IMAGING SYSTEMS/ COMPUTED RADIOGRAPHY |  |  | 56421891 | 2017-09-15 | 2017-02-15 | 75000 | RADIOLOGY - GENERAL |  | USD |  | Active | UNIVERSITY NEW MEXICO HOSPITAL
59055 | 1399647 | FUJIFILM MEDICAL SYSTEMS USA | FUJI FCR XG5000 IMG | 531248 | DIGITAL IMAGING SYSTEMS/ COMPUTED RADIOGRAPHY |  |  | 67223636 | 2017-09-15 | 2017-02-15 | 75000 | RADIOLOGY - GENERAL |  | USD |  | Active | UNIVERSITY NEW MEXICO HOSPITAL
59050 | 1420457 | FUJIFILM MEDICAL SYSTEMS USA | FUJI FCR XG5000 IMG | 531248 | DIGITAL IMAGING SYSTEMS/ COMPUTED RADIOGRAPHY |  |  | 56522008 | 2017-09-15 | 2017-02-15 | 75000 | RADIOLOGY - GENERAL |  | USD |  | Active | UNIVERSITY NEW MEXICO HOSPITAL
82270 | 1096512 | GRASON-STADLER INC | AUTO TYMP | GSI 37 | ANALYZERS/MIDDLE EAR/ IMPEDANCE TYMPANOMETER |  |  | GS39418 | 2017-05-29 | 2017-11-15 | 76025 | AUDIOLOGY |  | USD |  | Active | UNIVERSITY NEW MEXICO HOSPITAL
83999 | 1163357 | OLYMPIC | STERILE AIR DRYER MODEL 43 | MODEL 43 | DRYERS | 1046876 |  | 7340 | 2013-03-26 | 2013-03-15 | 15500 | OSIS OPERATING ROOM |  | USD | 8633 | Active | UNIVERSITY NEW MEXICO HOSPITAL
70342 | 1216698 | SCALETRONICS | 4652 | 4652 | SCALES/ INFANT |  |  | 4652-137 | 2017-04-24 | 2018-04-15 | 35010 | UNM CARE - HOME SERVICES |  | USD |  | Active | UNIVERSITY NEW MEXICO HOSPITAL
93314 | 1259039 | CIANNA MEDICAL | SAVI SCOUT | SAVI SCOUT | COMPUTER AIDED DETECTION SYSTEMS/ MAMMOGRAPHIC |  |  | 3040 | 2017-05-01 | 2018-05-15 | 15500 | OSIS OPERATING ROOM |  | USD |  | Active | UNIVERSITY NEW MEXICO HOSPITAL
ACN 98991 | 1440131 | HILL-ROM INC | 7114x | 7114x | OPHTHALMOSCOPE/OTOSCOPES |  |  | 13190 |  | 2017-03-15 | 12455 | NEWBORN ICU |  | USD |  | Active | UNIVERSITY NEW MEXICO HOSPITAL
60579 | 1085662 | PHILIPS BURTON | GLEAMER | GLW32FL | LIGHTS/ EXAMINATION |  |  | GL12149 | 2011-04-28 | 2017-06-15 | 12250 | ORTHOPEDICS (3-S) |  | USD |  | Active | UNIVERSITY NEW MEXICO HOSPITAL
64732 | 1085615 | HOGGAN HEALTH INDUSTRIES | SPRINT CARDIO | SPRINT CARDIO | EXERCISERS/ UPPER/ LOWER LIMB/ CYCLE |  |  | NONE | 2011-05-04 | 2011-05-15 | 76010 | REHABILITATION SERVICES |  | USD |  | Active | UNIVERSITY NEW MEXICO HOSPITAL
| 1142891 | DALE TECHNOLOGY INC | DALE601 | DALE601 | TESTERS/ ELECTRICAL SAFETY |  |  | 9543004 | 2015-11-24 | 2016-11-15 | 95700 | CLINICAL ENGINEERING |  | USD |  | Active | UNIVERSITY NEW MEXICO HOSPITAL
95305 | 1478436 | KARL STORZ ENDOSCOPY-AMERICA INC | TELEPACK X | 20045020 | VIDEO IMAGE PROCESSORS/ ENDOSCOPIC |  |  | OT4192 |  | 2017-06-15 | 32040 | NE HEIGHTS CLINIC |  | USD |  | Active | UNIVERSITY NEW MEXICO HOSPITAL
89720 | 1329156 | KARL STORZ ENDOSCOPY-AMERICA INC | TELEPACK X | 20045020 | VIDEO IMAGE PROCESSORS/ ENDOSCOPIC |  |  | A00CJL |  | 2017-05-15 | 34230 | SURGICAL SPECIALTIES CLINIC |  | USD |  | Active | UNIVERSITY NEW MEXICO HOSPITAL
| 1231022 | TYCO HEALTHCARE GROUP | GENIUS II CHECKER/CALIBRATOR | GENIUS II CHECKER/CALIBRATOR | SIMULATORS/ TEMPERATURE |  |  | K0712434 | 2017-03-06 | 2018-03-15 | 95700 | CLINICAL ENGINEERING |  | USD | 0.1 | Active | UNIVERSITY NEW MEXICO HOSPITAL
98174 | 1398142 | STRYKER CORP | CORE CONSOLE | 5400-050-000 | CONTROLLERS |  |  | 1614600273 |  | 2017-04-15 | 15000 | OPERATING ROOM |  | USD |  | Active | UNIVERSITY NEW MEXICO HOSPITAL
82259 | 1096494 | STRYKER CORP | CORE CONSOLE | 5400-050-000 | CONTROLLERS |  |  | 1121305653 |  | 2017-04-15 | 15000 | OPERATING ROOM |  | USD |  | Active | UNIVERSITY NEW MEXICO HOSPITAL
80115 | 1083340 | STRYKER CORP | CORE CONSOLE | 5400-050-000 | CONTROLLERS | 545096 | 545096 | 1028601763 | 2013-06-05 | 2014-06-15 | 15000 | OPERATING ROOM |  | USD | 0 | Active | UNIVERSITY NEW MEXICO HOSPITAL
80058 | 1083338 | STRYKER CORP | CORE CONSOLE | 5400-050-000 | CONTROLLERS | 528473 | 528473 | 101 | 2010-10-23 | 2011-02-15 | 15005 | OPERATING ROOM - BBRP |  | USD | 0 | Active | UNIVERSITY NEW MEXICO HOSPITAL
80057 | 1083337 | STRYKER CORP | CORE CONSOLE | 5400-050-000 | CONTROLLERS | 528473 | 528473 | 1018706253 | 2013-06-05 | 2014-06-15 | 15000 | OPERATING ROOM |  | USD | 0 | Active | UNIVERSITY NEW MEXICO HOSPITAL
80051 | 1161690 | STRYKER CORP | CORE CONSOLE | 5400-050-000 | CONTROLLERS | 528473 | 528473 | 1019300203 | 2013-06-03 | 2013-06-15 | 15000 | OPERATING ROOM |  | USD | 0 | Active | UNIVERSITY NEW MEXICO HOSPITAL
101519 | 1446712 | VERATHON INC | PORTABLE GVL | PORTABLE GVL | LARYNGOSCOPES |  |  | PM086794 |  | 2018-01-15 | 89025 | CLINICAL EDUCATION |  | USD |  | Active | UNIVERSITY NEW MEXICO HOSPITAL
95996 | 1477940 | HOT DOG INTERNATIONAL, LLC | HOT DOG | WC02 | WARMING UNITS/ PATIENT/ FORCED-AIR |  |  | 07241 | 2016-10-01 | 2017-10-15 | 34315 | CLINICAL NEUROSCIENCE CENTER |  | USD |  | Active | UNIVERSITY NEW MEXICO HOSPITAL
98310 | 1400008 | BIOSENSE WEBSTER | SMARTABLATE | M490002 | GENERATORS/ RADIO-FREQUENCY |  |  | G4C-1885 | 2017-05-29 | 2017-07-15 | 71040 | CARDIAC CATH LAB |  | USD |  | Active | UNIVERSITY NEW MEXICO HOSPITAL
UNM Hopsital Active Inventory
Copyright (c) 2000-2017 salesforce.com, inc. All rights reserved.
Confidential Information - Do Not Distribute
Generated By: Carla Healy 7/21/2017 3:06 PM
Philips Healthcare, North America